## Instructions
Data compiled for Q3 2021 Quarter on 05/25/2021
Do not rename, add, delete or modify Columns, ranges or worksheets on any worksheets
Links to other tabs in this Workbook
Method Analytes assoc.- valid SDWIS analysis method and analyte associations
Classified Monitoring List - list of analyte categories and classifications
Unit of Measure Codes - valid SDWIS units of measure for concentration and detection values
Template_Sample - template for entering sample information
Template_Result - template for entering result information
Non Regulated Parameters - list of analyte categories and classifications for analytes not on the Classified Monitoring List
Permitted Values

## Monitoring Schedules
PWSID | SampleCategory | ClassificationCode | SampleType | ComplianceIndicator | FacilityID | SamplingPoint | SampleLocation | Water System Name | PWSFacility Description | PBTypeCode | Quantity
VA1021043 | GE | HAA | RT | Y | DS005 | DBP01 | COUNTY ADM. BUILDING | BLAND COMMUNITY WATER SYSTEM | DISTRIBUTION SYSTEM |  | 1
VA1021043 | GE | THM | RT | Y | DS005 | DBP01 | COUNTY ADM. BUILDING | BLAND COMMUNITY WATER SYSTEM | DISTRIBUTION SYSTEM |  | 1
VA1021046 | GE | HAA | RT | Y | DS005 | DBP02 | GUARD QUARTERS | BLAND CORRECTIONAL CENTER | DISTRIBUTION SYSTEM |  | 1
VA1021046 | GE | THM | RT | Y | DS005 | DBP02 | GUARD QUARTERS | BLAND CORRECTIONAL CENTER | DISTRIBUTION SYSTEM |  | 1
VA1021046 | PB | LC | RT | Y | DS005 | LCR01 | 001 SEWAGE PLANT | BLAND CORRECTIONAL CENTER | DISTRIBUTION SYSTEM | FSD | 1
VA1021046 | PB | LC | RT | Y | DS005 | LCR02 | 002 TRAILER #2 | BLAND CORRECTIONAL CENTER | DISTRIBUTION SYSTEM | FSD | 1
VA1021046 | PB | LC | RT | Y | DS005 | LCR03 | 003 CARPENTER SHOP | BLAND CORRECTIONAL CENTER | DISTRIBUTION SYSTEM | FSD | 1
VA1021046 | PB | LC | RT | Y | DS005 | LCR05 | 005 AUTOMOTIVE SHOP | BLAND CORRECTIONAL CENTER | DISTRIBUTION SYSTEM | FSD | 1
VA1035088 | GE | THM | RT | Y | DS001 | DBP11 | INDUSTRIAL PARK STORAGE TANK | CARROLL REGIONAL WATER SYSTEM | DISTRIBUTION SYSTEM |  | 1
VA1035088 | PB | LC | RT | Y | DS001 | LCR01 | 100 CAVS LANE, OFFICE RESTROOM | CARROLL REGIONAL WATER SYSTEM | DISTRIBUTION SYSTEM | FSD | 1
VA1035088 | PB | LC | RT | Y | DS001 | LCR07 | 539-B FLOYD PIKE | CARROLL REGIONAL WATER SYSTEM | DISTRIBUTION SYSTEM | FSD | 1
VA1035088 | PB | LC | RT | Y | DS001 | LCR11 | 100 CAVS LANE - GREENHOUSE | CARROLL REGIONAL WATER SYSTEM | DISTRIBUTION SYSTEM | FSD | 1
VA1035088 | PB | LC | RT | Y | DS001 | LCR16 | 351 FLOYD PIKE | CARROLL REGIONAL WATER SYSTEM | DISTRIBUTION SYSTEM | FSD | 1
VA1035088 | PB | LC | RT | Y | DS001 | LCR19 | 499 FLOYD PIKE | CARROLL REGIONAL WATER SYSTEM | DISTRIBUTION SYSTEM | FSD | 1
VA1035088 | PB | LC | RT | Y | DS001 | LCR23 | 195 TIMERLINE DR, GALAX | CARROLL REGIONAL WATER SYSTEM | DISTRIBUTION SYSTEM | FSD | 1
VA1155055 | PB | LC | RT | Y | DS001 | LCR08 | 4520 BROOKMONT RD | BROOKMONT AREA | DISTRIBUTION SYSTEM | FSD | 1
VA1155055 | PB | LC | RT | Y | DS001 | LCR12 | 4478 BROOKMONT RD | BROOKMONT AREA | DISTRIBUTION SYSTEM | FSD | 1
VA1155055 | PB | LC | RT | Y | DS001 | LCR19 | 4951 BROOKMONT RD | BROOKMONT AREA | DISTRIBUTION SYSTEM | FSD | 1
VA1155121 | GE | NIT | RT | Y | EP002 | EP002 | TAP AFTER STORAGE | COVEY`S FAMILY CAMPGROUND NO. 1 | ENTRY POINT - WELL NO. 2 |  | 1
VA1155129 | GE | NIT | RT | Y | EP001 | EP001 | TAP - SERVICE ROOM | COVEY`S FAMILY CAMPGROUND NO. 2 | ENTRY POINT |  | 1
VA1155150 | GE | HAA | RT | Y | DS001 | DBP01 | 4980 MEADOW WAY | DUBLIN TOWN OF | DISTRIBUTION SYSTEM |  | 1
VA1155150 | GE | THM | RT | Y | DS001 | DBP01 | 4980 MEADOW WAY | DUBLIN TOWN OF | DISTRIBUTION SYSTEM |  | 1
VA1155150 | GE | HAA | RT | Y | DS001 | DBP04 | 6011 WRIGHT AVENUE | DUBLIN TOWN OF | DISTRIBUTION SYSTEM |  | 1
VA1173090 | PB | LC | RT | Y | DS001 | LCR10 | 220 VANCE DRIVE | CHILHOWIE, TOWN OF | DISTRIBUTION SYSTEM | FSD | 1
VA1173090 | PB | LC | RT | Y | DS001 | LCR12 | 315 LEE HWY | CHILHOWIE, TOWN OF | DISTRIBUTION SYSTEM | FSD | 1
VA1173481 | PB | LC | RT | Y | DS002 | LCR18 | 514 DOVER STREET | MARION, TOWN OF | DISTRIBUTION SYSTEM - WTP | FSD | 1
VA1173481 | PB | LC | RT | Y | DS002 | LCR19 | 710 HOLSTON HILLS LANE | MARION, TOWN OF | DISTRIBUTION SYSTEM - WTP | FSD | 1
VA1173481 | PB | LC | RT | Y | DS002 | LCR20 | 417 GORDON AVE | MARION, TOWN OF | DISTRIBUTION SYSTEM - WTP | FSD | 1
VA1173481 | PB | LC | RT | Y | DS002 | LCR22 | 654 CUMBERLAND | MARION, TOWN OF | DISTRIBUTION SYSTEM - WTP | FSD | 1
VA1173481 | PB | LC | RT | Y | DS002 | LCR24 | 895 FERN LANE | MARION, TOWN OF | DISTRIBUTION SYSTEM - WTP | FSD | 1
VA1173481 | PB | LC | RT | Y | DS002 | LCR28 | 759 MEADOW DRIVE | MARION, TOWN OF | DISTRIBUTION SYSTEM - WTP | FSD | 1
VA1640243 | GE | HAA | RT | Y | DS950 | DBP04 | 316 FOX RUN DRIVE | GALAX, CITY OF | DISTRIBUTION SYSTEM |  | 1
VA1640243 | GE | THM | RT | Y | DS950 | DBP04 | 316 FOX RUN DRIVE | GALAX, CITY OF | DISTRIBUTION SYSTEM |  | 1
VA1640243 | GE | FL2 | ST | N | EP001 | EP001 | LAB SINK - FINISHED | GALAX, CITY OF | ENTRY POINT - WTP |  | 3
VA1640243 | GE | INO | RT | Y | EP001 | EP001 | LAB SINK - FINISHED | GALAX, CITY OF | ENTRY POINT - WTP |  | 1
VA1640243 | GE | MET | RT | Y | EP001 | EP001 | LAB SINK - FINISHED | GALAX, CITY OF | ENTRY POINT - WTP |  | 1
VA1640243 | GE | SVO | RT | Y | EP001 | EP001 | LAB SINK - FINISHED | GALAX, CITY OF | ENTRY POINT - WTP |  | 1
VA1640243 | GE | CAH | RT | Y | EP001 | EP001 | LAB SINK - FINISHED | GALAX, CITY OF | ENTRY POINT - WTP |  | 1
VA1640243 | GE | CAR | RT | Y | EP001 | EP001 | LAB SINK - FINISHED | GALAX, CITY OF | ENTRY POINT - WTP |  | 1
VA1640243 | GE | VOC | RT | Y | EP001 | EP001 | LAB SINK - FINISHED | GALAX, CITY OF | ENTRY POINT - WTP |  | 1
VA1640243 | GE | TOA | RT | Y | IN001 | RW001 | RAW H2O SAMPLE TAP | GALAX, CITY OF | CHESTNUT CREEK |  | 1
VA1640243 | GE | TOC | RT | Y | TP001 | UP001 | COMBINED FILT. EFF. | GALAX, CITY OF | WATER TREATMENT PLANT |  | 1
VA1720076 | GE | HAA | RT | Y | DS001 | DBP02 | 1530 HOOT OWL HOLLOW RD | NORTON, CITY OF | DISTRIBUTION SYSTEM |  | 1
VA1720076 | GE | THM | RT | Y | DS001 | DBP02 | 1530 HOOT OWL HOLLOW RD | NORTON, CITY OF | DISTRIBUTION SYSTEM |  | 1
VA1720076 | GE | HAA | RT | Y | DS001 | DBP03 | 743 WHITAKER ROAD | NORTON, CITY OF | DISTRIBUTION SYSTEM |  | 1
VA1720076 | GE | THM | RT | Y | DS001 | DBP03 | 743 WHITAKER ROAD | NORTON, CITY OF | DISTRIBUTION SYSTEM |  | 1
VA1720076 | GE | FL2 | ST | N | EP001 | EP001 | WTP - ENTRY POINT | NORTON, CITY OF | ENTRY POINT - WTP |  | 3
VA1720076 | GE | VOC | RT | Y | EP001 | EP001 | WTP - ENTRY POINT | NORTON, CITY OF | ENTRY POINT - WTP |  | 1
VA1720076 | GE | TOA | RT | Y | IN002 | RW001 | RAW WATER SAMPLE | NORTON, CITY OF | BENGES BRANCH |  | 1
VA1720076 | GE | TOC | RT | Y | TP001 | UP001 | COMBINED FILTER EFFL | NORTON, CITY OF | CITY OF NORTON WTP |  | 1
VA1750100 | GE | HAA | RT | Y | DS001 | DBP01 | RIDGEWOOD TANK | RADFORD, CITY OF | DISTRIBUTION SYSTEM |  | 1
VA1750100 | GE | THM | RT | Y | DS001 | DBP01 | RIDGEWOOD TANK | RADFORD, CITY OF | DISTRIBUTION SYSTEM |  | 1
VA1750100 | GE | HAA | RT | Y | DS001 | DBP02 | INGLEWOOD TANK | RADFORD, CITY OF | DISTRIBUTION SYSTEM |  | 1
VA1750100 | GE | THM | RT | Y | DS001 | DBP02 | INGLEWOOD TANK | RADFORD, CITY OF | DISTRIBUTION SYSTEM |  | 1
VA1750100 | GE | HAA | RT | Y | DS001 | DBP03 | 757 HARVEY | RADFORD, CITY OF | DISTRIBUTION SYSTEM |  | 1
VA1750100 | GE | THM | RT | Y | DS001 | DBP03 | 757 HARVEY | RADFORD, CITY OF | DISTRIBUTION SYSTEM |  | 1
VA1750100 | GE | HAA | RT | Y | DS001 | DBP04 | HOWE STREET TANK | RADFORD, CITY OF | DISTRIBUTION SYSTEM |  | 1
VA1750100 | GE | THM | RT | Y | DS001 | DBP04 | HOWE STREET TANK | RADFORD, CITY OF | DISTRIBUTION SYSTEM |  | 1
VA1750100 | PB | LC | RT | Y | DS001 | LCR02 | 37 FIELDALE DRIVE | RADFORD, CITY OF | DISTRIBUTION SYSTEM | FSD | 1
VA1750100 | PB | LC | RT | Y | DS001 | LCR05 | 25 FIELDALE DRIVE | RADFORD, CITY OF | DISTRIBUTION SYSTEM | FSD | 1
VA1750100 | PB | LC | RT | Y | DS001 | LCR06 | 1047 PRESTON STREET | RADFORD, CITY OF | DISTRIBUTION SYSTEM | FSD | 1
VA1750100 | PB | LC | RT | Y | DS001 | LCR14 | 105 9TH STREET | RADFORD, CITY OF | DISTRIBUTION SYSTEM | FSD | 1
VA1750100 | PB | LC | RT | Y | DS001 | LCR15 | 1033 PRESTON STREET | RADFORD, CITY OF | DISTRIBUTION SYSTEM | FSD | 1
VA1750100 | PB | LC | RT | Y | DS001 | LCR18 | 33 FIELDALE DRIVE | RADFORD, CITY OF | DISTRIBUTION SYSTEM | FSD | 1
VA1750100 | PB | LC | RT | Y | DS001 | LCR20 | 28 PINEVIEW DRIVE | RADFORD, CITY OF | DISTRIBUTION SYSTEM | FSD | 1
VA1750100 | PB | LC | RT | Y | DS001 | LCR25 | 189 FAIRWAY DRIVE | RADFORD, CITY OF | DISTRIBUTION SYSTEM | FSD | 1
VA1750100 | PB | LC | RT | Y | DS001 | LCR28 | 906 WALKER DRIVE | RADFORD, CITY OF | DISTRIBUTION SYSTEM | FSD | 1
VA1750100 | PB | LC | RT | Y | DS001 | LCR37 | 202 WILLIAMS AVENUE | RADFORD, CITY OF | DISTRIBUTION SYSTEM | FSD | 1
VA1750100 | PB | LC | RT | Y | DS001 | LCR41 | 703 3RD STREET | RADFORD, CITY OF | DISTRIBUTION SYSTEM | FSD | 1
VA1750100 | PB | LC | RT | Y | DS001 | LCR42 | 2101 CHARLTON LANE | RADFORD, CITY OF | DISTRIBUTION SYSTEM | FSD | 1
VA1750100 | PB | LC | RT | Y | DS001 | LCR46 | 1207 3RD STREET | RADFORD, CITY OF | DISTRIBUTION SYSTEM | FSD | 1
VA3095490 | PB | LC | RT | Y | DS001 | LCR47 | 161 JOHN ROLFE LANE | JCSA - CENTRAL SYSTEM | DISTRIBUTION SYSTEM | FSD | 1
VA3095490 | PB | LC | RT | Y | DS001 | LCR49 | 104 LAKE DRIVE | JCSA - CENTRAL SYSTEM | DISTRIBUTION SYSTEM | FSD | 1
VA3095490 | PB | LC | RT | Y | DS001 | LCR53 | 104 BARLEY MILL PL | JCSA - CENTRAL SYSTEM | DISTRIBUTION SYSTEM | FSD | 1
VA3095490 | PB | LC | RT | Y | DS001 | LCR58 | 2912 RICHARD PACE S | JCSA - CENTRAL SYSTEM | DISTRIBUTION SYSTEM | FSD | 1
VA3095490 | PB | LC | RT | Y | DS001 | LCR63 | 111 SABRE DRIVE | JCSA - CENTRAL SYSTEM | DISTRIBUTION SYSTEM | FSD | 1
VA3095490 | PB | LC | RT | Y | DS001 | LCR66 | 509 NECK O LAND | JCSA - CENTRAL SYSTEM | DISTRIBUTION SYSTEM | FSD | 1
VA3095490 | PB | LC | RT | Y | DS001 | LCR68 | 404 HEMPSTEAD | JCSA - CENTRAL SYSTEM | DISTRIBUTION SYSTEM | FSD | 1
VA3095490 | GE | NIT | RT | Y | EP001 | EP001 | OWENS ILLINOIS | JCSA - CENTRAL SYSTEM | OWENS-ILLINOIS ENTRY POINT |  | 1
VA3095490 | GE | NIT | RT | Y | EP004 | EP004 | POTTERY | JCSA - CENTRAL SYSTEM | POTTERY ENTRY POINT |  | 1
VA3053210 | PB | LC | RT | Y | DS001 | PB003 | PB/CU 3 | AZZIE MANOR HFA | AZZIE MANOR HFA | FSD | 1
VA3053210 | PB | LC | RT | Y | DS001 | PB004 | PB/CU 4 | AZZIE MANOR HFA | AZZIE MANOR HFA | FSD | 1
VA3053210 | PB | LC | RT | Y | DS001 | PB005 | PB/CU 5 | AZZIE MANOR HFA | AZZIE MANOR HFA | FSD | 1
VA3053210 | GE | RAD | RT | Y | EP001 | EP001 | ENTRY POINT | AZZIE MANOR HFA | ENTRY POINT |  | 1
VA3053248 | GE | HAA | RT | Y | DS001 | DBP02 | 3918 SHOREVIEW DRIVE | CHESDIN MANOR SUBDIVISION | CHESDIN MANOR SUBDIVISION |  | 1
VA3053248 | GE | THM | RT | Y | DS001 | DBP02 | 3918 SHOREVIEW DRIVE | CHESDIN MANOR SUBDIVISION | CHESDIN MANOR SUBDIVISION |  | 1
VA3053248 | PB | LC | RT | Y | DS001 | LCR03 | 4117 CHESDIN BLVD | CHESDIN MANOR SUBDIVISION | CHESDIN MANOR SUBDIVISION | FSD | 1
VA3053248 | PB | LC | RT | Y | DS001 | LCR04 | 3615 SHOREWOOD DR | CHESDIN MANOR SUBDIVISION | CHESDIN MANOR SUBDIVISION | FSD | 1
VA3053248 | PB | LC | RT | Y | DS001 | LCR08 | 4418 CHESDIN BLVD | CHESDIN MANOR SUBDIVISION | CHESDIN MANOR SUBDIVISION | FSD | 1
VA3053248 | PB | LC | RT | Y | DS001 | LCR09 | 3711 SHOREVIEW DRIVE | CHESDIN MANOR SUBDIVISION | CHESDIN MANOR SUBDIVISION | FSD | 1
VA3053248 | PB | LC | RT | Y | DS001 | LCR10 | 3702 SHOREVIEW DRIVE | CHESDIN MANOR SUBDIVISION | CHESDIN MANOR SUBDIVISION | FSD | 1
VA3053280 | GE | CHL | RT | Y | DS001 | DBP01 | 6619 DUNCAN ROAD | DCWA CENTRAL | DISTRIBUTION SYSTEM |  | 1
VA3053280 | GE | HAA | RT | Y | DS001 | DBP01 | 6619 DUNCAN ROAD | DCWA CENTRAL | DISTRIBUTION SYSTEM |  | 1
VA3053280 | GE | THM | RT | Y | DS001 | DBP01 | 6619 DUNCAN ROAD | DCWA CENTRAL | DISTRIBUTION SYSTEM |  | 1
VA3053280 | GE | CHL | RT | Y | DS001 | DBP02 | FERNDALE ROAD P.S. | DCWA CENTRAL | DISTRIBUTION SYSTEM |  | 1
VA2163075 | TC | TC | RT | Y | DS001 | TCR01 |  | BROWNSBURG WATER COMPANY | DISTRIBUTION SYSTEM |  | 3
VA2163142 | TC | TC | RT | Y | DS002 | TCR01 |  | CAVE MOUNTAIN LAKE(USFS) | CAVE MTN. LAKE |  | 3
VA2163180 | TC | TC | RT | Y | DS001 | TCR01 |  | EFFINGER ELEMENTARY SCHOOL | EFFINGER ELEMENTARY SCHOOL |  | 3
VA2163185 | TC | TC | RT | Y | DS001 | TCR01 |  | RELAX INN | DISTRIBUTION |  | 1
VA2163225 | TC | TC | RT | Y | DS001 | TCR01 |  | GLASGOW, TOWN OF | GLASGOW, TOWN OF |  | 6
VA2163250 | TC | TC | RT | Y | DS001 | TCR01 |  | GOSHEN, TOWN OF | GOSHEN, TOWN OF |  | 3
VA2163253 | TC | TC | RT | Y | DS001 | TCR01 |  | GRACE BIBLE CAMP | DISTRIBUTION |  | 1
VA2163260 | TC | TC | RT | Y | DS001 | TCR01 |  | HOUSE MOUNTAIN INN | HOUSE MOUNTAIN INN DS |  | 1
VA2163261 | TC | TC | RT | Y | DS001 | TCR01 |  | CAMP OLMSTED | DISTRIBUTION |  | 3
VA2163262 | TC | TC | RT | Y | DS001 | TCR01 |  | CAMP BOWMAN | DISTRIBUTION |  | 3
VA2163264 | TC | TC | RT | Y | DS001 | TCR01 |  | CAMP MARRIOTT | DISTRIBUTION |  | 3
VA2163265 | TC | TC | RT | Y | DS001 | TCR01 |  | CAMP BAIRD | DISTRIBUTION |  | 3
VA2163266 | TC | TC | RT | Y | DS001 | TCR01 |  | CAMP ROSS | DISTRIBUTION |  | 3
VA2163300 | TC | TC | RT | Y | DS001 | TCR01 |  | LEES CARPETS-MOHAWK INDUSTRIES | DISTRIBUTION |  | 3
VA2163310 | TC | TC | RT | Y | DS001 | TCR01 |  | YOGI BEAR'S JELLYSTONE PARK AT NATURAL | DISTRIBUTION |  | 1
VA2163315 | TC | TC | RT | Y | DS001 | TCR01 |  | JAMES RIVER VISITOR CENTER | JAMES RIVER VISITORS CENTER |  | 3
VA2003053 | PB | LC | RT | Y | DS001 | LCR06 | 1630 INGLEWOOD DR | ACSA URBAN AREA | DISTRIBUTION SYSTEM | FSD | 1
VA2003053 | PB | LC | RT | Y | DS001 | LCR07 | 95 BILTMORE DR | ACSA URBAN AREA | DISTRIBUTION SYSTEM | FSD | 1
VA2003053 | PB | LC | RT | Y | DS001 | LCR08 | 544 WORTHINGTON DR | ACSA URBAN AREA | DISTRIBUTION SYSTEM | FSD | 1
VA2003053 | PB | LC | RT | Y | DS001 | LCR09 | 548 WORTHINGTON DR | ACSA URBAN AREA | DISTRIBUTION SYSTEM | FSD | 1
VA2003053 | PB | LC | RT | Y | DS001 | LCR10 | 552 WORTHINGTON DR | ACSA URBAN AREA | DISTRIBUTION SYSTEM | FSD | 1
VA2003053 | PB | LC | RT | Y | DS001 | LCR11 | 1215 INGLECRESS DR | ACSA URBAN AREA | DISTRIBUTION SYSTEM | FSD | 1
VA2003053 | PB | LC | RT | Y | DS001 | LCR12 | 2710 WILLOW OAK CIR | ACSA URBAN AREA | DISTRIBUTION SYSTEM | FSD | 1
VA2003053 | PB | LC | RT | Y | DS001 | LCR13 | 2740 WILLOW OAK CIR | ACSA URBAN AREA | DISTRIBUTION SYSTEM | FSD | 1
VA2003053 | PB | LC | RT | Y | DS001 | LCR14 | 2550 ANDREW LN | ACSA URBAN AREA | DISTRIBUTION SYSTEM | FSD | 1
VA2003053 | PB | LC | RT | Y | DS001 | LCR15 | 2580 ANDREW LN | ACSA URBAN AREA | DISTRIBUTION SYSTEM | FSD | 1
VA2003053 | PB | LC | RT | Y | DS001 | LCR16 | 542 WORTHINGTON DR | ACSA URBAN AREA | DISTRIBUTION SYSTEM | FSD | 1
VA2003053 | PB | LC | RT | Y | DS001 | LCR17 | 1325 BRANCHLANDS DR F. | ACSA URBAN AREA | DISTRIBUTION SYSTEM | FSD | 1
VA2003053 | PB | LC | RT | Y | DS001 | LCR18 | 555 MILLSTONE CT | ACSA URBAN AREA | DISTRIBUTION SYSTEM | FSD | 1
VA2003053 | PB | LC | RT | Y | DS001 | LCR19 | 695 VICTORIAN CT | ACSA URBAN AREA | DISTRIBUTION SYSTEM | FSD | 1
VA2003053 | PB | LC | RT | Y | DS001 | LCR20 | 691 VICTORIAN CT | ACSA URBAN AREA | DISTRIBUTION SYSTEM | FSD | 1
VA2003053 | PB | LC | RT | Y | DS001 | LCR21 | 100 TERRELL RD E | ACSA URBAN AREA | DISTRIBUTION SYSTEM | FSD | 1
VA2003053 | PB | LC | RT | Y | DS001 | LCR22 | 175 TERRELL RD E | ACSA URBAN AREA | DISTRIBUTION SYSTEM | FSD | 1
VA2003053 | PB | LC | RT | Y | DS001 | LCR23 | 345 TERRELL CT | ACSA URBAN AREA | DISTRIBUTION SYSTEM | FSD | 1
VA2003053 | PB | LC | RT | Y | DS001 | LCR24 | 2711 WILLOW OAK CIR | ACSA URBAN AREA | DISTRIBUTION SYSTEM | FSD | 1
VA2003053 | PB | LC | RT | Y | DS001 | LCR25 | 1585 OLD OAKS DR | ACSA URBAN AREA | DISTRIBUTION SYSTEM | FSD | 1
VA2003053 | PB | LC | RT | Y | DS001 | LCR26 | 2805 OLD OAKS SPUR | ACSA URBAN AREA | DISTRIBUTION SYSTEM | FSD | 1
VA2003053 | PB | LC | RT | Y | DS001 | LCR27 | 1500 GRAY FOX TR | ACSA URBAN AREA | DISTRIBUTION SYSTEM | FSD | 1
VA2003053 | PB | LC | RT | Y | DS001 | LCR28 | 1730 TINKERS COVE RD | ACSA URBAN AREA | DISTRIBUTION SYSTEM | FSD | 1
VA2003053 | PB | LC | RT | Y | DS001 | LCR29 | 2000 N PANTOPS DR | ACSA URBAN AREA | DISTRIBUTION SYSTEM | FSD | 1
VA2003053 | PB | LC | RT | Y | DS001 | LCR30 | 1940 N PANTOPS DR | ACSA URBAN AREA | DISTRIBUTION SYSTEM | FSD | 1
VA2003054 | GE | HAA | RT | Y | DS001 | DBP02 | 3901 RED HILL SCHOOL RD. | ACSA RED HILL | DISTRIBUTION SYSTEM |  | 1
VA2003054 | GE | THM | RT | Y | DS001 | DBP02 | 3901 RED HILL SCHOOL RD. | ACSA RED HILL | DISTRIBUTION SYSTEM |  | 1
VA2003054 | PB | LC | RT | Y | DS001 | LCR01 | 2548 TAYLORS GAP RD | ACSA RED HILL | DISTRIBUTION SYSTEM | FSD | 1
VA2003054 | PB | LC | RT | Y | DS001 | LCR02 | 2528 TAYLORS GAP RD | ACSA RED HILL | DISTRIBUTION SYSTEM | FSD | 1
VA2003054 | PB | LC | RT | Y | DS001 | LCR03 | 3043 MONACAN TRAIL RD | ACSA RED HILL | DISTRIBUTION SYSTEM | FSD | 1
VA2003054 | PB | LC | RT | Y | DS001 | LCR04 | SCHOOL WATER FOUNTAIN | ACSA RED HILL | DISTRIBUTION SYSTEM | FSD | 1
VA2003054 | PB | LC | RT | Y | DS001 | LCR05 | 3966 RED HILL SCHOOL RD | ACSA RED HILL | DISTRIBUTION SYSTEM | FSD | 1
VA2003400 | PB | LC | RT | Y | DS001 | LCR09 | 4088 FAIRWAY DR | KESWICK ESTATES | DISTRIBUTION SYSTEM | FSD | 1
VA2003400 | PB | LC | RT | Y | DS001 | LCR10 | 2417 PALMER DR | KESWICK ESTATES | DISTRIBUTION SYSTEM | FSD | 1
VA2003440 | PB | LC | RT | Y | DS001 | DS001 | 165 LANGFORD PLACE | LANGFORD SUBDIVISION | DISTRIBUTION SYSTEM | FSD | 1
VA2003440 | PB | LC | RT | Y | DS001 | DS002 | 3400 PIPPIN LANE | LANGFORD SUBDIVISION | DISTRIBUTION SYSTEM | FSD | 1
VA2003440 | PB | LC | RT | Y | DS001 | DS003 | 3425 PIPPIN LANE | LANGFORD SUBDIVISION | DISTRIBUTION SYSTEM | FSD | 1
VA2003440 | PB | LC | RT | Y | DS001 | DS004 | 140 LANGFORD PLACE | LANGFORD SUBDIVISION | DISTRIBUTION SYSTEM | FSD | 1
VA2003440 | PB | LC | RT | Y | DS001 | DS005 | 50 LANGFORD PLACE | LANGFORD SUBDIVISION | DISTRIBUTION SYSTEM | FSD | 1
VA2003440 | GE | RAD | RT | Y | EP001 | EP001 | EP WELL 1 | LANGFORD SUBDIVISION | EP WELL 1 |  | 1
VA2003450 | PB | LC | RT | Y | DS001 | LCR01 | #1 BATHROOM DOWNSTAIRS | LITTLE LEARNERS TRICOUNTY CHILDCARE | DISTRIBUTION SYSTEM | FSD | 1
VA2003450 | PB | LC | RT | Y | DS001 | LCR02 | #2 BATHROOM DOWNSTAIRS | LITTLE LEARNERS TRICOUNTY CHILDCARE | DISTRIBUTION SYSTEM | FSD | 1
VA2003450 | PB | LC | RT | Y | DS001 | LCR03 | KITCHEN SINK | LITTLE LEARNERS TRICOUNTY CHILDCARE | DISTRIBUTION SYSTEM | FSD | 1
VA2003450 | PB | LC | RT | Y | DS001 | LCR04 | BATHROOM UPSTAIRS | LITTLE LEARNERS TRICOUNTY CHILDCARE | DISTRIBUTION SYSTEM | FSD | 1
VA2003450 | PB | LC | RT | Y | DS001 | LCR05 | WATER FOUNTAIN DOWNSTAIRS | LITTLE LEARNERS TRICOUNTY CHILDCARE | DISTRIBUTION SYSTEM | FSD | 1
VA2003450 | GE | NIT | RT | Y | EP001 | EP001 | FINISHED WATER TAP | LITTLE LEARNERS TRICOUNTY CHILDCARE | ENTRY POINT |  | 1
VA2003475 | GE | HAA | RT | Y | DS001 | DBP01 | 894 NICHOLAS PAGE LN | MILLER SCHOOL | DISTRIBUTION SYSTEM |  | 1
VA2003475 | GE | THM | RT | Y | DS001 | DBP01 | 894 NICHOLAS PAGE LN | MILLER SCHOOL | DISTRIBUTION SYSTEM |  | 1
VA2003885 | GE | NIT | RT | Y | EP001 | EP001 | WELL TAP | VIRGINIA MURRAY SCHOOL | WELL (EP) |  | 1
VA2015025 | GE | VOC | RT | Y | EP001 | EP001 | ENTRY POINT | AUGUSTA SPRINGS - ACSA | ENTRY POINT - AUGUSTA SPRINGS |  | 1
VA2015050 | GE | RAD | RT | Y | EP001 | EP001 | WELL ENTRY POINT | JOLLETT SPRINGS MOBILE HOME PARK | WELL ENTRY POINT |  | 1
VA2015060 | GE | HAA | RT | Y | DS003 | BB1 | BLACKBURN BOOSTER STATION | BLACKBURN - ACSA | BLACKBURN |  | 1
VA2015060 | GE | THM | RT | Y | DS003 | BB4 | SS MIDDLEBROOK RD | BLACKBURN - ACSA | BLACKBURN |  | 1
VA2003478 | PB | LC | RT | Y | DS001 | LCR01 | UPPER (1) ONE BATHRO | MILLSTONE OF IVY | DISTRIBUTION SYSTEM | FSD | 1
VA2003478 | PB | LC | RT | Y | DS001 | LCR02 | BIG UPPER BATHROOM | MILLSTONE OF IVY | DISTRIBUTION SYSTEM | FSD | 1
VA2003478 | PB | LC | RT | Y | DS001 | LCR03 | 3B UPPER BATHROOM | MILLSTONE OF IVY | DISTRIBUTION SYSTEM | FSD | 1
VA2139665 | GE | HAA | RT | Y | DS950 | DS002 | WAREHOUSE FAUCET | SNP-NATIONAL PARK HEADQUARTERS | NATIONAL PARK HEADQUARTERS |  | 1
VA2139665 | GE | THM | RT | Y | DS950 | DS002 | WAREHOUSE FAUCET | SNP-NATIONAL PARK HEADQUARTERS | NATIONAL PARK HEADQUARTERS |  | 1
VA2023030 | GE | HAA | RT | Y | DS001 | DBP01 | 466 SUMMITT RIDGE RD | ASHLEY PLANTATION | ASHLEY PLANTATION |  | 1
VA2023030 | GE | THM | RT | Y | DS001 | DBP01 | 466 SUMMITT RIDGE RD | ASHLEY PLANTATION | ASHLEY PLANTATION |  | 1
VA2023030 | GE | HAA | RT | Y | DS001 | DBP02 | 215 STONEWALL DRIVE | ASHLEY PLANTATION | ASHLEY PLANTATION |  | 1
VA2023030 | GE | THM | RT | Y | DS001 | DBP02 | 215 STONEWALL DRIVE | ASHLEY PLANTATION | ASHLEY PLANTATION |  | 1
VA2023030 | PB | LC | RT | Y | DS001 | LCR02 | 239 SAVANNAH | ASHLEY PLANTATION | ASHLEY PLANTATION | FSD | 1
VA2023030 | PB | LC | RT | Y | DS001 | LCR03 | 123 SAVANNAH CT. | ASHLEY PLANTATION | ASHLEY PLANTATION | FSD | 1
VA2023030 | PB | LC | RT | Y | DS001 | LCR05 | 55 SAVANNAH | ASHLEY PLANTATION | ASHLEY PLANTATION | FSD | 1
VA2023030 | PB | LC | RT | Y | DS001 | LCR08 | 99 SAVANNAH | ASHLEY PLANTATION | ASHLEY PLANTATION | FSD | 1
VA2023030 | PB | LC | RT | Y | DS001 | LCR09 | 242 ISLAND GREEN | ASHLEY PLANTATION | ASHLEY PLANTATION | FSD | 1
VA2023030 | PB | LC | RT | Y | DS001 | LCR10 | 234 ANTIETAM HILL ROAD | ASHLEY PLANTATION | ASHLEY PLANTATION | FSD | 1
VA2023030 | PB | LC | RT | Y | DS001 | LCR14 | 179 BULTLER COURT | ASHLEY PLANTATION | ASHLEY PLANTATION | FSD | 1
VA2023030 | PB | LC | RT | Y | DS001 | LCR16 | 919 GREENFIELD STREET | ASHLEY PLANTATION | ASHLEY PLANTATION | FSD | 1
VA2023030 | PB | LC | RT | Y | DS001 | LCR24 | 215 SUMMIT RIDGE | ASHLEY PLANTATION | ASHLEY PLANTATION | FSD | 1
VA2023030 | PB | LC | RT | Y | DS001 | LCR26 | 124 STONEWALL DRIVE | ASHLEY PLANTATION | ASHLEY PLANTATION | FSD | 1
VA2023030 | GE | NIT | RT | Y | EP003 | EP003 | WELL 3 ENTRY POINT | ASHLEY PLANTATION | EP - WELL 3 - ASHLEY PLANTATION |  | 1
VA2023030 | GE | NIT | RT | Y | EP004 | EP004 | WELL 4 ENTRY POINT | ASHLEY PLANTATION | EP - WELL 4 - ASHLEY PLANTATION |  | 1
VA2023030 | GE | INO | RT | Y | EP007 | EP007 | WELL 7 ENTRY POINT TAP | ASHLEY PLANTATION | EP - WELL 7 ASHLEY PLANTATION |  | 1
VA2023030 | GE | MET | RT | Y | EP007 | EP007 | WELL 7 ENTRY POINT TAP | ASHLEY PLANTATION | EP - WELL 7 ASHLEY PLANTATION |  | 1
VA2023030 | GE | NIT | RT | Y | EP007 | EP007 | WELL 7 ENTRY POINT TAP | ASHLEY PLANTATION | EP - WELL 7 ASHLEY PLANTATION |  | 1
VA2023040 | GE | HAA | RT | Y | DS001 | DBP01 | METER NO. 2 | BLUE RIDGE COMMUNITY | BLUE RIDGE COMMUNITY |  | 1
VA2023040 | GE | THM | RT | Y | DS001 | DBP01 | METER NO. 2 | BLUE RIDGE COMMUNITY | BLUE RIDGE COMMUNITY |  | 1
VA2023040 | GE | INO | RT | Y | EP001 | EP001 | WELL ENTRY POINT | BLUE RIDGE COMMUNITY | EP - WELL - BLUE RIDGE COMMUNITY |  | 1
VA2023040 | GE | MET | RT | Y | EP001 | EP001 | WELL ENTRY POINT | BLUE RIDGE COMMUNITY | EP - WELL - BLUE RIDGE COMMUNITY |  | 1
VA2023040 | GE | NIT | RT | Y | EP001 | EP001 | WELL ENTRY POINT | BLUE RIDGE COMMUNITY | EP - WELL - BLUE RIDGE COMMUNITY |  | 1
VA2023040 | GE | VOC | RT | Y | EP001 | EP001 | WELL ENTRY POINT | BLUE RIDGE COMMUNITY | EP - WELL - BLUE RIDGE COMMUNITY |  | 1
VA2023060 | GE | HAA | RT | Y | DS001 | DBP01 | 46 OAK DR. | BLUE RIDGE HEIGHTS | BLUE RIDGE HEIGHTS |  | 1
VA2023060 | GE | THM | RT | Y | DS001 | DBP01 | 46 OAK DR. | BLUE RIDGE HEIGHTS | BLUE RIDGE HEIGHTS |  | 1
VA2023060 | GE | INO | RT | Y | EP004 | EP004 | WELLS 2 + 6 ENTRY PT | BLUE RIDGE HEIGHTS | EP - COMBINED WELLS 2 & 6 |  | 1
VA2023060 | GE | MET | RT | Y | EP004 | EP004 | WELLS 2 + 6 ENTRY PT | BLUE RIDGE HEIGHTS | EP - COMBINED WELLS 2 & 6 |  | 1
VA2023060 | GE | VOC | RT | Y | EP004 | EP004 | WELLS 2 + 6 ENTRY PT | BLUE RIDGE HEIGHTS | EP - COMBINED WELLS 2 & 6 |  | 1
VA2023070 | GE | NIT | RT | Y | EP001 | EP001 | WELL ENTRY POINT | INTERSTATE-81 REST AREA | EP - WELL - I-81 [BOTETOURT] REST AREA |  | 1
VA2023120 | GE | HAA | RT | Y | DS001 | DBP01 | 28 SPRUCE CIRCLE-MRT | BOTETOURT FOREST | BOTETOURT FOREST |  | 1
VA2023120 | GE | THM | RT | Y | DS001 | DBP01 | 28 SPRUCE CIRCLE-MRT | BOTETOURT FOREST | BOTETOURT FOREST |  | 1
VA2023140 | GE | HAA | RT | Y | DS001 | DBP01 | 21 ROBINHOOD CIRCLE | BRITISH WOODS | BRITISH WOODS |  | 1
VA2023140 | GE | THM | RT | Y | DS001 | DBP01 | 21 ROBINHOOD CIRCLE | BRITISH WOODS | BRITISH WOODS |  | 1
VA2023140 | GE | INO | RT | Y | EP001 | EP001 | WELL ENTRY POINT | BRITISH WOODS | EP - WELL - BRITISH WOODS |  | 1
VA2023140 | GE | MET | RT | Y | EP001 | EP001 | WELL ENTRY POINT | BRITISH WOODS | EP - WELL - BRITISH WOODS |  | 1
VA2023150 | GE | HAA | RT | Y | DS001 | DBP01 | 125 BROOKFIELD LANE | BROOKFIELD | BROOKFIELD |  | 1
VA2023150 | GE | THM | RT | Y | DS001 | DBP01 | 125 BROOKFIELD LANE | BROOKFIELD | BROOKFIELD |  | 1
VA2023150 | PB | LC | RT | Y | DS001 | LCR09 | 57 BROOKFIELD COURT | BROOKFIELD | BROOKFIELD | FSD | 1
VA2023150 | PB | LC | RT | Y | DS001 | LCR10 | 227 BROOKFIELD LANE | BROOKFIELD | BROOKFIELD | FSD | 1
VA2023150 | PB | LC | RT | Y | DS001 | LCR11 | 382 BROOKFIELD LANE | BROOKFIELD | BROOKFIELD | FSD | 1
VA2023150 | PB | LC | RT | Y | DS001 | LCR12 | 12 FIELDCREST LANE | BROOKFIELD | BROOKFIELD | FSD | 1
VA2023150 | PB | LC | RT | Y | DS001 | LCR13 | 804 COYNER SPRINGS ROAD | BROOKFIELD | BROOKFIELD | FSD | 1
VA2023155 | GE | NIT | RT | Y | EP001 | EP001 | WELL ENTRY POINT | BRUGHS MILL COUNTRY STORE | EP WELL |  | 1
VA2023160 | GE | HAA | RT | Y | DS001 | DBP01 | 19753 MAIN STREET | BUCHANAN, TOWN OF | TOWN OF BUCHANAN |  | 1
VA2139900 | PB | LC | RT | Y | DS950 | LCR07 | ZONE 7- FOUNTAIN MAIN HALLWAY EASTSIDE | SPRINGFIELD ELEMENTARY SCHOOL | SPRINGFIELD ELEMENTARY SCHOOL | FSD | 1
VA2139900 | PB | LC | RT | Y | DS950 | LCR08 | ZONE 8- SINK BOYS RESTROOM SOUTHSIDE | SPRINGFIELD ELEMENTARY SCHOOL | SPRINGFIELD ELEMENTARY SCHOOL | FSD | 1
VA2139900 | PB | LC | RT | Y | DS950 | LCR09 | ZONE 9- SINK GIRLS RESTROOM SOUTHSIDE | SPRINGFIELD ELEMENTARY SCHOOL | SPRINGFIELD ELEMENTARY SCHOOL | FSD | 1
VA2139900 | PB | LC | RT | Y | DS950 | LCR10 | ZONE 10- SINK CUSTODIAN RM SOUTHSIDE | SPRINGFIELD ELEMENTARY SCHOOL | SPRINGFIELD ELEMENTARY SCHOOL | FSD | 1
VA2139935 | PB | LC | RT | Y | DS950 | DS006 | WANDA SHENK | STANLEY, TOWN OF | STANLEY, TOWN OF | FSD | 1
VA2139935 | PB | LC | RT | Y | DS950 | DS007 | DEBBIE BABB | STANLEY, TOWN OF | STANLEY, TOWN OF | FSD | 1
VA2139935 | PB | LC | RT | Y | DS950 | DS008 | IVAN PURDHAM | STANLEY, TOWN OF | STANLEY, TOWN OF | FSD | 1
VA2139935 | PB | LC | RT | Y | DS950 | DS009 | CHARLES SHORT | STANLEY, TOWN OF | STANLEY, TOWN OF | FSD | 1
VA2139935 | PB | LC | RT | Y | DS950 | DS010 | DORIS WYATT | STANLEY, TOWN OF | STANLEY, TOWN OF | FSD | 1
VA2139935 | PB | LC | RT | Y | DS950 | DS011 | ROBBIE TATE | STANLEY, TOWN OF | STANLEY, TOWN OF | FSD | 1
VA2139935 | PB | LC | RT | Y | DS950 | DS014 | DOUGLAS PURDHAM | STANLEY, TOWN OF | STANLEY, TOWN OF | FSD | 1
VA2139935 | PB | LC | RT | Y | DS950 | DS015 | CHARLOTTE GRUBBS | STANLEY, TOWN OF | STANLEY, TOWN OF | FSD | 1
VA2139935 | PB | LC | RT | Y | DS950 | DS017 | LORIE HASSETT | STANLEY, TOWN OF | STANLEY, TOWN OF | FSD | 1
VA2139935 | PB | LC | RT | Y | DS950 | DS018 | ANN PETTIT | STANLEY, TOWN OF | STANLEY, TOWN OF | FSD | 1
VA2139935 | PB | LC | RT | Y | DS950 | DS020 | ROBERT RAFTE | STANLEY, TOWN OF | STANLEY, TOWN OF | FSD | 1
VA2139935 | PB | LC | RT | Y | DS950 | DS021 | TIMMY PRINCE | STANLEY, TOWN OF | STANLEY, TOWN OF | FSD | 1
VA2139935 | PB | LC | RT | Y | DS950 | DS022 | PETE GOODE | STANLEY, TOWN OF | STANLEY, TOWN OF | FSD | 1
VA2139935 | PB | LC | RT | Y | DS950 | DS023 | LYNN HUFFMAN | STANLEY, TOWN OF | STANLEY, TOWN OF | FSD | 1
VA2139935 | PB | LC | RT | Y | DS950 | DS024 | CARROLL BOSLEY | STANLEY, TOWN OF | STANLEY, TOWN OF | FSD | 1
VA2139935 | PB | LC | RT | Y | DS950 | DS025 | JAMES TURNER | STANLEY, TOWN OF | STANLEY, TOWN OF | FSD | 1
VA2139935 | PB | LC | RT | Y | DS950 | DS026 | JIM WINGERT | STANLEY, TOWN OF | STANLEY, TOWN OF | FSD | 1
VA2139935 | PB | LC | RT | Y | DS950 | DS027 | EDITH OWENS | STANLEY, TOWN OF | STANLEY, TOWN OF | FSD | 1
VA2139935 | PB | LC | RT | Y | DS950 | DS028 | BRAD CHAMBERLAIN | STANLEY, TOWN OF | STANLEY, TOWN OF | FSD | 1
VA2139935 | PB | LC | RT | Y | DS950 | DS029 | KEVIN L. PAINTER | STANLEY, TOWN OF | STANLEY, TOWN OF | FSD | 1
VA2139935 | GE | INO | RT | Y | SS008 | EP001 | TAP WELL 1 DISCHARGE | STANLEY, TOWN OF | ENTRY POINT - WELL 1 |  | 1
VA2139935 | GE | MET | RT | Y | SS008 | EP001 | TAP WELL 1 DISCHARGE | STANLEY, TOWN OF | ENTRY POINT - WELL 1 |  | 1
VA2139935 | GE | NIT | RT | Y | SS008 | EP001 | TAP WELL 1 DISCHARGE | STANLEY, TOWN OF | ENTRY POINT - WELL 1 |  | 1
VA2139935 | GE | INO | RT | Y | SS009 | EP002 | TAP WELL 2 DISCHARGE | STANLEY, TOWN OF | ENTRY POINT - WELL 2 |  | 1
VA2139935 | GE | MET | RT | Y | SS009 | EP002 | TAP WELL 2 DISCHARGE | STANLEY, TOWN OF | ENTRY POINT - WELL 2 |  | 1
VA2139935 | GE | NIT | RT | Y | SS009 | EP002 | TAP WELL 2 DISCHARGE | STANLEY, TOWN OF | ENTRY POINT - WELL 2 |  | 1
VA2139935 | GE | INO | RT | Y | SS010 | EP003 | TAP WELL 3 DISCHARGE | STANLEY, TOWN OF | ENTRY POINT- WELL 3 |  | 1
VA2139935 | GE | MET | RT | Y | SS010 | EP003 | TAP WELL 3 DISCHARGE | STANLEY, TOWN OF | ENTRY POINT- WELL 3 |  | 1
VA2139935 | GE | NIT | RT | Y | SS010 | EP003 | TAP WELL 3 DISCHARGE | STANLEY, TOWN OF | ENTRY POINT- WELL 3 |  | 1
VA2171850 | PB | LC | RT | Y | DS950 | LCR51 | 314 HOLLINGSWORTH RD | WOODSTOCK, TOWN OF | WOODSTOCK, TOWN OF | FSD | 1
VA2171850 | PB | LC | RT | Y | DS950 | LCR52 | 1045 HISEY AVE | WOODSTOCK, TOWN OF | WOODSTOCK, TOWN OF | FSD | 1
VA2171850 | PB | LC | RT | Y | DS950 | LCR53 | 1157 OX ROAD | WOODSTOCK, TOWN OF | WOODSTOCK, TOWN OF | FSD | 1
VA2171850 | PB | LC | RT | Y | DS950 | LCR54 | 700 WEST SPRING ST | WOODSTOCK, TOWN OF | WOODSTOCK, TOWN OF | FSD | 1
VA2171850 | PB | LC | RT | Y | DS950 | LCR55 | 502 WEST COURT ST | WOODSTOCK, TOWN OF | WOODSTOCK, TOWN OF | FSD | 1
VA2171850 | PB | LC | RT | Y | DS950 | LCR56 | 311 EAGLE ST | WOODSTOCK, TOWN OF | WOODSTOCK, TOWN OF | FSD | 1
VA2171850 | GE | TOA | RT | Y | IN001 | RW006 | INTAKE RAW WATER | WOODSTOCK, TOWN OF | NORTH FORK SHENANDOAH RIVER |  | 3
VA2171850 | GE | FL2 | ST | N | SS006 | EP005 | LAB-CW FINISHED TAP | WOODSTOCK, TOWN OF | EP - WOODSTOCK WTP |  | 3
VA2171850 | GE | FUM | RT | Y | SS006 | EP005 | LAB-CW FINISHED TAP | WOODSTOCK, TOWN OF | EP - WOODSTOCK WTP |  | 1
VA2171850 | GE | SVO | RT | Y | SS006 | EP005 | LAB-CW FINISHED TAP | WOODSTOCK, TOWN OF | EP - WOODSTOCK WTP |  | 1
VA2171850 | GE | CAH | RT | Y | SS006 | EP005 | LAB-CW FINISHED TAP | WOODSTOCK, TOWN OF | EP - WOODSTOCK WTP |  | 1
VA2171850 | GE | CAR | RT | Y | SS006 | EP005 | LAB-CW FINISHED TAP | WOODSTOCK, TOWN OF | EP - WOODSTOCK WTP |  | 1
VA2171850 | GE | TOC | RT | Y | TP002 | UP007 | COMBINED FILTER EFF | WOODSTOCK, TOWN OF | WOODSTOCK WATER TREATMENT PLANT |  | 3
VA2530125 | GE | HAA | RT | Y | DS001 | DS001 | 2160 E MIDLAND TRAIL | BUENA VISTA, CITY OF | BUENA VISTA, CITY OF |  | 1
VA2530125 | GE | THM | RT | Y | DS001 | DS001 | 2160 E MIDLAND TRAIL | BUENA VISTA, CITY OF | BUENA VISTA, CITY OF |  | 1
VA2139935 | GE | INO | RT | Y | SS011 | EP004 | TAP WELL 4 DISCHARGE | STANLEY, TOWN OF | ENTRY POINT - WELL 4 |  | 1
VA2139935 | GE | MET | RT | Y | SS011 | EP004 | TAP WELL 4 DISCHARGE | STANLEY, TOWN OF | ENTRY POINT - WELL 4 |  | 1
VA2139935 | GE | NIT | RT | Y | SS011 | EP004 | TAP WELL 4 DISCHARGE | STANLEY, TOWN OF | ENTRY POINT - WELL 4 |  | 1
VA2139935 | GE | INO | RT | Y | SS012 | EP005 | TAP WELL 6 DISCHARGE | STANLEY, TOWN OF | ENTRY POINT - WELL 6 |  | 1
VA2139935 | GE | MET | RT | Y | SS012 | EP005 | TAP WELL 6 DISCHARGE | STANLEY, TOWN OF | ENTRY POINT - WELL 6 |  | 1
VA2139935 | GE | NIT | RT | Y | SS012 | EP005 | TAP WELL 6 DISCHARGE | STANLEY, TOWN OF | ENTRY POINT - WELL 6 |  | 1
VA2139936 | PB | LC | RT | Y | DS950 | DS002 | WORKSHOP | STANLEY INDUSTRIAL PARK | STANLEY INDUSTRIAL PARK | FSD | 1
VA2139936 | PB | LC | RT | Y | DS950 | DS003 | BATHROOM SINK | STANLEY INDUSTRIAL PARK | STANLEY INDUSTRIAL PARK | FSD | 1
VA2139936 | PB | LC | RT | Y | DS950 | DS004 | KITCHEN | STANLEY INDUSTRIAL PARK | STANLEY INDUSTRIAL PARK | FSD | 1
VA2139936 | PB | LC | RT | Y | DS950 | DS005 | KITCHEN - DAY 2 | STANLEY INDUSTRIAL PARK | STANLEY INDUSTRIAL PARK | FSD | 1
VA2139936 | PB | LC | RT | Y | DS950 | DS006 | BATHROOM - DAY 2 | STANLEY INDUSTRIAL PARK | STANLEY INDUSTRIAL PARK | FSD | 1
VA2139936 | GE | INO | RT | Y | SS003 | EP001 | TAP WELL DISCH LINE | STANLEY INDUSTRIAL PARK | ENTRY POINT - WELL 5 |  | 1
VA2139936 | GE | MET | RT | Y | SS003 | EP001 | TAP WELL DISCH LINE | STANLEY INDUSTRIAL PARK | ENTRY POINT - WELL 5 |  | 1
VA2139936 | GE | NIT | RT | Y | SS003 | EP001 | TAP WELL DISCH LINE | STANLEY INDUSTRIAL PARK | ENTRY POINT - WELL 5 |  | 1
VA2161023 | GE | HAA | RT | Y | DS001 | DBP01 | ROOM 101 | BACK CREEK ELEMENTARY SCHOOL | BACK CREEK ELEMENTARY SCHOOL |  | 1
VA2161023 | GE | THM | RT | Y | DS001 | DBP01 | ROOM 101 | BACK CREEK ELEMENTARY SCHOOL | BACK CREEK ELEMENTARY SCHOOL |  | 1
VA2161023 | GE | INO | RT | Y | EP001 | EP001 | WELL ENTRY POINT | BACK CREEK ELEMENTARY SCHOOL | ENTRY POINT - WELL |  | 1
VA2161023 | GE | MET | RT | Y | EP001 | EP001 | WELL ENTRY POINT | BACK CREEK ELEMENTARY SCHOOL | ENTRY POINT - WELL |  | 1
VA2161023 | GE | NIT | RT | Y | EP001 | EP001 | WELL ENTRY POINT | BACK CREEK ELEMENTARY SCHOOL | ENTRY POINT - WELL |  | 1
VA2161028 | GE | NIT | RT | Y | EP001 | EP001 | WELL ENTRY POINT | BALLYHACK GOLF CLUB | WELL ENTRY POINT TAP |  | 1
VA2161042 | GE | NIT | RT | Y | EP001 | EP001 | WELL ENTRY POINT | BENT MOUNTAIN LIBRARY & COMMUNITY CENTER | ENTRY POINT - WELL |  | 1
VA2161103 | GE | NIT | RT | Y | EP001 | EP001 | TREATED WATER TAP | CAMP ROANOKE | EP - WELL |  | 1
VA2161110 | GE | HAA | RT | Y | DS001 | DBP01 | LOT 16 - MRT | CAROLINA VILLAGE | CAROLINA VILLAGE |  | 1
VA2161110 | GE | THM | RT | Y | DS001 | DBP01 | LOT 16 - MRT | CAROLINA VILLAGE | CAROLINA VILLAGE |  | 1
VA2161115 | GE | HAA | RT | Y | DS001 | DBP01 | 7534 FERNWAY DRIVE | MARTIN CREEK | MARTIN CREEK |  | 1
VA2161115 | GE | THM | RT | Y | DS001 | DBP01 | 7534 FERNWAY DRIVE | MARTIN CREEK | MARTIN CREEK |  | 1
VA2161115 | GE | INO | RT | Y | EP003 | EP003 | COMBINED 3,4 EP | MARTIN CREEK | EP - COMBINED WELLS 3 AND 4 |  | 1
VA2161115 | GE | MET | RT | Y | EP003 | EP003 | COMBINED 3,4 EP | MARTIN CREEK | EP - COMBINED WELLS 3 AND 4 |  | 1
VA2161150 | GE | HAA | RT | Y | DS001 | DBP01 | BUILDING NO. 6 | CATAWBA HOSPITAL | CATAWBA HOSPITAL |  | 1
VA2161150 | GE | THM | RT | Y | DS001 | DBP01 | BUILDING NO. 6 | CATAWBA HOSPITAL | CATAWBA HOSPITAL |  | 1
VA2161150 | GE | INO | RT | Y | EP001 | EP001 | ENTRY POINT TAP | CATAWBA HOSPITAL | ENTRY POINT - TREATMENT PLANT |  | 1
VA2171600 | PB | LC | RT | Y | DS950 | LCR62 | 9857 PLEASANT VIEW | NEW MARKET, TOWN OF | NEW MARKET, TOWN OF | FSD | 1
VA2171600 | PB | LC | RT | Y | DS950 | LCR63 | 9222 JOHN SEVIER RD | NEW MARKET, TOWN OF | NEW MARKET, TOWN OF | FSD | 1
VA2171600 | GE | FUM | RT | Y | SS015 | EP001 | RT 211 FINISHED TAP | NEW MARKET, TOWN OF | EP - RT 211 WTP |  | 1
VA2171600 | GE | SVO | RT | Y | SS015 | EP001 | RT 211 FINISHED TAP | NEW MARKET, TOWN OF | EP - RT 211 WTP |  | 1
VA2171600 | GE | CAH | RT | Y | SS015 | EP001 | RT 211 FINISHED TAP | NEW MARKET, TOWN OF | EP - RT 211 WTP |  | 1
VA2171600 | GE | CAR | RT | Y | SS015 | EP001 | RT 211 FINISHED TAP | NEW MARKET, TOWN OF | EP - RT 211 WTP |  | 1
VA2171650 | GE | HAA | RT | Y | DS950 | DS007 | 18979 SENEDO RD HYD | GEORGE`S CHICKEN, LLC | GEORGE'S CHICKEN, LLC |  | 1
VA2171650 | GE | THM | RT | Y | DS950 | DS007 | 18979 SENEDO RD HYD | GEORGE`S CHICKEN, LLC | GEORGE'S CHICKEN, LLC |  | 1
VA2171650 | GE | HAA | RT | Y | DS950 | DS015 | APT/SCHOOL HOUSE | GEORGE`S CHICKEN, LLC | GEORGE'S CHICKEN, LLC |  | 1
VA2171650 | GE | THM | RT | Y | DS950 | DS015 | APT/SCHOOL HOUSE | GEORGE`S CHICKEN, LLC | GEORGE'S CHICKEN, LLC |  | 1
VA2171650 | GE | SVO | RT | Y | SS010 | EP006 | WTP-CW FINISHED TAP | GEORGE`S CHICKEN, LLC | EP - WELL 1/2/3/4/5/6 TMT PLT |  | 1
VA2171650 | GE | CAH | RT | Y | SS010 | EP006 | WTP-CW FINISHED TAP | GEORGE`S CHICKEN, LLC | EP - WELL 1/2/3/4/5/6 TMT PLT |  | 1
VA2171650 | GE | CAR | RT | Y | SS010 | EP006 | WTP-CW FINISHED TAP | GEORGE`S CHICKEN, LLC | EP - WELL 1/2/3/4/5/6 TMT PLT |  | 1
VA2171683 | GE | HAA | RT | Y | DS950 | DS002 | 91 HARMONY LANE | RYAN SUBDIVISION | RYAN SUBDIVISION |  | 1
VA2171683 | GE | THM | RT | Y | DS950 | DS002 | 91 HARMONY LANE | RYAN SUBDIVISION | RYAN SUBDIVISION |  | 1
VA2171750 | PB | LC | RT | Y | DS950 | DS008 | 327 W HIGH STREET | STRASBURG, TOWN OF | STRASBURG, TOWN OF | FSD | 1
VA2171750 | PB | LC | RT | Y | DS950 | DS009 | 494 ARTZ ST | STRASBURG, TOWN OF | STRASBURG, TOWN OF | FSD | 1
VA2171750 | PB | LC | RT | Y | DS950 | DS010 | 331 WALTON | STRASBURG, TOWN OF | STRASBURG, TOWN OF | FSD | 1
VA2171750 | PB | LC | RT | Y | DS950 | DS011 | 341 ASH ST | STRASBURG, TOWN OF | STRASBURG, TOWN OF | FSD | 1
VA2171750 | PB | LC | RT | Y | DS950 | DS013 | 463 ASH STREET | STRASBURG, TOWN OF | STRASBURG, TOWN OF | FSD | 1
VA2171750 | PB | LC | RT | Y | DS950 | DS014 | 478 W. KING STREET | STRASBURG, TOWN OF | STRASBURG, TOWN OF | FSD | 1
VA2171750 | PB | LC | RT | Y | DS950 | DS015 | 419 ASH STREET | STRASBURG, TOWN OF | STRASBURG, TOWN OF | FSD | 1
VA2171750 | PB | LC | RT | Y | DS950 | DS016 | 473 ASH ST | STRASBURG, TOWN OF | STRASBURG, TOWN OF | FSD | 1
VA2171750 | PB | LC | RT | Y | DS950 | DS018 | 315 W. HIGH ST. | STRASBURG, TOWN OF | STRASBURG, TOWN OF | FSD | 1
VA2171750 | PB | LC | RT | Y | DS950 | DS019 | 492 BROWN ST. | STRASBURG, TOWN OF | STRASBURG, TOWN OF | FSD | 1
VA2171750 | PB | LC | RT | Y | DS950 | DS020 | 468 VIRGINIA ST | STRASBURG, TOWN OF | STRASBURG, TOWN OF | FSD | 1
VA2171750 | PB | LC | RT | Y | DS950 | DS021 | 138 N. LOUDOUN ST | STRASBURG, TOWN OF | STRASBURG, TOWN OF | FSD | 1
VA2171750 | PB | LC | RT | Y | DS950 | DS022 | 154 N. LOUDOUN ST | STRASBURG, TOWN OF | STRASBURG, TOWN OF | FSD | 1
VA2171750 | PB | LC | RT | Y | DS950 | DS023 | 347 VIRGINIA ST. | STRASBURG, TOWN OF | STRASBURG, TOWN OF | FSD | 1
VA2171750 | PB | LC | RT | Y | DS950 | DS024 | 484 ROSE LANE | STRASBURG, TOWN OF | STRASBURG, TOWN OF | FSD | 1
VA2171750 | PB | LC | RT | Y | DS950 | DS026 | 483 VIRGINIA ST. | STRASBURG, TOWN OF | STRASBURG, TOWN OF | FSD | 1
VA2171750 | PB | LC | RT | Y | DS950 | DS027 | 363 VIRGINIA STREET | STRASBURG, TOWN OF | STRASBURG, TOWN OF | FSD | 1
VA2171750 | PB | LC | RT | Y | DS950 | DS028 | 350 WEST KING STREET | STRASBURG, TOWN OF | STRASBURG, TOWN OF | FSD | 1
VA2171750 | PB | LC | RT | Y | DS950 | DS029 | 451 VIRGINIA STREET | STRASBURG, TOWN OF | STRASBURG, TOWN OF | FSD | 1
VA2171750 | GE | HAA | RT | Y | DS950 | DS030 | 888 CARRIER DRIVE | STRASBURG, TOWN OF | STRASBURG, TOWN OF |  | 1
VA2171750 | GE | THM | RT | Y | DS950 | DS030 | 888 CARRIER DRIVE | STRASBURG, TOWN OF | STRASBURG, TOWN OF |  | 1
VA2171750 | GE | HAA | RT | Y | DS950 | DS032 | 19 SIGNAL KNOB DRIVE | STRASBURG, TOWN OF | STRASBURG, TOWN OF |  | 1
VA2171750 | GE | THM | RT | Y | DS950 | DS032 | 19 SIGNAL KNOB DRIVE | STRASBURG, TOWN OF | STRASBURG, TOWN OF |  | 1
VA2171750 | PB | LC | RT | Y | DS950 | DS033 | 273 WALTON ST | STRASBURG, TOWN OF | STRASBURG, TOWN OF | FSD | 1
VA2171750 | GE | TOA | RT | Y | IN001 | RW002 | INTAKE RAW WATER | STRASBURG, TOWN OF | NORTH FORK SHENANDOAH RIVER |  | 3
VA2171750 | GE | FL2 | ST | N | SS007 | EP001 | LAB-CW FINISHED TAP | STRASBURG, TOWN OF | EP - STRASBURG WTP |  | 3
VA2171750 | GE | FUM | RT | Y | SS007 | EP001 | LAB-CW FINISHED TAP | STRASBURG, TOWN OF | EP - STRASBURG WTP |  | 1
VA2171750 | GE | SVO | RT | Y | SS007 | EP001 | LAB-CW FINISHED TAP | STRASBURG, TOWN OF | EP - STRASBURG WTP |  | 1
VA2171750 | GE | CAH | RT | Y | SS007 | EP001 | LAB-CW FINISHED TAP | STRASBURG, TOWN OF | EP - STRASBURG WTP |  | 1
VA2171750 | GE | TOC | RT | Y | TP002 | UP007 | COMBINED FILTER EFF | STRASBURG, TOWN OF | STRASBURG WATER TREATMENT PLANT |  | 3
VA2171760 | GE | NIT | RT | Y | EP001 | EP001 | TREATED WATER TAP | STRASBURG MOOSE LODGE | EP WELL |  | 1
VA2171800 | GE | HAA | RT | Y | DS950 | DS005 | 106 DORAL DRIVE | TOMS BROOK-MAURERTOWN SANITARY DISTRICT | TOMS BROOK-MAURERTOWN SANITARY DISTRICT |  | 1
VA2171800 | GE | THM | RT | Y | DS950 | DS005 | 106 DORAL DRIVE | TOMS BROOK-MAURERTOWN SANITARY DISTRICT | TOMS BROOK-MAURERTOWN SANITARY DISTRICT |  | 1
VA2171800 | GE | HAA | RT | Y | DS950 | DS020 | HAHNS LANE | TOMS BROOK-MAURERTOWN SANITARY DISTRICT | TOMS BROOK-MAURERTOWN SANITARY DISTRICT |  | 1
VA2171800 | GE | THM | RT | Y | DS950 | DS020 | HAHNS LANE | TOMS BROOK-MAURERTOWN SANITARY DISTRICT | TOMS BROOK-MAURERTOWN SANITARY DISTRICT |  | 1
VA2171817 | GE | NIT | RT | Y | SS004 | EP001 | TAP PRESS TK OUTLET | VALLEY VIEW SUBDIVISION | EP - WELL 1/2 |  | 1
VA2171850 | GE | HAA | RT | Y | DS950 | DS002 | TOWN OFFICE - 135 N MAIN | WOODSTOCK, TOWN OF | WOODSTOCK, TOWN OF |  | 1
VA2171850 | GE | THM | RT | Y | DS950 | DS002 | TOWN OFFICE - 135 N MAIN | WOODSTOCK, TOWN OF | WOODSTOCK, TOWN OF |  | 1
VA2171850 | GE | HAA | RT | Y | DS950 | DS042 | 2322 READUS RD/SAMPLE BOX | WOODSTOCK, TOWN OF | WOODSTOCK, TOWN OF |  | 1
VA2171850 | GE | THM | RT | Y | DS950 | DS042 | 2322 READUS RD/SAMPLE BOX | WOODSTOCK, TOWN OF | WOODSTOCK, TOWN OF |  | 1
VA2171850 | PB | LC | RT | Y | DS950 | LCR09 | 321 W RESERVOIR RD - KFC | WOODSTOCK, TOWN OF | WOODSTOCK, TOWN OF | FSD | 1
VA2171850 | PB | LC | RT | Y | DS950 | LCR11 | 707 EAGLE STREET | WOODSTOCK, TOWN OF | WOODSTOCK, TOWN OF | FSD | 1
VA2171850 | PB | LC | RT | Y | DS950 | LCR12 | 625 PARK AVE | WOODSTOCK, TOWN OF | WOODSTOCK, TOWN OF | FSD | 1
VA2171850 | PB | LC | RT | Y | DS950 | LCR15 | 327 W RESERVOIR - WENDY'S | WOODSTOCK, TOWN OF | WOODSTOCK, TOWN OF | FSD | 1
VA2171850 | PB | LC | RT | Y | DS950 | LCR17 | 169 BENCHOFF DR | WOODSTOCK, TOWN OF | WOODSTOCK, TOWN OF | FSD | 1
VA2171850 | PB | LC | RT | Y | DS950 | LCR26 | 317 DAWN AVE | WOODSTOCK, TOWN OF | WOODSTOCK, TOWN OF | FSD | 1
VA2171850 | PB | LC | RT | Y | DS950 | LCR27 | 405 NORTH WATER ST. - OFFICE | WOODSTOCK, TOWN OF | WOODSTOCK, TOWN OF | FSD | 1
VA2171850 | PB | LC | RT | Y | DS950 | LCR30 | 403 WEST HIGH ST | WOODSTOCK, TOWN OF | WOODSTOCK, TOWN OF | FSD | 1
VA2171850 | PB | LC | RT | Y | DS950 | LCR33 | 404 ROLAND RD | WOODSTOCK, TOWN OF | WOODSTOCK, TOWN OF | FSD | 1
VA2171850 | PB | LC | RT | Y | DS950 | LCR36 | 425 JACKSON ST | WOODSTOCK, TOWN OF | WOODSTOCK, TOWN OF | FSD | 1
VA2171850 | PB | LC | RT | Y | DS950 | LCR47 | 708 JACKSON ST | WOODSTOCK, TOWN OF | WOODSTOCK, TOWN OF | FSD | 1
VA2171850 | PB | LC | RT | Y | DS950 | LCR48 | 407 ROLAND RD | WOODSTOCK, TOWN OF | WOODSTOCK, TOWN OF | FSD | 1
VA2171850 | PB | LC | RT | Y | DS950 | LCR49 | 152 VALLEY VISTA DR | WOODSTOCK, TOWN OF | WOODSTOCK, TOWN OF | FSD | 1
VA2171850 | PB | LC | RT | Y | DS950 | LCR50 | 713 JACKSON ST | WOODSTOCK, TOWN OF | WOODSTOCK, TOWN OF | FSD | 1
VA2530125 | GE | FL2 | ST | N | DS001 | DS002 | 2002 MAGNOLIA AVENUE | BUENA VISTA, CITY OF | BUENA VISTA, CITY OF |  | 3
VA2530125 | GE | HAA | RT | Y | DS001 | DS002 | 2002 MAGNOLIA AVENUE | BUENA VISTA, CITY OF | BUENA VISTA, CITY OF |  | 1
VA2530125 | GE | THM | RT | Y | DS001 | DS002 | 2002 MAGNOLIA AVENUE | BUENA VISTA, CITY OF | BUENA VISTA, CITY OF |  | 1
VA2530125 | GE | NIT | RT | Y | EP001 | EP001 | FRENCH POST WELL | BUENA VISTA, CITY OF | ENTRY POINT - FRENCH POST WELL |  | 1
VA2530125 | GE | INO | RT | Y | EP004 | EP004 | DICKINSON WELL | BUENA VISTA, CITY OF | ENTRY POINT - DICKINSON WELL |  | 1
VA2530125 | GE | MET | RT | Y | EP004 | EP004 | DICKINSON WELL | BUENA VISTA, CITY OF | ENTRY POINT - DICKINSON WELL |  | 1
VA2530125 | GE | NIT | RT | Y | EP004 | EP004 | DICKINSON WELL | BUENA VISTA, CITY OF | ENTRY POINT - DICKINSON WELL |  | 1
VA2530125 | GE | SVO | RT | Y | EP004 | EP004 | DICKINSON WELL | BUENA VISTA, CITY OF | ENTRY POINT - DICKINSON WELL |  | 1
VA2530125 | GE | CAH | RT | Y | EP004 | EP004 | DICKINSON WELL | BUENA VISTA, CITY OF | ENTRY POINT - DICKINSON WELL |  | 1
VA2530125 | GE | CAR | RT | Y | EP004 | EP004 | DICKINSON WELL | BUENA VISTA, CITY OF | ENTRY POINT - DICKINSON WELL |  | 1
VA2530125 | GE | VOC | RT | Y | EP004 | EP004 | DICKINSON WELL | BUENA VISTA, CITY OF | ENTRY POINT - DICKINSON WELL |  | 1
VA2530125 | GE | NIT | RT | Y | EP005 | EP005 | LAUREL PARK WELL | BUENA VISTA, CITY OF | ENTRY POINT - LAUREL PARK WELL |  | 1
VA2530125 | GE | CYN | RT | Y | EP006 | EP006 | PARK AVE. WELL | BUENA VISTA, CITY OF | ENTRY POINT - PARK AVENUE WELL |  | 1
VA2530125 | GE | NIT | RT | Y | EP006 | EP006 | PARK AVE. WELL | BUENA VISTA, CITY OF | ENTRY POINT - PARK AVENUE WELL |  | 1
VA2540500 | GE | HAA | RT | Y | DS001 | DBP01 | MOORES CREEK WWTP | CHARLOTTESVILLE, CITY OF | DISTRIBUTION SYSTEM |  | 1
VA2540500 | GE | THM | RT | Y | DS001 | DBP01 | MOORES CREEK WWTP | CHARLOTTESVILLE, CITY OF | DISTRIBUTION SYSTEM |  | 1
VA2540500 | GE | HAA | RT | Y | DS001 | DBP02 | 1244 HOLMES AVE | CHARLOTTESVILLE, CITY OF | DISTRIBUTION SYSTEM |  | 1
VA2540500 | GE | THM | RT | Y | DS001 | DBP02 | 1244 HOLMES AVE | CHARLOTTESVILLE, CITY OF | DISTRIBUTION SYSTEM |  | 1
VA2540500 | GE | HAA | RT | Y | DS001 | DBP03 | 5TH ST FOOD LION | CHARLOTTESVILLE, CITY OF | DISTRIBUTION SYSTEM |  | 1
VA2540500 | GE | THM | RT | Y | DS001 | DBP03 | 5TH ST FOOD LION | CHARLOTTESVILLE, CITY OF | DISTRIBUTION SYSTEM |  | 1
VA2540500 | GE | HAA | RT | Y | DS001 | DBP04 | CVILLE HIGH SCHOOL | CHARLOTTESVILLE, CITY OF | DISTRIBUTION SYSTEM |  | 1
VA2540500 | GE | THM | RT | Y | DS001 | DBP04 | CVILLE HIGH SCHOOL | CHARLOTTESVILLE, CITY OF | DISTRIBUTION SYSTEM |  | 1
VA2540500 | PB | LC | RT | Y | DS001 | LCR001 | 919 ST CHARLES AVE | CHARLOTTESVILLE, CITY OF | DISTRIBUTION SYSTEM | FSD | 1
VA2540500 | PB | LC | RT | Y | DS001 | LCR002 | 909 ST CHARLES AVE | CHARLOTTESVILLE, CITY OF | DISTRIBUTION SYSTEM | FSD | 1
VA2540500 | PB | LC | RT | Y | DS001 | LCR003 | 901 COLEMAN ST | CHARLOTTESVILLE, CITY OF | DISTRIBUTION SYSTEM | FSD | 1
VA1021046 | PB | LC | RT | Y | DS005 | LCR06 | 006 TOOL CONTROL RM | BLAND CORRECTIONAL CENTER | DISTRIBUTION SYSTEM | FSD | 1
VA1021046 | PB | LC | RT | Y | DS005 | LCR07 | 007 ELECTRICAL SHOP | BLAND CORRECTIONAL CENTER | DISTRIBUTION SYSTEM | FSD | 1
VA1021046 | PB | LC | RT | Y | DS005 | LCR08 | 008 SLAUGHTER HOUSE | BLAND CORRECTIONAL CENTER | DISTRIBUTION SYSTEM | FSD | 1
VA1021046 | PB | LC | RT | Y | DS005 | LCR09 | 009 MULTIPURPOSE BLD | BLAND CORRECTIONAL CENTER | DISTRIBUTION SYSTEM | FSD | 1
VA1021046 | PB | LC | RT | Y | DS005 | LCR10 | 002 ASSIST WARDEN | BLAND CORRECTIONAL CENTER | DISTRIBUTION SYSTEM | FSD | 1
VA1021046 | PB | LC | RT | Y | DS005 | LCR11 | 011 DCE SCHOOL | BLAND CORRECTIONAL CENTER | DISTRIBUTION SYSTEM | FSD | 1
VA1021046 | GE | TOA | RT | Y | IN001 | RW001 | RAW H2O SAMPLE TAP | BLAND CORRECTIONAL CENTER | KIMBERLING CREEK |  | 1
VA1021046 | GE | TOC | RT | Y | TP002 | UP001 | COMBINED FILT. EFF. | BLAND CORRECTIONAL CENTER | WATER TREATMENT PLANT |  | 1
VA1021056 | GE | HAA | RT | Y | DS001 | DBP01 | MENS REST RM, LOBBY | ABB POWER T & D COMPANY, INC. | DISTRIBUTION SYSTEM |  | 1
VA1021056 | GE | THM | RT | Y | DS001 | DBP01 | MENS REST RM, LOBBY | ABB POWER T & D COMPANY, INC. | DISTRIBUTION SYSTEM |  | 1
VA1021126 | GE | HAA | RT | Y | DS004 | DBP02 | 91 FAWN LANE | DEER RUN WATER COMPANY, INC | DISTRIBUTION SYSTEM |  | 1
VA1021126 | GE | THM | RT | Y | DS004 | DBP02 | 91 FAWN LANE | DEER RUN WATER COMPANY, INC | DISTRIBUTION SYSTEM |  | 1
VA1021126 | PB | LC | RT | Y | DS004 | LCR01 | 544 M.L. THOMPSON DR | DEER RUN WATER COMPANY, INC | DISTRIBUTION SYSTEM | FSD | 1
VA1021126 | PB | LC | RT | Y | DS004 | LCR02 | 497 M.L. THOMPSON DR | DEER RUN WATER COMPANY, INC | DISTRIBUTION SYSTEM | FSD | 1
VA1021126 | PB | LC | RT | Y | DS004 | LCR03 | 157 DOE RIDGE LANE | DEER RUN WATER COMPANY, INC | DISTRIBUTION SYSTEM | FSD | 1
VA1021126 | PB | LC | RT | Y | DS004 | LCR05 | 95 DOE RIDGE LANE | DEER RUN WATER COMPANY, INC | DISTRIBUTION SYSTEM | FSD | 1
VA1021126 | PB | LC | RT | Y | DS004 | LCR10 | 91 FAWN LANE | DEER RUN WATER COMPANY, INC | DISTRIBUTION SYSTEM | FSD | 1
VA1021126 | GE | NIT | RT | Y | EP001 | EP001 | TAP AFTER CHLOR. | DEER RUN WATER COMPANY, INC | ENTRY POINT |  | 1
VA1105060 | PB | LC | RT | Y | DS001 | LCR06 | DEWEY ELLIS | LEE COUNTY PSA/KEOKEE | DISTRIBUTION SYSTEM | FSD | 1
VA1105060 | PB | LC | RT | Y | DS001 | LCR12 | STELLA ROSE | LEE COUNTY PSA/KEOKEE | DISTRIBUTION SYSTEM | FSD | 1
VA1105060 | PB | LC | RT | Y | DS001 | LCR14 | KERRY GARRETT | LEE COUNTY PSA/KEOKEE | DISTRIBUTION SYSTEM | FSD | 1
VA1105065 | GE | HAA | RT | Y | DS001 | DBP02 | 11586 US HWY 421 | LEE CO. PSA/ELY & PUCKETT CREEK | DISTRIBUTION SYSTEM |  | 1
VA1105065 | GE | THM | RT | Y | DS001 | DBP02 | 11586 US HWY 421 | LEE CO. PSA/ELY & PUCKETT CREEK | DISTRIBUTION SYSTEM |  | 1
VA1105065 | PB | LC | RT | Y | DS001 | LCR01 | TED JOHNSON | LEE CO. PSA/ELY & PUCKETT CREEK | DISTRIBUTION SYSTEM | FSD | 1
VA1105065 | PB | LC | RT | Y | DS001 | LCR02 | EUGENE PARSONS | LEE CO. PSA/ELY & PUCKETT CREEK | DISTRIBUTION SYSTEM | FSD | 1
VA1105065 | PB | LC | RT | Y | DS001 | LCR03 | WILLIAM PARKS | LEE CO. PSA/ELY & PUCKETT CREEK | DISTRIBUTION SYSTEM | FSD | 1
VA1105065 | PB | LC | RT | Y | DS001 | LCR04 | HAZEL DIZNEY | LEE CO. PSA/ELY & PUCKETT CREEK | DISTRIBUTION SYSTEM | FSD | 1
VA1105065 | PB | LC | RT | Y | DS001 | LCR08 | ROSCO MULLINS | LEE CO. PSA/ELY & PUCKETT CREEK | DISTRIBUTION SYSTEM | FSD | 1
VA1105070 | GE | HAA | RT | Y | DS001 | DBP01 | 296 TWISTED TRAIL | LEE COUNTY PSA/JASPER | DISTRIBUTION SYSTEM |  | 1
VA1105070 | GE | THM | RT | Y | DS001 | DBP01 | 296 TWISTED TRAIL | LEE COUNTY PSA/JASPER | DISTRIBUTION SYSTEM |  | 1
VA1105070 | PB | LC | RT | Y | DS001 | LCR02 | C STACEY RESIDENCE | LEE COUNTY PSA/JASPER | DISTRIBUTION SYSTEM | FSD | 1
VA1105070 | PB | LC | RT | Y | DS001 | LCR03 | F ARWOOD RESIDENCE | LEE COUNTY PSA/JASPER | DISTRIBUTION SYSTEM | FSD | 1
VA1105070 | PB | LC | RT | Y | DS001 | LCR05 | MIKE DAY RESIDENCE | LEE COUNTY PSA/JASPER | DISTRIBUTION SYSTEM | FSD | 1
VA1105070 | PB | LC | RT | Y | DS001 | LCR07 | J CHRISTIAN RES | LEE COUNTY PSA/JASPER | DISTRIBUTION SYSTEM | FSD | 1
VA1105070 | PB | LC | RT | Y | DS001 | LCR09 | DAVID KELLY RES | LEE COUNTY PSA/JASPER | DISTRIBUTION SYSTEM | FSD | 1
VA1105070 | PB | LC | RT | Y | DS001 | LCR15 | RICKY ROHTON RES | LEE COUNTY PSA/JASPER | DISTRIBUTION SYSTEM | FSD | 1
VA1155635 | PB | LC | RT | Y | DS001 | LCR08 | 2221 LEE HIGHWAY | PULASKI, TOWN OF | DISTRIBUTION SYSTEM | FSD | 1
VA1155635 | PB | LC | RT | Y | DS001 | LCR09 | 1405 ODELL ST | PULASKI, TOWN OF | DISTRIBUTION SYSTEM | FSD | 1
VA1155635 | PB | LC | RT | Y | DS001 | LCR12 | 654 CARDINAL DR | PULASKI, TOWN OF | DISTRIBUTION SYSTEM | FSD | 1
VA1155635 | PB | LC | RT | Y | DS001 | LCR14 | 409 GREEN ACRE DR | PULASKI, TOWN OF | DISTRIBUTION SYSTEM | FSD | 1
VA1155635 | PB | LC | RT | Y | DS001 | LCR15 | 720 WASHINGTON AVE | PULASKI, TOWN OF | DISTRIBUTION SYSTEM | FSD | 1
VA1155635 | PB | LC | RT | Y | DS001 | LCR18 | 205 NORTHWOOD DR | PULASKI, TOWN OF | DISTRIBUTION SYSTEM | FSD | 1
VA1155635 | PB | LC | RT | Y | DS001 | LCR19 | 3874 BAINBRIDGE ST | PULASKI, TOWN OF | DISTRIBUTION SYSTEM | FSD | 1
VA1155635 | PB | LC | RT | Y | DS001 | LCR22 | 300 NORTHWOOD DR | PULASKI, TOWN OF | DISTRIBUTION SYSTEM | FSD | 1
VA1155635 | PB | LC | RT | Y | DS001 | LCR23 | 2060 PLEASANT HILL D | PULASKI, TOWN OF | DISTRIBUTION SYSTEM | FSD | 1
VA1155635 | PB | LC | RT | Y | DS001 | LCR24 | 1487 NEWBERN RD | PULASKI, TOWN OF | DISTRIBUTION SYSTEM | FSD | 1
VA1155635 | PB | LC | RT | Y | DS001 | LCR25 | 530 HENRY AVE | PULASKI, TOWN OF | DISTRIBUTION SYSTEM | FSD | 1
VA1155635 | PB | LC | RT | Y | DS001 | LCR27 | 1007 COMMERCE ST | PULASKI, TOWN OF | DISTRIBUTION SYSTEM | FSD | 1
VA1155635 | PB | LC | RT | Y | DS001 | LCR30 | 1616 HOLYFIELD DRIVE | PULASKI, TOWN OF | DISTRIBUTION SYSTEM | FSD | 1
VA1155635 | PB | LC | RT | Y | DS001 | LCR32 | 208 NORTHWOOD DRIVE | PULASKI, TOWN OF | DISTRIBUTION SYSTEM | FSD | 1
VA1155635 | PB | LC | RT | Y | DS001 | LCR33 | 904 RANDOLPH AVENUE | PULASKI, TOWN OF | DISTRIBUTION SYSTEM | FSD | 1
VA1155635 | PB | LC | RT | Y | DS001 | LCR34 | 258 MAGAZINE STREET | PULASKI, TOWN OF | DISTRIBUTION SYSTEM | FSD | 1
VA1155635 | PB | LC | RT | Y | DS001 | LCR45 | 3867 BRIARCLIFF ST | PULASKI, TOWN OF | DISTRIBUTION SYSTEM | FSD | 1
VA1155635 | GE | TOA | RT | Y | IN001 | RW001 | INTAKE | PULASKI, TOWN OF | PEAK CREEK |  | 3
VA1155635 | GE | TOC | RT | Y | TP002 | UP005 | COMBINED FILTER EFF | PULASKI, TOWN OF | WATER TREATMENT PLANT |  | 3
VA1155635 | GE | SUV | RT | Y | TP002 | UP005 | COMBINED FILTER EFF | PULASKI, TOWN OF | WATER TREATMENT PLANT |  | 3
VA1155641 | GE | HAA | RT | Y | DS001 | DBP05 | 8139 RIVER COARSE DRIVE | PULASKI COUNTY PSA | DISTRIBUTION SYSTEM |  | 1
VA1173090 | PB | LC | RT | Y | DS001 | LCR14 | 163 CRESTWOOD AVE | CHILHOWIE, TOWN OF | DISTRIBUTION SYSTEM | FSD | 1
VA1173090 | PB | LC | RT | Y | DS001 | LCR15 | 247 FAIRFIELD LANE | CHILHOWIE, TOWN OF | DISTRIBUTION SYSTEM | FSD | 1
VA1173090 | PB | LC | RT | Y | DS001 | LCR18 | 334 VANCE DRIVE | CHILHOWIE, TOWN OF | DISTRIBUTION SYSTEM | FSD | 1
VA1173090 | PB | LC | RT | Y | DS001 | LCR20 | 713 COLECREST DRIVE | CHILHOWIE, TOWN OF | DISTRIBUTION SYSTEM | FSD | 1
VA1173090 | PB | LC | RT | Y | DS001 | LCR21 | 235 VANCE DRIVE | CHILHOWIE, TOWN OF | DISTRIBUTION SYSTEM | FSD | 1
VA1173090 | PB | LC | RT | Y | DS001 | LCR22 | 220 CHESTNUT AVENUE | CHILHOWIE, TOWN OF | DISTRIBUTION SYSTEM | FSD | 1
VA1173090 | PB | LC | RT | Y | DS001 | LCR24 | 127 GREENVALLEY COURT | CHILHOWIE, TOWN OF | DISTRIBUTION SYSTEM | FSD | 1
VA1173090 | PB | LC | RT | Y | DS001 | LCR25 | 212 SANDERS AVENUE | CHILHOWIE, TOWN OF | DISTRIBUTION SYSTEM | FSD | 1
VA1173090 | PB | LC | RT | Y | DS001 | LCR26 | 208 CRESTWOOD AVENUE | CHILHOWIE, TOWN OF | DISTRIBUTION SYSTEM | FSD | 1
VA1173090 | PB | LC | RT | Y | DS001 | LCR27 | 211 SHOP ROAD | CHILHOWIE, TOWN OF | DISTRIBUTION SYSTEM | FSD | 1
VA1173090 | PB | LC | RT | Y | DS001 | LCR29 | 240 VANCE DRIVE | CHILHOWIE, TOWN OF | DISTRIBUTION SYSTEM | FSD | 1
VA1173090 | PB | LC | RT | Y | DS001 | LCR32 | 117 OLD STAGE ROAD | CHILHOWIE, TOWN OF | DISTRIBUTION SYSTEM | FSD | 1
VA1173090 | PB | LC | RT | Y | DS001 | LCR34 | 391 LYONS GAP ROAD | CHILHOWIE, TOWN OF | DISTRIBUTION SYSTEM | FSD | 1
VA1173090 | PB | LC | RT | Y | DS001 | LCR35 | 123 WALKER STREET | CHILHOWIE, TOWN OF | DISTRIBUTION SYSTEM | FSD | 1
VA1173090 | PB | LC | RT | Y | DS001 | LCR39 | 694 COLECREST DRIVE | CHILHOWIE, TOWN OF | DISTRIBUTION SYSTEM | FSD | 1
VA1173106 | GE | HAA | RT | Y | DS001 | DBP01 | 840 E HUNGRY MOTHER | EAST HUNGRY MOTHER | DISTRIBUTION SYSTEM |  | 1
VA1173106 | GE | THM | RT | Y | DS001 | DBP01 | 840 E HUNGRY MOTHER | EAST HUNGRY MOTHER | DISTRIBUTION SYSTEM |  | 1
VA1173250 | GE | NIT | RT | Y | EP001 | EP001 | FIRST HYDRANT | GRINDSTONE RECREATION AREA | ENTRY POINT - WELL |  | 1
VA1173280 | GE | NIT | RT | Y | EP001 | EP001 | TAP AFTER TREATMENT | HURRICANE RECREATION AREA | ENTRY POINT - WELL |  | 1
VA1173300 | PB | LC | RT | Y | DS001 | LCR01 | 508 PIERCE ROAD | HUTTON BRANCH | DISTRIBUTION SYSTEM | FSD | 1
VA1173300 | PB | LC | RT | Y | DS001 | LCR02 | 369 DRY RUN | HUTTON BRANCH | DISTRIBUTION SYSTEM | FSD | 1
VA1173300 | PB | LC | RT | Y | DS001 | LCR03 | 823 WHIPPORWILL LN | HUTTON BRANCH | DISTRIBUTION SYSTEM | FSD | 1
VA1173300 | PB | LC | RT | Y | DS001 | LCR05 | 627 OLD PRATER RD | HUTTON BRANCH | DISTRIBUTION SYSTEM | FSD | 1
VA1173300 | PB | LC | RT | Y | DS001 | LCR09 | 507 FREEDOM TABER. | HUTTON BRANCH | DISTRIBUTION SYSTEM | FSD | 1
VA1173300 | PB | LC | RT | Y | DS001 | LCR10 | 495 KELLY HILL ROAD | HUTTON BRANCH | DISTRIBUTION SYSTEM | FSD | 1
VA1173300 | PB | LC | RT | Y | DS001 | LCR11 | 809 DRY RUN | HUTTON BRANCH | DISTRIBUTION SYSTEM | FSD | 1
VA1173300 | PB | LC | RT | Y | DS001 | LCR13 | 853 JOHNSTON ROAD | HUTTON BRANCH | DISTRIBUTION SYSTEM | FSD | 1
VA1173300 | PB | LC | RT | Y | DS001 | LCR14 | 813 JOHNSTON ROAD | HUTTON BRANCH | DISTRIBUTION SYSTEM | FSD | 1
VA1173300 | PB | LC | RT | Y | DS001 | LCR18 | 447 DRY RUN | HUTTON BRANCH | DISTRIBUTION SYSTEM | FSD | 1
VA1173300 | GE | RAD | RT | Y | EP001 | EP001 | ENTRY POINT WELL NO 1 WTP | HUTTON BRANCH | ENTRY POINT - WELL NO. 1 WTP |  | 1
VA1173481 | GE | HAA | RT | Y | DS002 | DB502 | CHURCH OF CHRIST | MARION, TOWN OF | DISTRIBUTION SYSTEM - WTP |  | 1
VA1173481 | GE | THM | RT | Y | DS002 | DB502 | CHURCH OF CHRIST | MARION, TOWN OF | DISTRIBUTION SYSTEM - WTP |  | 1
VA1173481 | GE | HAA | RT | Y | DS002 | DB505 | DISTRICT 3 OFFICES | MARION, TOWN OF | DISTRIBUTION SYSTEM - WTP |  | 1
VA1173481 | GE | THM | RT | Y | DS002 | DB505 | DISTRICT 3 OFFICES | MARION, TOWN OF | DISTRIBUTION SYSTEM - WTP |  | 1
VA1173481 | PB | LC | RT | Y | DS002 | LCR01 | 567 S CHURCH ST | MARION, TOWN OF | DISTRIBUTION SYSTEM - WTP | FSD | 1
VA1173481 | PB | LC | RT | Y | DS002 | LCR02 | 222 WALNUT ST | MARION, TOWN OF | DISTRIBUTION SYSTEM - WTP | FSD | 1
VA1173481 | PB | LC | RT | Y | DS002 | LCR03 | 610 E. MAIN ST. | MARION, TOWN OF | DISTRIBUTION SYSTEM - WTP | FSD | 1
VA1173481 | PB | LC | RT | Y | DS002 | LCR05 | 184 KELLER LANE | MARION, TOWN OF | DISTRIBUTION SYSTEM - WTP | FSD | 1
VA1173481 | PB | LC | RT | Y | DS002 | LCR06 | 100 FRANCIS MARION LN | MARION, TOWN OF | DISTRIBUTION SYSTEM - WTP | FSD | 1
VA1173481 | PB | LC | RT | Y | DS002 | LCR07 | 856 HOLLOW RD | MARION, TOWN OF | DISTRIBUTION SYSTEM - WTP | FSD | 1
VA1173481 | PB | LC | RT | Y | DS002 | LCR08 | 1123 PRATER LN | MARION, TOWN OF | DISTRIBUTION SYSTEM - WTP | FSD | 1
VA1173481 | PB | LC | RT | Y | DS002 | LCR09 | 222 RIDGEWAY RD | MARION, TOWN OF | DISTRIBUTION SYSTEM - WTP | FSD | 1
VA1173481 | PB | LC | RT | Y | DS002 | LCR10 | 836 MIDDLE AVE | MARION, TOWN OF | DISTRIBUTION SYSTEM - WTP | FSD | 1
VA1173481 | PB | LC | RT | Y | DS002 | LCR13 | 600 LESLIE ST | MARION, TOWN OF | DISTRIBUTION SYSTEM - WTP | FSD | 1
VA1173481 | PB | LC | RT | Y | DS002 | LCR14 | 1125 HENRY STREET | MARION, TOWN OF | DISTRIBUTION SYSTEM - WTP | FSD | 1
VA1173481 | PB | LC | RT | Y | DS002 | LCR15 | 316 SPRINKLE AVE | MARION, TOWN OF | DISTRIBUTION SYSTEM - WTP | FSD | 1
VA1173481 | PB | LC | RT | Y | DS002 | LCR17 | 502 DOVER STREET | MARION, TOWN OF | DISTRIBUTION SYSTEM - WTP | FSD | 1
VA1195900 | GE | FL2 | ST | N | EP001 | EP001 | WTP - ENTRY POINT | WISE COUNTY REGIONAL WATER SYSTEM | ENTRY POINT - WTP |  | 3
VA6061318 | PB | LC | RT | Y | DS001 | DS001 | LEAD COPPER SITE 06 | NEW BALTIMORE REGIONAL | DISTRIBUTION SYSTEM | FSD | 1
VA1195900 | GE | TOA | RT | Y | IN001 | RW001 | RAW WATER SAMPLE CLINCH RIVER INTAKE | WISE COUNTY REGIONAL WATER SYSTEM | CLINCH RIVER INTAKE |  | 1
VA1195900 | GE | TOC | RT | Y | TP001 | PC001 | COMBINED FILTER EFFL | WISE COUNTY REGIONAL WATER SYSTEM | WISE CO. PSA REGIONAL WTP |  | 1
VA1195930 | GE | HAA | RT | Y | DS001 | DBP01 | MATHEW MULLINS | MILL BRANCH/WISE CO PSA | DISTRIBUTION SYSTEM |  | 1
VA1195930 | GE | THM | RT | Y | DS001 | DBP01 | MATHEW MULLINS | MILL BRANCH/WISE CO PSA | DISTRIBUTION SYSTEM |  | 1
VA1195940 | GE | HAA | RT | Y | DS001 | DBP01 | ROY AUSTIN | SOUTH MOUNTAIN/WISE CO PSA | DISTRIBUTION SYSTEM |  | 1
VA1195940 | GE | THM | RT | Y | DS001 | DBP01 | ROY AUSTIN | SOUTH MOUNTAIN/WISE CO PSA | DISTRIBUTION SYSTEM |  | 1
VA1195950 | GE | HAA | RT | Y | DS001 | DBP01 | GILLIAM SCHOOL ROAD | WISE, TOWN OF | DISTRIBUTION SYSTEM |  | 1
VA1195950 | GE | THM | RT | Y | DS001 | DBP01 | GILLIAM SCHOOL ROAD | WISE, TOWN OF | DISTRIBUTION SYSTEM |  | 1
VA1195950 | GE | HAA | RT | Y | DS001 | DBP02 | ADRIAN DALE | WISE, TOWN OF | DISTRIBUTION SYSTEM |  | 1
VA1195950 | GE | THM | RT | Y | DS001 | DBP02 | ADRIAN DALE | WISE, TOWN OF | DISTRIBUTION SYSTEM |  | 1
VA1195950 | GE | FL2 | ST | N | EP001 | EP001 | WTP - ENTRY POINT | WISE, TOWN OF | ENTRY POINT - WTP |  | 3
VA1195950 | GE | INO | RT | Y | EP001 | EP001 | WTP - ENTRY POINT | WISE, TOWN OF | ENTRY POINT - WTP |  | 1
VA1195950 | GE | MET | RT | Y | EP001 | EP001 | WTP - ENTRY POINT | WISE, TOWN OF | ENTRY POINT - WTP |  | 1
VA1195950 | GE | VOC | RT | Y | EP001 | EP001 | WTP - ENTRY POINT | WISE, TOWN OF | ENTRY POINT - WTP |  | 1
VA1195950 | GE | TOA | RT | Y | IN001 | RW001 | RAW WATER SAMPLE | WISE, TOWN OF | BEAR CREEK IMPOUNDMENT(WTP) INTAKE |  | 1
VA1195950 | GE | TOC | RT | Y | TP003 | UP001 | COMBINED FILTER EFFL | WISE, TOWN OF | TOWN OF WISE WTP |  | 1
VA1197220 | PB | LC | RT | Y | DS001 | LCR01 | 1148 FOSTER FALLS | FOSTER FALLS CAMPGROUND | DISTRIBUTION SYSTEM | FSD | 1
VA1197220 | PB | LC | RT | Y | DS001 | LCR02 | 1104 FOSTER FALLS | FOSTER FALLS CAMPGROUND | DISTRIBUTION SYSTEM | FSD | 1
VA1197220 | PB | LC | RT | Y | DS001 | LCR03 | 1132 FOSTER FALLS | FOSTER FALLS CAMPGROUND | DISTRIBUTION SYSTEM | FSD | 1
VA1197220 | PB | LC | RT | Y | DS001 | LCR04 | 116 ORPHANAGE DR (OFFICE) | FOSTER FALLS CAMPGROUND | DISTRIBUTION SYSTEM | FSD | 1
VA1197220 | PB | LC | RT | Y | DS001 | LCR05 | 145 ORPHANAGE DR (LOVELL HOUSE) | FOSTER FALLS CAMPGROUND | DISTRIBUTION SYSTEM | FSD | 1
VA1197220 | PB | LC | RT | Y | DS001 | LCR06 | BOOSTER PUMP HOUSE | FOSTER FALLS CAMPGROUND | DISTRIBUTION SYSTEM | FSD | 1
VA1197220 | PB | LC | RT | Y | DS001 | LCR07 | DEPOT | FOSTER FALLS CAMPGROUND | DISTRIBUTION SYSTEM | FSD | 1
VA1197220 | PB | LC | RT | Y | DS001 | LCR08 | 400 ORPHANAGE DR (SHOP) | FOSTER FALLS CAMPGROUND | DISTRIBUTION SYSTEM | FSD | 1
VA1197220 | PB | LC | RT | Y | DS001 | LCR09 | FOSTER FALLS WELL HOUSE | FOSTER FALLS CAMPGROUND | DISTRIBUTION SYSTEM | FSD | 1
VA1197220 | PB | LC | RT | Y | DS001 | LCR10 | DISCOVERY CENTER | FOSTER FALLS CAMPGROUND | DISTRIBUTION SYSTEM | FSD | 1
VA1197220 | GE | NIT | RT | Y | EP001 | EP001 | ENTRY POINT | FOSTER FALLS CAMPGROUND | ENTRY POINT |  | 1
VA1197220 | GE | VOC | RT | Y | EP001 | EP001 | ENTRY POINT | FOSTER FALLS CAMPGROUND | ENTRY POINT |  | 1
VA1197317 | GE | NIT | RT | Y | EP001 | EP001 | FIRST HYDRANT | HUSSEY MOUNTAIN | ENTRY POINT - WELL |  | 1
VA1197345 | GE | HAA | RT | Y | DS009 | DBP06 | LITTLE LEAF P.S. | WYTHE COUNTY EAST | DISTRIBUTION SYSTEM |  | 1
VA1197345 | GE | THM | RT | Y | DS009 | DBP06 | LITTLE LEAF P.S. | WYTHE COUNTY EAST | DISTRIBUTION SYSTEM |  | 1
VA1197345 | GE | HAA | RT | Y | DS009 | DBP08 | END LONE ASH ROAD | WYTHE COUNTY EAST | DISTRIBUTION SYSTEM |  | 1
VA1197345 | GE | THM | RT | Y | DS009 | DBP08 | END LONE ASH ROAD | WYTHE COUNTY EAST | DISTRIBUTION SYSTEM |  | 1
VA1197345 | PB | LC | RT | Y | DS009 | LCR01 | 213 POPLAR DR | WYTHE COUNTY EAST | DISTRIBUTION SYSTEM | FSD | 1
VA1197345 | PB | LC | RT | Y | DS009 | LCR02 | 1139 IVANHOE RD | WYTHE COUNTY EAST | DISTRIBUTION SYSTEM | FSD | 1
VA1197345 | PB | LC | RT | Y | DS009 | LCR03 | 343 IVANHOE RD | WYTHE COUNTY EAST | DISTRIBUTION SYSTEM | FSD | 1
VA1197345 | PB | LC | RT | Y | DS009 | LCR04 | 321 IVANHOE RD | WYTHE COUNTY EAST | DISTRIBUTION SYSTEM | FSD | 1
VA1197345 | PB | LC | RT | Y | DS009 | LCR05 | 252 WHISPERING PINES | WYTHE COUNTY EAST | DISTRIBUTION SYSTEM | FSD | 1
VA1197345 | PB | LC | RT | Y | DS009 | LCR06 | 167 CARTERVIL HTS RD | WYTHE COUNTY EAST | DISTRIBUTION SYSTEM | FSD | 1
VA1197345 | PB | LC | RT | Y | DS009 | LCR07 | 174 CARTERVIL HTS RD | WYTHE COUNTY EAST | DISTRIBUTION SYSTEM | FSD | 1
VA1197345 | PB | LC | RT | Y | DS009 | LCR08 | 245 CARTERVIL HTS RD | WYTHE COUNTY EAST | DISTRIBUTION SYSTEM | FSD | 1
VA1197345 | PB | LC | RT | Y | DS009 | LCR09 | 310 CARTERVIL HTS RD | WYTHE COUNTY EAST | DISTRIBUTION SYSTEM | FSD | 1
VA1197345 | PB | LC | RT | Y | DS009 | LCR10 | 326 CARTERVIL HTS RD | WYTHE COUNTY EAST | DISTRIBUTION SYSTEM | FSD | 1
VA1197345 | PB | LC | RT | Y | DS009 | LCR11 | 338 CARTERVIL HTS RD | WYTHE COUNTY EAST | DISTRIBUTION SYSTEM | FSD | 1
VA1197345 | PB | LC | RT | Y | DS009 | LCR12 | 474 CARTERVIL HTS RD | WYTHE COUNTY EAST | DISTRIBUTION SYSTEM | FSD | 1
VA1197345 | PB | LC | RT | Y | DS009 | LCR13 | 522 CARTERVIL HTS RD | WYTHE COUNTY EAST | DISTRIBUTION SYSTEM | FSD | 1
VA1197345 | PB | LC | RT | Y | DS009 | LCR14 | 348 CARTERVIL HTS RD | WYTHE COUNTY EAST | DISTRIBUTION SYSTEM | FSD | 1
VA1197345 | PB | LC | RT | Y | DS009 | LCR15 | 164 CARTERVIL HTS RD | WYTHE COUNTY EAST | DISTRIBUTION SYSTEM | FSD | 1
VA1197345 | PB | LC | RT | Y | DS009 | LCR16 | 229 NIXON ROAD | WYTHE COUNTY EAST | DISTRIBUTION SYSTEM | FSD | 1
VA1197345 | PB | LC | RT | Y | DS009 | LCR17 | 124 PONDEROSA LANE | WYTHE COUNTY EAST | DISTRIBUTION SYSTEM | FSD | 1
VA1197345 | PB | LC | RT | Y | DS009 | LCR18 | 113 FOX FIRE ROAD | WYTHE COUNTY EAST | DISTRIBUTION SYSTEM | FSD | 1
VA1197345 | PB | LC | RT | Y | DS009 | LCR19 | 218 FOX FIRE ROAD | WYTHE COUNTY EAST | DISTRIBUTION SYSTEM | FSD | 1
VA1197345 | PB | LC | RT | Y | DS009 | LCR20 | 238 FOX FIRE ROAD | WYTHE COUNTY EAST | DISTRIBUTION SYSTEM | FSD | 1
VA1197435 | GE | FL2 | ST | N | EP001 | EP001 | LAB SINK TAP | NEW RIVER REGIONAL WATER AUTHORITY | ENTRY POINT |  | 3
VA1051092 | TC | TC | RT | Y | DS001 | TCR01 |  | CENTENNIAL HEIGHTS | DISTRIBUTION SYSTEM |  | 3
VA1051100 | TC | TC | RT | Y | DS001 | TCR01 |  | CLINTWOOD, TOWN OF | DS001 DISTRIBUTION SYSTEM |  | 15
VA1105125 | TC | TC | RT | Y | DS001 | TCR01 |  | LEE COUNTY PSA/EASTERN LEE | DISTRIBUTION SYSTEM |  | 6
VA1105200 | TC | TC | RT | Y | DS001 | TCR01 |  | JONESVILLE, TOWN OF | DISTRIBUTION SYSTEM |  | 6
VA1105210 | TC | TC | RT | Y | DS001 | TCR01 |  | LEE COUNTY PSA/FLEENORTOWN | DISTRIBUTION SYSTEM |  | 3
VA1105400 | TC | TC | RT | Y | DS001 | TCR01 |  | LCPSA-BLUE SPRINGS | DISTRIBUTION SYSTEM |  | 9
VA1105405 | TC | TC | RT | Y | DS001 | TCR01 |  | LCPSA- KVS | DISTRIBUTION SYSTEM |  | 6
VA1105450 | TC | TC | RT | Y | DS001 | TCR01 |  | LEE COUNTY PSA/BIG HILL | DISTRIBUTION SYSTEM |  | 3
VA1105460 | TC | TC | RT | Y | DS001 | TCR01 |  | LEE COUNTY PSA/MILLER CHAPEL | DISTRIBUTION SYSTEM |  | 3
VA1105500 | TC | TC | RT | Y | DS001 | TCR01 |  | PENNINGTON GAP, TOWN OF | DISTRIBUTION SYSTEM |  | 6
VA1105750 | TC | TC | RT | Y | DS001 | TCR01 |  | LEE COUNTY PSA/ROBBINS CHAPEL | DISTRIBUTION SYSTEM |  | 3
VA1105800 | TC | TC | RT | Y | DS001 | TCR01 |  | ST. CHARLES WATER AUTHORITY | DISTRIBUTION SYSTEM |  | 6
VA1105870 | TC | TC | RT | Y | DS001 | TCR01 |  | LEE COUNTY PSA/STICKLEYVILLE | DISTRIBUTION SYSTEM |  | 3
VA1105900 | TC | TC | RT | Y | DS001 | TCR01 |  | WOODWAY WATER AUTHORITY | DISTRIBUTION SYSTEM |  | 12
VA1121005 | TC | TC | RT | Y | DS001 | TCR01 |  | RINER MOBILE HOME PARK | DISTRIBUTION SYSTEM |  | 3
VA1121025 | TC | TC | RT | Y | DS950 | TCR01 |  | ALTA MONS CAMPGROUND AND RETREAT CENTER | DISTRIBUTION SYSTEM |  | 1
VA1121026 | TC | TC | RT | Y | DS001 | TCR01 |  | ALTA MONS - DINING HALL | DISTRIBUTION SYSTEM |  | 1
VA1121027 | TC | TC | RT | Y | DS001 | TCR01 |  | ALTA MONS - PEARMAN HOUSE | DISTRIBUTION SYSTEM |  | 1
VA1121034 | TC | TC | RT | Y | DS001 | TCR01 |  | BLACKSBURG COUNTRY CLUB | DISTRIBUTION SYSTEM |  | 3
VA1121040 | TC | TC | RT | Y | DS001 | TCR01 |  | BELIVEAU ESTATE WINERY | BELIVEAU ESTATE WINERY |  | 1
VA1121043 | TC | TC | RT | Y | DS001 | TCR01 |  | BELVIEW | BELVIEW DISTRIBUTION SYSTEM |  | 3
VA1121045 | TC | TC | RT | Y | DS001 | TCR01 |  | BETHEL AREA | DISTRIBUTION SYSTEM |  | 6
VA1121048 | TC | TC | RT | Y | DS001 | TCR01 |  | BETHEL WOODS SUBDIVISION | BETHEL WOODS SUBDIVISION |  | 3
VA1121052 | TC | TC | RT | Y | DS001 | TCR01 |  | BLACKSBURG, TOWN OF | DISTRIBUTION SYSTEM |  | 120
VA1121067 | TC | TC | RT | Y | DS001 | TCR01 |  | BLUE RIDGE CHRISTIAN CAMP | DISTRIBUTION SYSTEM |  | 1
VA1121085 | TC | TC | RT | Y | DS001 | TCR01 |  | CAMP CARYSBROOK | DISTRIBUTION SYSTEM |  | 3
VA1121090 | TC | TC | RT | Y | DS001 | TCR01 |  | CHRISTIANSBURG TOWN OF | DISTRIBUTION SYSTEM |  | 75
VA1121150 | TC | TC | RT | Y | DS001 | TCR01 |  | DRY VALLEY SUBDIVISION | DISTRIBUTION SYSTEM |  | 3
VA1121175 | TC | TC | RT | Y | DS001 | TCR01 |  | CHRISTIANSBURG ELLISTON WATERLINE | DISTRIBUTION SYSTEM |  | 12
VA1121230 | TC | TC | RT | Y | DS001 | TCR01 |  | WHITE PINE VILLAGE | DISTRIBUTION SYSTEM |  | 3
VA1121264 | TC | TC | RT | Y | DS001 | TCR01 |  | GATEWAY BAPTIST CHURCH SCHOOL | GATEWAY BAPTIST CHURCH SCHOOL DS |  | 3
VA1121483 | TC | TC | RT | Y | DS001 | TCR01 |  | MOUNTAIN VIEW ITALIAN KITCHEN RESTAURANT | DISTRIBUTION SYSTEM |  | 1
VA1121503 | TC | TC | RT | Y | DS001 | TCR01 |  | MUDPIKE ROAD WATERLINE | DISTRIBUTION SYSTEM |  | 3
VA1121508 | TC | TC | RT | Y | DS001 | TCR01 |  | NEW RIVER JUNCTION CAMPGROUND | NEW RIVER JUNCTION |  | 3
VA1121565 | TC | TC | RT | Y | DS001 | TCR01 |  | PARKER MOBILE HOME ESTATES | DISTRIBUTION SYSTEM |  | 3
VA1121570 | TC | TC | RT | Y | DS001 | TCR01 |  | PLUM CREEK | DISTRIBUTION SYSTEM |  | 6
VA1121580 | TC | TC | RT | Y | DS001 | TCR01 |  | PRICES FORK/MERRIMAC | DISTRIBUTION SYSTEM |  | 12
VA1121643 | TC | TC | RT | Y | DS001 | TCR01 |  | RADFORD ARMY AMMUNITION PLANT | DISTRIBUTION SYSTEM |  | 6
VA1121655 | TC | TC | RT | Y | DS001 | TCR01 |  | RINER COMMUNITY | DISTRIBUTION SYSTEM |  | 6
VA1121681 | TC | TC | RT | Y | DS001 | TCR01 |  | ALY`S FAMILY RESTAURANT | DISTRIBUTION SYSTEM |  | 1
VA1121685 | TC | TC | RT | Y | DS685 | TCR01 |  | SELU CONSERVANCY | DISTRIBUTION SYSTEM |  | 1
VA1121720 | TC | TC | RT | Y | DS001 | TCR01 |  | THE SPORTSMAN | DISTRIBUTION SYSTEM |  | 1
VA1121751 | TC | TC | RT | Y | DS001 | TCR01 |  | CAMP TUK-A-WAY | DISTRIBUTION SYSTEM |  | 3
VA1121755 | TC | TC | RT | Y | DS001 | TCR01 |  | TWIN BOULDERS SUBDIVISION | DISTRIBUTION SYSTEM |  | 3
VA1121820 | TC | TC | RT | Y | DS001 | TCR01 |  | VICKER HEIGHTS | DISTRIBUTION SYSTEM |  | 3
VA1121825 | TC | TC | RT | Y | DS001 | TCR01 |  | VIEWLAND SUBDIVISION | DISTRIBUTION SYSTEM |  | 3
VA1121842 | TC | TC | RT | Y | DS001 | TCR01 |  | WALTON FARMS SUBDIVISION | DISTRIBUTION SYSTEM |  | 3
VA1121870 | TC | TC | RT | Y | DS001 | TCR01 |  | WHITEBARREL WINERY | WHITEBARREL WINERY |  | 3
VA1121900 | TC | TC | RT | Y | DS001 | TCR01 |  | WOODVIEW SUBDIVISION | DISTRIBUTION SYSTEM |  | 3
VA1155050 | TC | TC | RT | Y | DS001 | TCR01 |  | BELLAVISTA ESTATES | DISTRIBUTION SYSTEM |  | 3
VA1155055 | TC | TC | RT | Y | DS001 | TCR01 |  | BROOKMONT AREA | DISTRIBUTION SYSTEM |  | 3
VA1155056 | TC | TC | RT | Y | DS001 | TCR01 |  | BOWLES LODGE | DISTRIBUTION SYSTEM |  | 3
VA1155081 | TC | TC | RT | Y | DS001 | TCR01 |  | MCGUIRES FAMILY CAMPGROUND | DISTRIBUTION SYSTEM |  | 1
VA1155082 | TC | TC | RT | Y | DS001 | TCR01 |  | CAMP OTTARI | DISTRIBUTION SYSTEM |  | 1
VA1155089 | TC | TC | RT | Y | DS001 | TCR01 |  | CAMP CLAYTOR | DISTRIBUTION SYSTEM |  | 1
VA1155090 | TC | TC | RT | Y | DS001 | TCR01 |  | CAMP POWHATAN | DISTRIBUTION SYSTEM |  | 1
VA1155121 | TC | TC | RT | Y | DS001 | TCR01 |  | COVEY`S FAMILY CAMPGROUND NO. 1 | DISTRIBUTION SYSTEM |  | 3
VA1155129 | TC | TC | RT | Y | DS001 | TCR01 |  | COVEY`S FAMILY CAMPGROUND NO. 2 | DISTRIBUTION SYSTEM |  | 3
VA1155150 | TC | TC | RT | Y | DS001 | TCR01 |  | DUBLIN TOWN OF | DISTRIBUTION SYSTEM |  | 24
VA1155152 | TC | TC | RT | Y | DS152 | TCR01 |  | DULANEY TRAILER PARK | DISTRIBUTION SYSTEM |  | 3
VA1155260 | TC | TC | RT | Y | DS001 | TCR01 |  | GATEWOOD CAMPGROUND | DISTRIBUTION SYSTEM |  | 3
VA1155261 | TC | TC | RT | Y | DS001 | TCR01 |  | GATEWOOD PICNIC | DISTRIBUTION SYSTEM |  | 3
VA1155300 | TC | TC | RT | Y | DS001 | TCR01 |  | HOOVER COLOR CORPORATION | DISTRIBUTION SYSTEM |  | 3
VA1155315 | TC | TC | RT | Y | DS001 | TCR01 |  | IZAAK WALTON LEAGUE | DISTRIBUTION SYSTEM |  | 3
VA1155441 | TC | TC | RT | Y | DS441 | TCR01 |  | LAKEVIEW WATERWORKS | DISTRIBUTION SYSTEM |  | 6
VA1155446 | TC | TC | RT | Y | DS001 | TCR01 |  | LAKEWOOD ESTATES | DISTRIBUTION SYSTEM |  | 3
VA1155500 | TC | TC | RT | Y | DS001 | TCR01 |  | MONTGOMERY COUNTY GAME AND FISH CLUB | MONTGOMERY CO GAME & FISH CLUB |  | 1
VA1155505 | TC | TC | RT | Y | DS001 | TCR01 |  | MT OLIVET | DISTRIBUTION SYSTEM |  | 3
VA1155521 | TC | TC | RT | Y | DS001 | TCR01 |  | NEWBERN HEIGHTS | DISTRIBUTION SYSTEM |  | 3
VA1155542 | TC | TC | RT | Y | DS001 | TCR01 |  | EXPRESS STOP #99 | DISTRIBUTION SYSTEM |  | 3
VA1155635 | TC | TC | RT | Y | DS001 | TCR01 |  | PULASKI, TOWN OF | DISTRIBUTION SYSTEM |  | 30
VA1155641 | TC | TC | RT | Y | DS001 | TCR01 |  | PULASKI COUNTY PSA | DISTRIBUTION SYSTEM |  | 30
VA1155643 | TC | TC | RT | Y | DS001 | TCR01 |  | PULASKI MOOSE LODGE | PULASKI MOOSE LODGE |  | 3
VA1155700 | TC | TC | RT | Y | DS001 | TCR01 |  | RIVERBEND SUBDIVISION | DISTRIBUTION SYSTEM |  | 3
VA1155702 | TC | TC | RT | Y | DS001 | TCR01 |  | ROSEBERRY`S CAMPGROUND | ROSEBERRYS CAMPGROUND |  | 3
VA1155722 | TC | TC | RT | Y | DS001 | TCR01 |  | DEHAVEN PARK | DISTRIBUTION SYSTEM |  | 1
VA1155725 | TC | TC | RT | Y | DS725 | TCR01 |  | SNOWVILLE ELEMENTARY SCHOOL | DISTRIBUTION SYSTEM |  | 3
VA1155771 | TC | TC | RT | Y | DS001 | TCR01 |  | THORN SPRING GOLF COURSE | DISTRIBUTION SYSTEM |  | 3
VA1155910 | TC | TC | RT | Y | DS001 | TCR01 |  | WILLOW TREE CAMPGROUND | WILLOW TREE CAMPGROUND |  | 3
VA1167015 | TC | TC | RT | Y | DS001 | TCR01 |  | APPALACHIAN DETENTION CENTER | DISTRIBUTION SYSTEM |  | 3
VA1167050 | TC | TC | RT | Y | DS001 | TCR01 |  | CASTLEWOOD - RCPSA | DISTRIBUTION SYSTEM |  | 18
VA1167051 | TC | TC | RT | Y | DS001 | TCR01 |  | BELFAST - RCPSA | DS001 DISTRIBUTION SYSTEM |  | 6
VA1167115 | TC | TC | RT | Y | DS001 | TCR01 |  | CLEVELAND, TOWN OF | DISTRIBUTION SYSTEM |  | 3
VA1167116 | TC | TC | RT | Y | DS001 | TCR01 |  | CLEVELAND ELEMENTARY SCHOOL | DISTRIBUTION SYSTEM |  | 1
VA1167121 | TC | TC | RT | Y | DS001 | TCR01 |  | COPPER CREEK ELEMENTARY SCHOOL | DISTRIBUTION SYSTEM |  | 3
VA1167130 | TC | TC | RT | Y | DS001 | TCR01 |  | CASTLEWOOD DOLLAR GENERAL (NO. 21870) | DISTRIBUTION SYSTEM |  | 1
VA1167137 | TC | TC | RT | Y | DS001 | TCR01 |  | DICKENSONVILLE REST HOMES, INC. | DISTRIBUTION SYSTEM |  | 3
VA1167155 | TC | TC | RT | Y | DS001 | TCR01 |  | THREE CREEK APPAREL | DISTRIBUTION SYSTEM |  | 3
VA1167200 | TC | TC | RT | Y | DS001 | TCR01 |  | FINCASTLE ESTATES - RCPSA | DISTRIBUTION SYSTEM |  | 3
VA1167275 | TC | TC | RT | Y | DS001 | TCR01 |  | HANSONVILLE - RCPSA | DS001 DISTRIBUTION SYSTEM |  | 3
VA1167300 | TC | TC | RT | Y | DS001 | TCR01 |  | HONAKER, TOWN OF | DISTRIBUTION SYSTEM |  | 6
VA1167385 | TC | TC | RT | Y | DS001 | TCR01 |  | E DILLON & CO | DISTRIBUTION SYSTEM |  | 3
VA1167455 | TC | TC | RT | Y | DS001 | TCR01 |  | LEBANON, TOWN OF | DISTRIBUTION SYSTEM |  | 12
VA1167540 | TC | TC | RT | Y | DS001 | TCR01 |  | NEW GARDEN/FINNEY - RCPSA | DISTRIBUTION SYSTEM |  | 3
VA1167718 | TC | TC | RT | Y | DS001 | TCR01 |  | RUSSELL COUNTY SHOPPING CENTER | DISTRIBUTION SYSTEM |  | 3
VA1167740 | TC | TC | RT | Y | DS001 | TCR01 |  | SLATES FARM CAMPGROUND | DISTRIBUTION SYSTEM |  | 3
VA1167814 | TC | TC | RT | Y | DS001 | TCR01 |  | THOMPSON CREEK RCPSA | DISTRIBUTION SYSTEM |  | 3
VA1167885 | TC | TC | RT | Y | DS001 | TCR01 |  | WALLACE MANOR | DISTRIBUTION SYSTEM |  | 3
VA1167900 | TC | TC | RT | Y | DS001 | TCR01 |  | SWORDS CREEK - RCPSA | DS001 - DISTRIBUTION SYSTEM |  | 9
VA1169011 | TC | TC | RT | Y | DS001 | TCR01 |  | BARK CAMP | DISTRIBUTION SYSTEM |  | 3
VA1169015 | TC | TC | RT | Y | DS001 | TCR01 |  | CLINCH RIVER FAMILY CAMPGROUND | DISTRIBUTION SYSTEM |  | 3
VA1169150 | TC | TC | RT | Y | DS001 | TCR01 |  | COVE CREEK/SCOTT CO PSA | DISTRIBUTION SYSTEM |  | 3
VA1169200 | TC | TC | RT | Y | DS001 | TCR01 |  | DUFFIELD_SCOTT CO PSA | DISTRIBUTION SYSTEM |  | 15
VA1169225 | TC | TC | RT | Y | DS001 | TCR01 |  | DUNGANNON, TOWN OF | DISTRIBUTION SYSTEM |  | 3
VA1169275 | TC | TC | RT | Y | DS001 | TCR01 |  | EAST CARTERS VALLEY | DISTRIBUTION SYSTEM |  | 3
VA1169300 | TC | TC | RT | Y | DS001 | TCR01 |  | ECV/SCOTT CO PSA | DISTRIBUTION SYSTEM |  | 3
VA1169350 | TC | TC | RT | Y | DS001 | TCR01 |  | BOOZY CREEK/SCOTT CO PSA | DISTRIBUTION SYSTEM |  | 3
VA1169380 | TC | TC | RT | Y | DS001 | TCR01 |  | SCPSA-BIG MOCCASIN | BIG MOCCASIN |  | 3
VA1169405 | TC | TC | RT | Y | DS013 | TCR01 |  | GATE CITY, TOWN OF | DISTRIBUTION SYSTEM |  | 6
VA1169415 | TC | TC | RT | Y | DS001 | TCR01 |  | DANIEL BOONE/SCOTT CO PSA | DISTRIBUTION SYSTEM |  | 3
VA1169425 | TC | TC | RT | Y | DS001 | TCR01 |  | SCPSA-MANVILLE | DISTRIBUTION SYSTEM |  | 3
VA1169650 | TC | TC | RT | Y | DS010 | TCR01 |  | MOCCASIN GAP_SCOTT CO PSA | DISTRIBUTION SYSTEM |  | 21
VA1169725 | TC | TC | RT | Y | DS001 | TCR01 |  | SCPSA - NICKELSVILLE | DISTRIBUTION SYSTEM |  | 6
VA1169868 | TC | TC | RT | Y | DS001 | TCR01 |  | SCOTT COUNTY PARK | DISTIBUTION SYSTEM |  | 3
VA1169900 | TC | TC | RT | Y | DS001 | TCR01 |  | SPRING VALLEY SUBDIVISION | DISTRIBUTION SYSTEM |  | 3
VA1169929 | TC | TC | RT | Y | DS001 | TCR01 |  | TWIN SPRINGS HIGH SCHOOL | DISTRIBUTION SYSTEM |  | 3
VA1173010 | TC | TC | RT | Y | DS002 | TCR01 |  | POOR VALLEY | DISTRIBUTION SYSTEM |  | 3
VA1173011 | TC | TC | RT | Y | DS950 | TCR01 |  | A. R. E. CAMP TES | DISTRIBUTION SYSTEM |  | 3
VA1173023 | TC | TC | RT | Y | DS001 | TCR01 |  | ATKINS EXTENSION-SMYTH CO PSA | DISTRIBUTION SYSTEM |  | 3
VA1173070 | TC | TC | RT | Y | DS950 | TCR01 |  | BRUSHY MOUNTAIN ADMIN SITE | DISTRIBUTION SYSTEM |  | 3
VA1173090 | TC | TC | RT | Y | DS001 | TCR01 |  | CHILHOWIE, TOWN OF | DISTRIBUTION SYSTEM |  | 15
VA1173106 | TC | TC | RT | Y | DS001 | TCR01 |  | EAST HUNGRY MOTHER | DISTRIBUTION SYSTEM |  | 3
VA1173250 | TC | TC | RT | Y | DS950 | TCR01 |  | GRINDSTONE RECREATION AREA | DISTRIBUTION SYSTEM |  | 3
VA1173265 | TC | TC | RT | Y | DS001 | TCR01 |  | HIGH COUNTRY HORSE CAMP | HIGH COUNTRY HORSE CAMP |  | 1
VA1173271 | TC | TC | RT | Y | DS950 | TCR01 |  | KONNAROCK COMMUNITY CENTER | DISTRIBUTION SYSTEM |  | 1
VA1173280 | TC | TC | RT | Y | DS950 | TCR01 |  | HURRICANE RECREATION AREA | DISTRIBUTION SYSTEM |  | 3
VA1173300 | TC | TC | RT | Y | DS001 | TCR01 |  | HUTTON BRANCH | DISTRIBUTION SYSTEM |  | 3
VA1173481 | TC | TC | RT | Y | DS001 | TCR01 |  | MARION, TOWN OF | DISTRIBUTION SYSTEM - SPRINGS |  | 30
VA1173550 | TC | TC | RT | Y | DS950 | TCR01 |  | RACCOON BRANCH | DISTRIBUTION SYSTEM |  | 3
VA1173720 | TC | TC | RT | Y | DS001 | TCR01 |  | SAINT CLAIRS CREEK | DISTRIBUTION SYSTEM |  | 3
VA1173723 | TC | TC | RT | Y | DS900 | TCR01 |  | SALTVILLE, TOWN OF | DISTRIBUTION SYSTEM |  | 9
VA1173738 | TC | TC | RT | Y | DS100 | TCR01 |  | SOUTH FORK | DISTRIBUTION SYSTEM |  | 3
VA1173742 | TC | TC | RT | Y | DS900 | TCR01 |  | RYE VALLEY WATER AUTHORITY | DISTRIBUTION SYSTEM |  | 6
VA1173745 | TC | TC | RT | Y | DS001 | TCR01 |  | ST. JOHNS CROSSING | DISTRIBUTION SYSTEM |  | 3
VA1173770 | TC | TC | RT | Y | DS900 | TCR01 |  | THOMAS BRIDGE WATER CORP | DISTRIBUTION SYSTEM |  | 12
VA1173783 | TC | TC | RT | Y | DS950 | TCR01 |  | WALKER CREEK | DISTRIBUTION SYSTEM |  | 9
VA1173785 | TC | TC | RT | Y | DS950 | TCR01 |  | WATSONS GAP WATER SYSTEM | DISTRIBUTION SYSTEM |  | 6
VA1185047 | TC | TC | RT | Y | DS001 | TCR01 |  | BARKAY ESTATES | DISTRIBUTION SYSTEM |  | 3
VA1185061 | TC | TC | RT | Y | DS001 | TCR01 |  | BLUEFIELD, TOWN OF | DISTRIBUTION SYSTEM |  | 21
VA1185062 | TC | TC | RT | Y | DS001 | TCR01 |  | BLUEFIELD VALLEY WATERWORKS | DISTRIBUTION SYSTEM |  | 3
VA1185073 | TC | TC | RT | Y | DS001 | TCR01 |  | CAMP EVANGEL | DISTRIBUTION SYSTEM |  | 1
VA1185085 | TC | TC | RT | Y | DS001 | TCR01 |  | CEDAR BLUFF, TOWN OF | DISTRIBUTION SYSTEM |  | 6
VA1185105 | TC | TC | RT | Y | DS002 | TCR01 |  | CLAYPOOL HILL TAZEWELL CO PSA | DISTRIBUTION SYSTEM |  | 12
VA1185115 | TC | TC | RT | Y | DS001 | TCR01 |  | CUZ`S CABINS & RESTAURANT | DISTRIBUTION SYSTEM |  | 3
VA1185151 | TC | TC | RT | Y | DS001 | TCR01 |  | FALLS MILLS - TCPSA | DISTRIBUTION SYSTEM |  | 3
VA1185365 | TC | TC | RT | Y | DS001 | TCR01 |  | TCPSA - JEWELL RIDGE | DISTRIBUTION SYSTEM |  | 3
VA1185400 | TC | TC | RT | Y | DS001 | TCR01 |  | MIDDLE CREEK - TCPSA | DS001 DISTRIBUTION SYSTEM |  | 3
VA1185626 | TC | TC | RT | Y | DS001 | TCR01 |  | PORTER FARM SUBD WATER ASSOC | DISTRIBUTION SYSTEM |  | 3
VA1185685 | TC | TC | RT | Y | DS001 | TCR01 |  | TCPSA - RAVEN/DORAN | DS001 - DISTRIBUTION SYSTEM |  | 9
VA1185695 | TC | TC | RT | Y | DS001 | TCR01 |  | RICHLANDS, TOWN OF | DS001 - DISTRIBUTION SYSTEM |  | 15
VA1185754 | TC | TC | RT | Y | DS001 | TCR01 |  | TCPSA - BIG CREEK/COALDAN | DISTRIBUTION SYSTEM |  | 3
VA1185755 | TC | TC | RT | Y | DS001 | TCR01 |  | EASTERN TAZEWELL COUNTY | DS001 - DISTRIBUTION SYSTEM |  | 15
VA1185759 | TC | TC | RT | Y | DS001 | TCR01 |  | TAZEWELL MOTEL | DISTRIBUTION SYSTEM |  | 1
VA1185761 | TC | TC | RT | Y | DS001 | TCR01 |  | TAZEWELL, TOWN OF | DISTRIBUTION SYSTEM |  | 15
VA2540500 | PB | LC | RT | Y | DS001 | LCR029 | 1828 YORKTOWN DR | CHARLOTTESVILLE, CITY OF | DISTRIBUTION SYSTEM | FSD | 1
VA2540500 | PB | LC | RT | Y | DS001 | LCR031 | 341 MONTICELLO AVE | CHARLOTTESVILLE, CITY OF | DISTRIBUTION SYSTEM | FSD | 1
VA2540500 | PB | LC | RT | Y | DS001 | LCR033 | 122 BOLLINGWOOD RD | CHARLOTTESVILLE, CITY OF | DISTRIBUTION SYSTEM | FSD | 1
VA2540500 | PB | LC | RT | Y | DS001 | LCR034 | 109-B HAMMOND ST | CHARLOTTESVILLE, CITY OF | DISTRIBUTION SYSTEM | FSD | 1
VA2540500 | PB | LC | RT | Y | DS001 | LCR035 | 213 OAK ST | CHARLOTTESVILLE, CITY OF | DISTRIBUTION SYSTEM | FSD | 1
VA2540500 | PB | LC | RT | Y | DS001 | LCR036 | 401 OAKMONT ST | CHARLOTTESVILLE, CITY OF | DISTRIBUTION SYSTEM | FSD | 1
VA2540500 | PB | LC | RT | Y | DS001 | LCR037 | 210 DICE ST | CHARLOTTESVILLE, CITY OF | DISTRIBUTION SYSTEM | FSD | 1
VA2560100 | GE | TOA | RT | Y | IN001 | RW001 | INTAKE RAW WATER | CLIFTON FORGE, TOWN OF | SMITH CREEK |  | 3
VA2560100 | GE | FL2 | ST | N | TP001 | LAB001 | LAB TAP | CLIFTON FORGE, TOWN OF | CLIFTON FORGE TREATMENT PLANT |  | 3
VA2560100 | GE | TOC | RT | Y | TP001 | UP001 | COMBINED FILTER EFF | CLIFTON FORGE, TOWN OF | CLIFTON FORGE TREATMENT PLANT |  | 3
VA2580100 | GE | HAA | RT | Y | DS001 | DBP03 | 1410 S. DURANT ROAD | COVINGTON, CITY OF | CITY OF COVINGTON |  | 1
VA2580100 | GE | THM | RT | Y | DS001 | DBP03 | 1410 S. DURANT ROAD | COVINGTON, CITY OF | CITY OF COVINGTON |  | 1
VA2580100 | GE | HAA | RT | Y | DS001 | DBP05 | 3103 EAST CIRCLE DRIVE | COVINGTON, CITY OF | CITY OF COVINGTON |  | 1
VA2580100 | GE | THM | RT | Y | DS001 | DBP05 | 3103 EAST CIRCLE DRIVE | COVINGTON, CITY OF | CITY OF COVINGTON |  | 1
VA2580100 | PB | LC | RT | Y | DS001 | LCR01 | 3073 WILDWOOD DR. | COVINGTON, CITY OF | CITY OF COVINGTON | FSD | 1
VA2580100 | PB | LC | RT | Y | DS001 | LCR02 | 628 W. JACKSON ST. | COVINGTON, CITY OF | CITY OF COVINGTON | FSD | 1
VA2580100 | PB | LC | RT | Y | DS001 | LCR03 | 424 PARRISH ST. | COVINGTON, CITY OF | CITY OF COVINGTON | FSD | 1
VA2580100 | PB | LC | RT | Y | DS001 | LCR04 | 309 GORDON ST. | COVINGTON, CITY OF | CITY OF COVINGTON | FSD | 1
VA2580100 | PB | LC | RT | Y | DS001 | LCR05 | 1307 S. DEE AVE. | COVINGTON, CITY OF | CITY OF COVINGTON | FSD | 1
VA2580100 | PB | LC | RT | Y | DS001 | LCR06 | 1349 S. DEE AVE. | COVINGTON, CITY OF | CITY OF COVINGTON | FSD | 1
VA2580100 | PB | LC | RT | Y | DS001 | LCR09 | 927 RIDGE ST. | COVINGTON, CITY OF | CITY OF COVINGTON | FSD | 1
VA2580100 | PB | LC | RT | Y | DS001 | LCR10 | 1531 CONRAD AVE. | COVINGTON, CITY OF | CITY OF COVINGTON | FSD | 1
VA2580100 | PB | LC | RT | Y | DS001 | LCR11 | 113 CHESTNUT ST. | COVINGTON, CITY OF | CITY OF COVINGTON | FSD | 1
VA2580100 | PB | LC | RT | Y | DS001 | LCR12 | 313 ROYAL AVE. | COVINGTON, CITY OF | CITY OF COVINGTON | FSD | 1
VA2580100 | PB | LC | RT | Y | DS001 | LCR13 | 513 GREENBRIER AVE. | COVINGTON, CITY OF | CITY OF COVINGTON | FSD | 1
VA2580100 | PB | LC | RT | Y | DS001 | LCR14 | 518 GREENBRIER AVE. | COVINGTON, CITY OF | CITY OF COVINGTON | FSD | 1
VA2580100 | PB | LC | RT | Y | DS001 | LCR15 | 521 BURKS ST. | COVINGTON, CITY OF | CITY OF COVINGTON | FSD | 1
VA2580100 | PB | LC | RT | Y | DS001 | LCR16 | 209 CIRCLE DR. | COVINGTON, CITY OF | CITY OF COVINGTON | FSD | 1
VA2580100 | PB | LC | RT | Y | DS001 | LCR17 | 238 E. PENNSYLVANIA | COVINGTON, CITY OF | CITY OF COVINGTON | FSD | 1
VA2580100 | PB | LC | RT | Y | DS001 | LCR18 | 3095 PITZERS RIDGE R | COVINGTON, CITY OF | CITY OF COVINGTON | FSD | 1
VA2580100 | PB | LC | RT | Y | DS001 | LCR19 | 3085 PITZERS RIDGE R | COVINGTON, CITY OF | CITY OF COVINGTON | FSD | 1
VA2580100 | PB | LC | RT | Y | DS001 | LCR20 | 2912 PLUM AVE. | COVINGTON, CITY OF | CITY OF COVINGTON | FSD | 1
VA2580100 | PB | LC | RT | Y | DS001 | LCR21 | 1319 S. CRAWFORD STREET | COVINGTON, CITY OF | CITY OF COVINGTON | FSD | 1
VA2580100 | PB | LC | RT | Y | DS001 | LCR22 | 103 RIVERVIEW | COVINGTON, CITY OF | CITY OF COVINGTON | FSD | 1
VA2580100 | GE | INO | RT | Y | EP001 | EP001 | EP TP 1 | COVINGTON, CITY OF | EP - COVINGTON WTP |  | 1
VA2580100 | GE | MET | RT | Y | EP001 | EP001 | EP TP 1 | COVINGTON, CITY OF | EP - COVINGTON WTP |  | 1
VA2580100 | GE | NIT | RT | Y | EP001 | EP001 | EP TP 1 | COVINGTON, CITY OF | EP - COVINGTON WTP |  | 1
VA2580100 | GE | VOC | RT | Y | EP001 | EP001 | EP TP 1 | COVINGTON, CITY OF | EP - COVINGTON WTP |  | 1
VA2580100 | GE | TOA | RT | Y | IN001 | RW001 | INTAKE RAW WATER | COVINGTON, CITY OF | JACKSON RIVER |  | 3
VA2580100 | GE | FL2 | ST | N | TP001 | LAB001 | LAB TAP | COVINGTON, CITY OF | JACKSON RIVER TREATMENT PLANT |  | 3
VA2580100 | GE | TOC | RT | Y | TP001 | UP007 | COMBINED FILTER EFF | COVINGTON, CITY OF | JACKSON RIVER TREATMENT PLANT |  | 3
VA2660345 | GE | HAA | RT | Y | DS001 | DS001 | 620 SIMMS AVE | HARRISONBURG, CITY OF | HARRISONBURG |  | 1
VA2660345 | GE | THM | RT | Y | DS001 | DS001 | 620 SIMMS AVE | HARRISONBURG, CITY OF | HARRISONBURG |  | 1
VA2660345 | GE | HAA | RT | Y | DS001 | DS002 | 21 TERRI DR | HARRISONBURG, CITY OF | HARRISONBURG |  | 1
VA2660345 | GE | THM | RT | Y | DS001 | DS002 | 21 TERRI DR | HARRISONBURG, CITY OF | HARRISONBURG |  | 1
VA2660345 | GE | HAA | RT | Y | DS001 | DS003 | 875 WATERMAN DR | HARRISONBURG, CITY OF | HARRISONBURG |  | 1
VA2660345 | GE | THM | RT | Y | DS001 | DS003 | 875 WATERMAN DR | HARRISONBURG, CITY OF | HARRISONBURG |  | 1
VA2660345 | GE | HAA | RT | Y | DS001 | DS005 | SMITHLAND RD | HARRISONBURG, CITY OF | HARRISONBURG |  | 1
VA2660345 | GE | THM | RT | Y | DS001 | DS005 | SMITHLAND RD | HARRISONBURG, CITY OF | HARRISONBURG |  | 1
VA2660345 | GE | FL2 | ST | N | EP001 | EP001 | ENTRY POINT TAP | HARRISONBURG, CITY OF | HARRISONBURG WTP ENTRY POINT |  | 3
VA2660345 | GE | TOA | RT | Y | RW001 | RW001 | RAW WATER | HARRISONBURG, CITY OF | COMBINED RAW WATER - HARRISONBURG WTP |  | 1
VA2660345 | GE | TOC | RT | Y | TP003 | UP001 | COMBINED FILTER EFF | HARRISONBURG, CITY OF | HARRISONBURG WTP |  | 1
VA2678375 | GE | HAA | RT | Y | DS001 | DS006 | 141 COUNTRY CLUB DR | LEXINGTON, CITY OF | LEXINGTON, CITY OF |  | 1
VA2678375 | GE | THM | RT | Y | DS001 | DS006 | 141 COUNTRY CLUB DR | LEXINGTON, CITY OF | LEXINGTON, CITY OF |  | 1
VA2678375 | GE | HAA | RT | Y | DS001 | DS009 | W&L TENNIS CENTER | LEXINGTON, CITY OF | LEXINGTON, CITY OF |  | 1
VA2678375 | GE | THM | RT | Y | DS001 | DS009 | W&L TENNIS CENTER | LEXINGTON, CITY OF | LEXINGTON, CITY OF |  | 1
VA2678375 | PB | LC | RT | Y | DS001 | LCR01 | 4 MORRISON DR | LEXINGTON, CITY OF | LEXINGTON, CITY OF | FSD | 1
VA2678375 | PB | LC | RT | Y | DS001 | LCR02 | 915 PROVIDENCE PL | LEXINGTON, CITY OF | LEXINGTON, CITY OF | FSD | 1
VA2678375 | PB | LC | RT | Y | DS001 | LCR03 | 41 KEYDET LANE | LEXINGTON, CITY OF | LEXINGTON, CITY OF | FSD | 1
VA2678375 | PB | LC | RT | Y | DS001 | LCR04 | 18 LINK RD | LEXINGTON, CITY OF | LEXINGTON, CITY OF | FSD | 1
VA2678375 | PB | LC | RT | Y | DS001 | LCR05 | 412 ARPIA STREET | LEXINGTON, CITY OF | LEXINGTON, CITY OF | FSD | 1
VA2678375 | PB | LC | RT | Y | DS001 | LCR06 | 403 GIBBS ST | LEXINGTON, CITY OF | LEXINGTON, CITY OF | FSD | 1
VA2678375 | PB | LC | RT | Y | DS001 | LCR07 | 604 MCCORKLE DRIVE | LEXINGTON, CITY OF | LEXINGTON, CITY OF | FSD | 1
VA2678375 | PB | LC | RT | Y | DS001 | LCR08 | 12 LINK RD | LEXINGTON, CITY OF | LEXINGTON, CITY OF | FSD | 1
VA2678375 | PB | LC | RT | Y | DS001 | LCR09 | 407 CONFEDERATE CIR | LEXINGTON, CITY OF | LEXINGTON, CITY OF | FSD | 1
VA2678375 | PB | LC | RT | Y | DS001 | LCR10 | 323 CAMPBELL LANE | LEXINGTON, CITY OF | LEXINGTON, CITY OF | FSD | 1
VA2678375 | PB | LC | RT | Y | DS001 | LCR11 | 303 SUMMIT STREET | LEXINGTON, CITY OF | LEXINGTON, CITY OF | FSD | 1
VA2678375 | PB | LC | RT | Y | DS001 | LCR12 | 110 COLSTON PLACE | LEXINGTON, CITY OF | LEXINGTON, CITY OF | FSD | 1
VA2678375 | PB | LC | RT | Y | DS001 | LCR13 | 3 LEXINGTON AVE | LEXINGTON, CITY OF | LEXINGTON, CITY OF | FSD | 1
VA2678375 | PB | LC | RT | Y | DS001 | LCR14 | 9 LEXINGTON AVE | LEXINGTON, CITY OF | LEXINGTON, CITY OF | FSD | 1
VA2678375 | PB | LC | RT | Y | DS001 | LCR15 | 910 PROVIDENCE PL. | LEXINGTON, CITY OF | LEXINGTON, CITY OF | FSD | 1
VA2678375 | PB | LC | RT | Y | DS001 | LCR16 | 9 MORRISON DR | LEXINGTON, CITY OF | LEXINGTON, CITY OF | FSD | 1
VA2678375 | PB | LC | RT | Y | DS001 | LCR17 | 7 LEXINGTON AVE | LEXINGTON, CITY OF | LEXINGTON, CITY OF | FSD | 1
VA2678375 | PB | LC | RT | Y | DS001 | LCR18 | 701 STONEWALL STREET | LEXINGTON, CITY OF | LEXINGTON, CITY OF | FSD | 1
VA2678375 | PB | LC | RT | Y | DS001 | LCR19 | 5 LEXINGTON AVENUE | LEXINGTON, CITY OF | LEXINGTON, CITY OF | FSD | 1
VA2678375 | PB | LC | RT | Y | DS001 | LCR20 | 433 WEST NELSON ST | LEXINGTON, CITY OF | LEXINGTON, CITY OF | FSD | 1
VA2770900 | GE | HAA | RT | Y | DS001 | DBP202 | 2141 DALE AVE / 2201 DALE AVE | WESTERN VIRGINIA WATER AUTHORITY | DIST SYSTEM - WVWA |  | 1
VA2770900 | GE | THM | RT | Y | DS001 | DBP202 | 2141 DALE AVE / 2201 DALE AVE | WESTERN VIRGINIA WATER AUTHORITY | DIST SYSTEM - WVWA |  | 1
VA2770900 | GE | HAA | RT | Y | DS001 | DBP203 | 333 KOOGLER/337 KOOGLER DRIVE | WESTERN VIRGINIA WATER AUTHORITY | DIST SYSTEM - WVWA |  | 1
VA2770900 | GE | THM | RT | Y | DS001 | DBP203 | 333 KOOGLER/337 KOOGLER DRIVE | WESTERN VIRGINIA WATER AUTHORITY | DIST SYSTEM - WVWA |  | 1
VA2770900 | GE | HAA | RT | Y | DS001 | DBP204 | 8115 PLANTATION ROAD | WESTERN VIRGINIA WATER AUTHORITY | DIST SYSTEM - WVWA |  | 1
VA2770900 | GE | THM | RT | Y | DS001 | DBP204 | 8115 PLANTATION ROAD | WESTERN VIRGINIA WATER AUTHORITY | DIST SYSTEM - WVWA |  | 1
VA2770900 | GE | HAA | RT | Y | DS001 | DBP207 | 114 OLD BROOK ROAD | WESTERN VIRGINIA WATER AUTHORITY | DIST SYSTEM - WVWA |  | 1
VA2770900 | GE | THM | RT | Y | DS001 | DBP207 | 114 OLD BROOK ROAD | WESTERN VIRGINIA WATER AUTHORITY | DIST SYSTEM - WVWA |  | 1
VA2770900 | GE | HAA | RT | Y | DS001 | DBP208 | 2551 MOUNTAIN VIEW ROAD | WESTERN VIRGINIA WATER AUTHORITY | DIST SYSTEM - WVWA |  | 1
VA2770900 | GE | THM | RT | Y | DS001 | DBP208 | 2551 MOUNTAIN VIEW ROAD | WESTERN VIRGINIA WATER AUTHORITY | DIST SYSTEM - WVWA |  | 1
VA2770900 | GE | HAA | RT | Y | DS001 | DBP209 | 20430 VIRGIL GOODE HIGHWAY | WESTERN VIRGINIA WATER AUTHORITY | DIST SYSTEM - WVWA |  | 1
VA2770900 | GE | THM | RT | Y | DS001 | DBP209 | 20430 VIRGIL GOODE HIGHWAY | WESTERN VIRGINIA WATER AUTHORITY | DIST SYSTEM - WVWA |  | 1
VA2770900 | GE | HAA | RT | Y | DS001 | DBP211 | 288 ETZLER ROAD | WESTERN VIRGINIA WATER AUTHORITY | DIST SYSTEM - WVWA |  | 1
VA2770900 | GE | THM | RT | Y | DS001 | DBP211 | 288 ETZLER ROAD | WESTERN VIRGINIA WATER AUTHORITY | DIST SYSTEM - WVWA |  | 1
VA2770900 | GE | HAA | RT | Y | DS001 | DBP212 | 825 HARMON CIRCLE | WESTERN VIRGINIA WATER AUTHORITY | DIST SYSTEM - WVWA |  | 1
VA2770900 | GE | THM | RT | Y | DS001 | DBP212 | 825 HARMON CIRCLE | WESTERN VIRGINIA WATER AUTHORITY | DIST SYSTEM - WVWA |  | 1
VA2770900 | PB | LC | RT | Y | DS001 | LCR002 | 1550 SHANNON ST | WESTERN VIRGINIA WATER AUTHORITY | DIST SYSTEM - WVWA | FSD | 1
VA2770900 | PB | LC | RT | Y | DS001 | LCR003 | 3328 GREEN RIDGE CT | WESTERN VIRGINIA WATER AUTHORITY | DIST SYSTEM - WVWA | FSD | 1
VA2770900 | PB | LC | RT | Y | DS001 | LCR004 | 5382 GLOUCESTER CT | WESTERN VIRGINIA WATER AUTHORITY | DIST SYSTEM - WVWA | FSD | 1
VA2770900 | PB | LC | RT | Y | DS001 | LCR006 | 1640 BRANDON AVE | WESTERN VIRGINIA WATER AUTHORITY | DIST SYSTEM - WVWA | FSD | 1
VA2770900 | PB | LC | RT | Y | DS001 | LCR008 | 7811 SHADWELL DR | WESTERN VIRGINIA WATER AUTHORITY | DIST SYSTEM - WVWA | FSD | 1
VA2770900 | PB | LC | RT | Y | DS001 | LCR009 | 5024 MEADOW CREEK DR | WESTERN VIRGINIA WATER AUTHORITY | DIST SYSTEM - WVWA | FSD | 1
VA2770900 | PB | LC | RT | Y | DS001 | LCR010 | 2613 BLUEFIELD BLVD SW | WESTERN VIRGINIA WATER AUTHORITY | DIST SYSTEM - WVWA | FSD | 1
VA2770900 | PB | LC | RT | Y | DS001 | LCR012 | 4330 OLD VIRGINIA AVE | WESTERN VIRGINIA WATER AUTHORITY | DIST SYSTEM - WVWA | FSD | 1
VA2770900 | PB | LC | RT | Y | DS001 | LCR013 | 3524 WINDSOR RD | WESTERN VIRGINIA WATER AUTHORITY | DIST SYSTEM - WVWA | FSD | 1
VA2770900 | PB | LC | RT | Y | DS001 | LCR014 | 2316 MT VERON RD | WESTERN VIRGINIA WATER AUTHORITY | DIST SYSTEM - WVWA | FSD | 1
VA1185763 | TC | TC | RT | Y | DS001 | TCR01 |  | BAPTIST VALLEY | DISTRIBUTION SYSTEM |  | 12
VA1185766 | TC | TC | RT | Y | DS001 | TCR01 |  | TCPSA - GRATTON | DISTRIBUTION SYSTEM |  | 3
VA1185767 | TC | TC | RT | Y | DS001 | TCR01 |  | TCPSA - FORT WITTEN | DISTRIBUTION SYSTEM |  | 3
VA1185769 | TC | TC | RT | Y | DS001 | TCR01 |  | TCPSA - DAW ROAD | DS001 DISTRIBUTION SYSTEM |  | 3
VA1191070 | TC | TC | RT | Y | DS001 | TCR01 |  | CALLEBS COVE CAMPGROUND | DISTRIBUTION SYSTEM |  | 3
VA1191150 | TC | TC | RT | Y | DS950 | TCR01 |  | CLEAR CREEK | DISTRIBUTION SYSTEM |  | 3
VA1191295 | TC | TC | RT | Y | DS950 | TCR01 |  | HAYTER`S GAP | DISTRIBUTION SYSTEM |  | 3
VA1191310 | TC | TC | RT | Y | DS004 | TCR01 |  | MENDOTA | DISTRIBUTION SYSTEM |  | 3
VA1191311 | TC | TC | RT | Y | DS001 | TCR01 |  | HIDDEN VALLEY | DISTRIBUTION SYSTEM |  | 3
VA1191315 | TC | TC | RT | Y | DS950 | TCR01 |  | BEARTREE NO. 1 | DISTRIBUTION SYSTEM |  | 3
VA1191316 | TC | TC | RT | Y | DS950 | TCR01 |  | BEARTREE NO. 2 | DISTRIBUTION SYSTEM |  | 3
VA1191317 | TC | TC | RT | Y | DS950 | TCR01 |  | BEARTREE NO. 3 | DISTRIBUTION SYSTEM |  | 3
VA1191700 | TC | TC | RT | Y | DS950 | TCR01 |  | RIVERSIDE CAMPGROUND | DISTRIBUTION SYSTEM |  | 3
VA1191883 | TC | TC | RT | Y | DS101 | TCR01 |  | WASHINGTON COUNTY SERVICE AUTHORITY | MIDDLE FORK WTP |  | 150
VA1195050 | TC | TC | RT | Y | DS001 | TCR01 |  | APPALACHIA, TOWN OF | DISTRIBUTION SYSTEM |  | 9
VA1195100 | TC | TC | RT | Y | DS001 | TCR01 |  | BIG STONE GAP, TOWN OF | DISTRIBUTION SYSTEM |  | 30
VA1195170 | TC | TC | RT | Y | DS001 | TCR01 |  | COEBURN, TOWN OF | DISTRIBUTION SYSTEM |  | 15
VA1195376 | TC | TC | RT | Y | DS001 | TCR01 |  | HIGH KNOB | HIGH KNOB CAMP |  | 3
VA1195640 | TC | TC | RT | Y | DS001 | TCR01 |  | BOLD CAMP | DISTRIBUTION SYSTEM |  | 3
VA1021007 | PB | LC | RT | Y | DS003 | LCR01 | UTILITY SINK | AMERICAN MINE RESEARCH INC | DISTRIBUTION SYSTEM | FSD | 1
VA1021007 | PB | LC | RT | Y | DS003 | LCR02 | REPAIR SINK | AMERICAN MINE RESEARCH INC | DISTRIBUTION SYSTEM | FSD | 1
VA1021007 | PB | LC | RT | Y | DS003 | LCR03 | FRONT OFFICE COOLER | AMERICAN MINE RESEARCH INC | DISTRIBUTION SYSTEM | FSD | 1
VA1021007 | PB | LC | RT | Y | DS003 | LCR04 | KITCHEN SINK - FRONT OFFICE | AMERICAN MINE RESEARCH INC | DISTRIBUTION SYSTEM | FSD | 1
VA1021007 | PB | LC | RT | Y | DS003 | LCR05 | KITCHEN SINK - LUNCH ROOM | AMERICAN MINE RESEARCH INC | DISTRIBUTION SYSTEM | FSD | 1
VA1021700 | GE | THM | RT | Y | DS950 | DBP02 | IDS01 - WWTP | ROCKY GAP/BASTIAN REGIONAL | DISTRIBUTION SYSTEM |  | 1
VA1021700 | GE | HAA | RT | Y | DS950 | DBP03 | IDS02 - SCHOOL BOARD OFFICE | ROCKY GAP/BASTIAN REGIONAL | DISTRIBUTION SYSTEM |  | 1
VA1021700 | PB | LC | RT | Y | DS950 | LCR01 | 363 EAGLES ROAD | ROCKY GAP/BASTIAN REGIONAL | DISTRIBUTION SYSTEM | FSD | 1
VA1021700 | PB | LC | RT | Y | DS950 | LCR02 | 287 EAGLES ROAD | ROCKY GAP/BASTIAN REGIONAL | DISTRIBUTION SYSTEM | FSD | 1
VA1021700 | PB | LC | RT | Y | DS950 | LCR03 | 12820 N SCENIC HWY | ROCKY GAP/BASTIAN REGIONAL | DISTRIBUTION SYSTEM | FSD | 1
VA1021700 | PB | LC | RT | Y | DS950 | LCR04 | 350 EAGLES ROAD | ROCKY GAP/BASTIAN REGIONAL | DISTRIBUTION SYSTEM | FSD | 1
VA1021700 | PB | LC | RT | Y | DS950 | LCR11 | 12817 N SCENIC HWY | ROCKY GAP/BASTIAN REGIONAL | DISTRIBUTION SYSTEM | FSD | 1
VA1021700 | PB | LC | RT | Y | DS950 | LCR12 | 12796 N SCENIC HWY | ROCKY GAP/BASTIAN REGIONAL | DISTRIBUTION SYSTEM | FSD | 1
VA1021700 | PB | LC | RT | Y | DS950 | LCR15 | 13056 N SCENIC HWY | ROCKY GAP/BASTIAN REGIONAL | DISTRIBUTION SYSTEM | FSD | 1
VA1021700 | PB | LC | RT | Y | DS950 | LCR20 | 34 EVERGREEN LANE | ROCKY GAP/BASTIAN REGIONAL | DISTRIBUTION SYSTEM | FSD | 1
VA1021700 | PB | LC | RT | Y | DS950 | LCR22 | 78 SPARROW LANE | ROCKY GAP/BASTIAN REGIONAL | DISTRIBUTION SYSTEM | FSD | 1
VA1021700 | PB | LC | RT | Y | DS950 | LCR23 | 411 HICKSVILLE RD | ROCKY GAP/BASTIAN REGIONAL | DISTRIBUTION SYSTEM | FSD | 1
VA1027061 | GE | HAA | RT | Y | DS001 | DBP04 | 7380 BROWN MOUNTAIN ROAD | BUCHANAN CO PSA | DS001 - DISTRIBUTION SYSTEM |  | 1
VA1027061 | GE | THM | RT | Y | DS001 | DBP04 | 7380 BROWN MOUNTAIN ROAD | BUCHANAN CO PSA | DS001 - DISTRIBUTION SYSTEM |  | 1
VA1027061 | GE | HAA | RT | Y | DS001 | DBP05 | 4534 OLD ROCKLICK ROAD | BUCHANAN CO PSA | DS001 - DISTRIBUTION SYSTEM |  | 1
VA1027061 | GE | THM | RT | Y | DS001 | DBP05 | 4534 OLD ROCKLICK ROAD | BUCHANAN CO PSA | DS001 - DISTRIBUTION SYSTEM |  | 1
VA1027061 | GE | HAA | RT | Y | DS001 | DBP07 | 5408 WHITE MOUNTAIN ROAD | BUCHANAN CO PSA | DS001 - DISTRIBUTION SYSTEM |  | 1
VA1027061 | GE | THM | RT | Y | DS001 | DBP07 | 5408 WHITE MOUNTAIN ROAD | BUCHANAN CO PSA | DS001 - DISTRIBUTION SYSTEM |  | 1
VA1027061 | GE | HAA | RT | Y | DS001 | DBP10 | 1101 GUESSES FORK RD | BUCHANAN CO PSA | DS001 - DISTRIBUTION SYSTEM |  | 1
VA1027061 | GE | THM | RT | Y | DS001 | DBP10 | 1101 GUESSES FORK RD | BUCHANAN CO PSA | DS001 - DISTRIBUTION SYSTEM |  | 1
VA1027061 | GE | FL2 | ST | N | EP001 | EP001 | KENNEL GAP WTP EN PT | BUCHANAN CO PSA | EP001 - KENNEL GAP WTP ENTRY POINT |  | 3
VA1027065 | GE | HAA | RT | Y | DS001 | DBP02 | 6608 BULL RUN ROAD | GRASSY CREEK-BCPSA | DISTRIBUTION SYSTEM |  | 1
VA1027065 | GE | THM | RT | Y | DS001 | DBP02 | 6608 BULL RUN ROAD | GRASSY CREEK-BCPSA | DISTRIBUTION SYSTEM |  | 1
VA1027067 | GE | HAA | RT | Y | DS001 | DBP01 | 1095 OSBORNE MOUNTAIN ROAD | OSBORNE MOUNTAIN - BCPSA | DS001 DISTRIBUTION SYSTEM |  | 1
VA1027067 | GE | THM | RT | Y | DS001 | DBP01 | 1095 OSBORNE MOUNTAIN ROAD | OSBORNE MOUNTAIN - BCPSA | DS001 DISTRIBUTION SYSTEM |  | 1
VA1027068 | GE | HAA | RT | Y | DS001 | DBP01 | #3 SAMPLE STATION | PAGE - BCPSA | DISTRIBUTION SYSTEM |  | 1
VA1027068 | GE | THM | RT | Y | DS001 | DBP01 | #3 SAMPLE STATION | PAGE - BCPSA | DISTRIBUTION SYSTEM |  | 1
VA1027069 | GE | HAA | RT | Y | DS001 | DBP01 | 2573 RIVERSIDE DRIVE | SHORTT GAP - BCPSA | DS001 - DISTRIBUTION SYSTEM |  | 1
VA1027069 | GE | THM | RT | Y | DS001 | DBP01 | 2573 RIVERSIDE DRIVE | SHORTT GAP - BCPSA | DS001 - DISTRIBUTION SYSTEM |  | 1
VA1035050 | GE | NIT | RT | Y | EP001 | EP001 | TAP AFTER TREATMENT | BLUE RIDGE MUSIC CENTER | ENTRY POINT |  | 1
VA1035060 | GE | HAA | RT | Y | DS001 | DBP01 | 900 OLD PIPERS GAP | BRANDYWINE ESTATES | DISTRIBUTION SYSTEM |  | 1
VA1035060 | GE | THM | RT | Y | DS001 | DBP01 | 900 OLD PIPERS GAP | BRANDYWINE ESTATES | DISTRIBUTION SYSTEM |  | 1
VA1035060 | PB | LC | RT | Y | DS001 | LCR02 | 175A BRANDYWINE TRL | BRANDYWINE ESTATES | DISTRIBUTION SYSTEM | FSD | 1
VA1035060 | PB | LC | RT | Y | DS001 | LCR05 | 900 OLD PIPERS GAP | BRANDYWINE ESTATES | DISTRIBUTION SYSTEM | FSD | 1
VA1035060 | PB | LC | RT | Y | DS001 | LCR06 | 329 BRANDYWINE TRAIL | BRANDYWINE ESTATES | DISTRIBUTION SYSTEM | FSD | 1
VA1035060 | PB | LC | RT | Y | DS001 | LCR09 | 122 BRANDYWINE TRAIL | BRANDYWINE ESTATES | DISTRIBUTION SYSTEM | FSD | 1
VA1035060 | PB | LC | RT | Y | DS001 | LCR10 | 214 BRANDYWINE TRAIL | BRANDYWINE ESTATES | DISTRIBUTION SYSTEM | FSD | 1
VA1035060 | GE | RAD | RT | Y | EP001 | EP001 | TAP AFTER TREATMENT | BRANDYWINE ESTATES | ENTRY POINT |  | 1
VA1035066 | GE | HAA | RT | Y | DS001 | DBP03 | BEAR TRAIL SAMP TAP | CANA REGIONAL WATER SYSTEM | DISTRIBUTION SYSTEM |  | 1
VA1035066 | GE | THM | RT | Y | DS001 | DBP05 | ST PAUL SCHOOL | CANA REGIONAL WATER SYSTEM | DISTRIBUTION SYSTEM |  | 1
VA1035066 | PB | LC | RT | Y | DS001 | LCR01 | 15 FIREHOUSE RD | CANA REGIONAL WATER SYSTEM | DISTRIBUTION SYSTEM | FSD | 1
VA1035066 | PB | LC | RT | Y | DS001 | LCR02 | 141 DALTON DR. | CANA REGIONAL WATER SYSTEM | DISTRIBUTION SYSTEM | FSD | 1
VA1035066 | PB | LC | RT | Y | DS001 | LCR04 | 139 BEARTRAIL RD. | CANA REGIONAL WATER SYSTEM | DISTRIBUTION SYSTEM | FSD | 1
VA1035066 | PB | LC | RT | Y | DS001 | LCR09 | OAK RIDGE BAPTIST CH | CANA REGIONAL WATER SYSTEM | DISTRIBUTION SYSTEM | FSD | 1
VA1035066 | PB | LC | RT | Y | DS001 | LCR11 | 15607 FANCY GAP HWY | CANA REGIONAL WATER SYSTEM | DISTRIBUTION SYSTEM | FSD | 1
VA1035066 | PB | LC | RT | Y | DS001 | LCR12 | NEW VISION | CANA REGIONAL WATER SYSTEM | DISTRIBUTION SYSTEM | FSD | 1
VA1035066 | PB | LC | RT | Y | DS001 | LCR13 | ST. PAUL BRETHERN CH | CANA REGIONAL WATER SYSTEM | DISTRIBUTION SYSTEM | FSD | 1
VA1035066 | PB | LC | RT | Y | DS001 | LCR16 | 303 FARMBROOK RD. | CANA REGIONAL WATER SYSTEM | DISTRIBUTION SYSTEM | FSD | 1
VA1035066 | PB | LC | RT | Y | DS001 | LCR19 | 123 BRADFORD ST | CANA REGIONAL WATER SYSTEM | DISTRIBUTION SYSTEM | FSD | 1
VA1035066 | PB | LC | RT | Y | DS001 | LCR22 | 423 EPWORTH CH RD | CANA REGIONAL WATER SYSTEM | DISTRIBUTION SYSTEM | FSD | 1
VA1035066 | GE | INO | RT | Y | EP001 | EP001 | WL 1 TAP AFTER TREAT | CANA REGIONAL WATER SYSTEM | ENTRY POINT - WELL NO. 1 |  | 1
VA1035066 | GE | MET | RT | Y | EP001 | EP001 | WL 1 TAP AFTER TREAT | CANA REGIONAL WATER SYSTEM | ENTRY POINT - WELL NO. 1 |  | 1
VA1035066 | GE | NIT | RT | Y | EP001 | EP001 | WL 1 TAP AFTER TREAT | CANA REGIONAL WATER SYSTEM | ENTRY POINT - WELL NO. 1 |  | 1
VA1035066 | GE | INO | RT | Y | EP002 | EP002 | WL 2/3 TAP AFTER TRT | CANA REGIONAL WATER SYSTEM | ENTRY POINT - WELL NOS. 2 & 3 |  | 1
VA1035066 | GE | MET | RT | Y | EP002 | EP002 | WL 2/3 TAP AFTER TRT | CANA REGIONAL WATER SYSTEM | ENTRY POINT - WELL NOS. 2 & 3 |  | 1
VA1035066 | GE | NIT | RT | Y | EP002 | EP002 | WL 2/3 TAP AFTER TRT | CANA REGIONAL WATER SYSTEM | ENTRY POINT - WELL NOS. 2 & 3 |  | 1
VA1035066 | GE | INO | RT | Y | EP004 | EP004 | WL 4 TAP AFTER TREAT | CANA REGIONAL WATER SYSTEM | ENTRY POINT - WELL NO. 4 |  | 1
VA1035066 | GE | MET | RT | Y | EP004 | EP004 | WL 4 TAP AFTER TREAT | CANA REGIONAL WATER SYSTEM | ENTRY POINT - WELL NO. 4 |  | 1
VA1035066 | GE | NIT | RT | Y | EP004 | EP004 | WL 4 TAP AFTER TREAT | CANA REGIONAL WATER SYSTEM | ENTRY POINT - WELL NO. 4 |  | 1
VA1035066 | GE | INO | RT | Y | EP007 | EP007 | WL 7 TAP AFTER TREAT | CANA REGIONAL WATER SYSTEM | ENTRY POINT - WELL NO. 7 |  | 1
VA1035066 | GE | MET | RT | Y | EP007 | EP007 | WL 7 TAP AFTER TREAT | CANA REGIONAL WATER SYSTEM | ENTRY POINT - WELL NO. 7 |  | 1
VA1035066 | GE | NIT | RT | Y | EP007 | EP007 | WL 7 TAP AFTER TREAT | CANA REGIONAL WATER SYSTEM | ENTRY POINT - WELL NO. 7 |  | 1
VA1035066 | GE | INO | RT | Y | EP008 | EP008 | WL 8 TAP AFTER TREAT | CANA REGIONAL WATER SYSTEM | ENTRY POINT - WELL NO. 8 |  | 1
VA1035066 | GE | MET | RT | Y | EP008 | EP008 | WL 8 TAP AFTER TREAT | CANA REGIONAL WATER SYSTEM | ENTRY POINT - WELL NO. 8 |  | 1
VA1035066 | GE | NIT | RT | Y | EP008 | EP008 | WL 8 TAP AFTER TREAT | CANA REGIONAL WATER SYSTEM | ENTRY POINT - WELL NO. 8 |  | 1
VA1035088 | GE | HAA | RT | Y | DS001 | DBP09 | SWVTC | CARROLL REGIONAL WATER SYSTEM | DISTRIBUTION SYSTEM |  | 1
VA1035088 | GE | THM | RT | Y | DS001 | DBP09 | SWVTC | CARROLL REGIONAL WATER SYSTEM | DISTRIBUTION SYSTEM |  | 1
VA1035088 | GE | HAA | RT | Y | DS001 | DBP11 | INDUSTRIAL PARK STORAGE TANK | CARROLL REGIONAL WATER SYSTEM | DISTRIBUTION SYSTEM |  | 1
VA1035088 | PB | LC | RT | Y | DS001 | LCR24 | 2208 CRANBERRY RD, GALAX | CARROLL REGIONAL WATER SYSTEM | DISTRIBUTION SYSTEM | FSD | 1
VA1035088 | PB | LC | RT | Y | DS001 | LCR25 | 3384 CRANBERRY RD, GALAX | CARROLL REGIONAL WATER SYSTEM | DISTRIBUTION SYSTEM | FSD | 1
VA1035088 | PB | LC | RT | Y | DS001 | LCR26 | 7817 CARROLLTON PIKE, GALAX | CARROLL REGIONAL WATER SYSTEM | DISTRIBUTION SYSTEM | FSD | 1
VA1035088 | PB | LC | RT | Y | DS001 | LCR27 | 383 CARROLLWOOD DR | CARROLL REGIONAL WATER SYSTEM | DISTRIBUTION SYSTEM | FSD | 1
VA1035088 | PB | LC | RT | Y | DS001 | LCR28 | 52 FARMERS MARKET RD SAMPLE #1 | CARROLL REGIONAL WATER SYSTEM | DISTRIBUTION SYSTEM | FSD | 1
VA1035088 | PB | LC | RT | Y | DS001 | LCR29 | 2664 CARROLLTON PIKE | CARROLL REGIONAL WATER SYSTEM | DISTRIBUTION SYSTEM | FSD | 1
VA1035088 | PB | LC | RT | Y | DS001 | LCR30 | 2662 CARROLLTON PIKE | CARROLL REGIONAL WATER SYSTEM | DISTRIBUTION SYSTEM | FSD | 1
VA1035088 | PB | LC | RT | Y | DS001 | LCR32 | 160 TRAINER CENTER RD, SWVTC#1 GYM RR | CARROLL REGIONAL WATER SYSTEM | DISTRIBUTION SYSTEM | FSD | 1
VA1035088 | PB | LC | RT | Y | DS001 | LCR33 | 160 TRAINER CTR. RD, SWVTC#2 KITCHEN SK | CARROLL REGIONAL WATER SYSTEM | DISTRIBUTION SYSTEM | FSD | 1
VA1035088 | PB | LC | RT | Y | DS001 | LCR34 | 160 TRAINER CTR. RD., SWVTC#3, OFF RR | CARROLL REGIONAL WATER SYSTEM | DISTRIBUTION SYSTEM | FSD | 1
VA1035088 | PB | LC | RT | Y | DS001 | LCR38 | 160 TRAINER CTR RD. SWVTC#7, BLDG 12 | CARROLL REGIONAL WATER SYSTEM | DISTRIBUTION SYSTEM | FSD | 1
VA1035088 | PB | LC | RT | Y | DS001 | LCR39 | 160 TRAINER CTR RD. SWVTC#8, COTT #6C | CARROLL REGIONAL WATER SYSTEM | DISTRIBUTION SYSTEM | FSD | 1
VA1035088 | PB | LC | RT | Y | DS001 | LCR40 | 160 TRAINER CTR RD. SWVTC#9, COTT #8A | CARROLL REGIONAL WATER SYSTEM | DISTRIBUTION SYSTEM | FSD | 1
VA1035088 | PB | LC | RT | Y | DS001 | LCR41 | 497 FARMERS MKT RD - CANNERY | CARROLL REGIONAL WATER SYSTEM | DISTRIBUTION SYSTEM | FSD | 1
VA1035088 | PB | LC | RT | Y | DS001 | LCR43 | 161 PARTRIDGE RD | CARROLL REGIONAL WATER SYSTEM | DISTRIBUTION SYSTEM | FSD | 1
VA1035088 | PB | LC | RT | Y | DS001 | LCR45 | 813 JOY RANCH RD. | CARROLL REGIONAL WATER SYSTEM | DISTRIBUTION SYSTEM | FSD | 1
VA1035088 | PB | LC | RT | Y | DS001 | LCR47 | 1953 CARROLLTON PIKE | CARROLL REGIONAL WATER SYSTEM | DISTRIBUTION SYSTEM | FSD | 1
VA1035088 | PB | LC | RT | Y | DS001 | LCR54 | 100 CAVS LANE, KITCHEN SINK | CARROLL REGIONAL WATER SYSTEM | DISTRIBUTION SYSTEM | FSD | 1
VA1035088 | PB | LC | RT | Y | DS001 | LCR62 | 33 SUMMERWOOD LANE, GALAX | CARROLL REGIONAL WATER SYSTEM | DISTRIBUTION SYSTEM | FSD | 1
VA1035088 | PB | LC | RT | Y | DS001 | LCR63 | 4928 GLENDALE RD. GALAX | CARROLL REGIONAL WATER SYSTEM | DISTRIBUTION SYSTEM | FSD | 1
VA1035088 | PB | LC | RT | Y | DS001 | LCR64 | 3531 GLENDALE RD. GALAX | CARROLL REGIONAL WATER SYSTEM | DISTRIBUTION SYSTEM | FSD | 1
VA1035088 | PB | LC | RT | Y | DS001 | LCR65 | 850 CRANBERRY RD. GALAX | CARROLL REGIONAL WATER SYSTEM | DISTRIBUTION SYSTEM | FSD | 1
VA1035088 | PB | LC | RT | Y | DS001 | LCR66 | 69 SHADETREE LANE, GALAX | CARROLL REGIONAL WATER SYSTEM | DISTRIBUTION SYSTEM | FSD | 1
VA1035088 | PB | LC | RT | Y | DS001 | LCR73 | 202 NOTTINGHAM WAY, GALAX | CARROLL REGIONAL WATER SYSTEM | DISTRIBUTION SYSTEM | FSD | 1
VA1035088 | GE | RAD | RT | Y | EP003 | EP003 | WL 2/3 TAP AFTR TREA | CARROLL REGIONAL WATER SYSTEM | ENTRY POINT - WELL NOS. 2 & 3 |  | 1
VA1035090 | GE | NIT | RT | Y | EP001 | EP001 | ENTRY POINT WELL #1 | CASCADE MOUNTAIN RESORT | ENTRY POINT - WELL NO. 1 |  | 1
VA1035090 | GE | VOC | RT | Y | EP001 | EP001 | ENTRY POINT WELL #1 | CASCADE MOUNTAIN RESORT | ENTRY POINT - WELL NO. 1 |  | 1
VA1035090 | GE | NIT | RT | Y | EP003 | EP003 | ENTRY POINT WELL #3 | CASCADE MOUNTAIN RESORT | ENTRY POINT - WELL NO. 3 |  | 1
VA1035090 | GE | NIT | RT | Y | EP004 | EP004 | ENTRY POINT WELL #4 | CASCADE MOUNTAIN RESORT | ENTRY POINT - WELL NO. 4 |  | 1
VA1035090 | GE | VOC | RT | Y | EP004 | EP004 | ENTRY POINT WELL #4 | CASCADE MOUNTAIN RESORT | ENTRY POINT - WELL NO. 4 |  | 1
VA1035090 | GE | NIT | RT | Y | EP007 | EP007 | ENTRY POINT WELL #7 | CASCADE MOUNTAIN RESORT | ENTRY POINT - WELL NO. 7 |  | 1
VA1035090 | GE | VOC | RT | Y | EP007 | EP007 | ENTRY POINT WELL #7 | CASCADE MOUNTAIN RESORT | ENTRY POINT - WELL NO. 7 |  | 1
VA1035090 | GE | NIT | RT | Y | EP008 | EP008 | ENTRY POINT WELL #8 | CASCADE MOUNTAIN RESORT | ENTRY POINT - WELL NO. 8 |  | 1
VA1035090 | GE | VOC | RT | Y | EP008 | EP008 | ENTRY POINT WELL #8 | CASCADE MOUNTAIN RESORT | ENTRY POINT - WELL NO. 8 |  | 1
VA1035095 | PB | LC | RT | Y | DS001 | LCR01 | 162 CHATEAU LANE | CHALET HIGH, INC | DISTRIBUTION SYSTEM | FSD | 1
VA1035095 | PB | LC | RT | Y | DS001 | LCR02 | 252 BAVARIAN WAY | CHALET HIGH, INC | DISTRIBUTION SYSTEM | FSD | 1
VA1035095 | PB | LC | RT | Y | DS001 | LCR03 | 24 SHASTA LANE | CHALET HIGH, INC | DISTRIBUTION SYSTEM | FSD | 1
VA1035095 | PB | LC | RT | Y | DS001 | LCR04 | 53 SHASTA LANE | CHALET HIGH, INC | DISTRIBUTION SYSTEM | FSD | 1
VA1035095 | PB | LC | RT | Y | DS001 | LCR05 | 452 PANORAMA DRIVE | CHALET HIGH, INC | DISTRIBUTION SYSTEM | FSD | 1
VA1035227 | PB | LC | RT | Y | DS001 | LCR03 | KITCHEN SINK | GLADESBORO ELEMENTARY SCHOOL | DISTRIBUTION SYSTEM | FSD | 1
VA1035227 | PB | LC | RT | Y | DS001 | LCR06 | W.C. ACROSS FROM NEW RESTROOMS | GLADESBORO ELEMENTARY SCHOOL | DISTRIBUTION SYSTEM | FSD | 1
VA1035227 | PB | LC | RT | Y | DS001 | LCR07 | FOUNTAIN RM. 113 | GLADESBORO ELEMENTARY SCHOOL | DISTRIBUTION SYSTEM | FSD | 1
VA1035227 | PB | LC | RT | Y | DS001 | LCR12 | W C NEAR TEACHER'S PLANNING | GLADESBORO ELEMENTARY SCHOOL | DISTRIBUTION SYSTEM | FSD | 1
VA1035227 | PB | LC | RT | Y | DS001 | LCR13 | W.C. NEAR ROOM 105 | GLADESBORO ELEMENTARY SCHOOL | DISTRIBUTION SYSTEM | FSD | 1
VA1035274 | GE | NIT | RT | Y | EP001 | EP001 | TAP AFTER TREATMENT | GOSPEL LIGHT CHRISTIAN CAMP | ENTRY POINT |  | 1
VA1035275 | GE | NIT | RT | Y | EP001 | EP001 | TAP AFTER TREATMENT | GROUNDHOG MOUNTAIN | ENTRY POINT - BOTH WELLS |  | 1
VA1035295 | GE | HAA | RT | Y | DS001 | DBP02 | 958 SOUTH MAIN STREET | HILLSVILLE, TOWN OF | DISTRIBUTION SYSTEM |  | 1
VA1035295 | GE | THM | RT | Y | DS001 | DBP02 | 958 SOUTH MAIN STREET | HILLSVILLE, TOWN OF | DISTRIBUTION SYSTEM |  | 1
VA1035295 | GE | FL2 | ST | N | EP001 | EP001 | LAB SINK | HILLSVILLE, TOWN OF | WATER TREATMENT PLANT ENTRY POINT |  | 3
VA1035295 | GE | INO | RT | Y | EP001 | EP001 | LAB SINK | HILLSVILLE, TOWN OF | WATER TREATMENT PLANT ENTRY POINT |  | 1
VA1035295 | GE | MET | RT | Y | EP001 | EP001 | LAB SINK | HILLSVILLE, TOWN OF | WATER TREATMENT PLANT ENTRY POINT |  | 1
VA1035295 | GE | VOC | RT | Y | EP001 | EP001 | LAB SINK | HILLSVILLE, TOWN OF | WATER TREATMENT PLANT ENTRY POINT |  | 1
VA1035295 | GE | TOA | RT | Y | IN001 | RW001 | RAW SAMPLE TAP | HILLSVILLE, TOWN OF | LITTLE REED ISLAND CREEK |  | 1
VA1035295 | GE | TOC | RT | Y | TP001 | UP001 | COMBINED FILT. EFF. | HILLSVILLE, TOWN OF | WATER TREATMENT PLANT |  | 1
VA1035437 | GE | HAA | RT | Y | DS001 | DBP01 | CLEAN WORKROOM | LAUREL MEADOWS HOME | DISTRIBUTION SYSTEM |  | 1
VA1035437 | GE | THM | RT | Y | DS001 | DBP01 | CLEAN WORKROOM | LAUREL MEADOWS HOME | DISTRIBUTION SYSTEM |  | 1
VA1035437 | GE | NIT | RT | Y | EP001 | EP001 | TAP AFTER TREATMENT | LAUREL MEADOWS HOME | ENTRY POINT |  | 1
VA1035475 | GE | HAA | RT | Y | DS001 | DBP01 | SEWAGE TREATMENT PLANT | I-77 EXIT 1 | DISTRIBUTION SYSTEM |  | 1
VA1035475 | GE | THM | RT | Y | DS001 | DBP01 | SEWAGE TREATMENT PLANT | I-77 EXIT 1 | DISTRIBUTION SYSTEM |  | 1
VA1035498 | GE | HAA | RT | Y | DS001 | DBP01 | BOY'S BATHROOM SINK | LITTLE TREASURES LEARNING CENTER | DISTRIBUTION SYSTEM |  | 1
VA1035498 | GE | THM | RT | Y | DS001 | DBP01 | BOY'S BATHROOM SINK | LITTLE TREASURES LEARNING CENTER | DISTRIBUTION SYSTEM |  | 1
VA1035498 | GE | INO | RT | Y | EP001 | EP001 | TAP AFTER CL2 | LITTLE TREASURES LEARNING CENTER | ENTRY POINT |  | 1
VA1035498 | GE | MET | RT | Y | EP001 | EP001 | TAP AFTER CL2 | LITTLE TREASURES LEARNING CENTER | ENTRY POINT |  | 1
VA1035498 | GE | VOC | RT | Y | EP001 | EP001 | TAP AFTER CL2 | LITTLE TREASURES LEARNING CENTER | ENTRY POINT |  | 1
VA1035573 | PB | LC | RT | Y | DS001 | LCR01 | NUNN | OLDE MILL GOLF COURSE | DISTRIBUTION SYSTEM | FSD | 1
VA1035573 | PB | LC | RT | Y | DS001 | LCR02 | PINE TREE CT. 101 | OLDE MILL GOLF COURSE | DISTRIBUTION SYSTEM | FSD | 1
VA1035573 | PB | LC | RT | Y | DS001 | LCR03 | PINE TREE CT. 103 | OLDE MILL GOLF COURSE | DISTRIBUTION SYSTEM | FSD | 1
VA1035573 | PB | LC | RT | Y | DS001 | LCR04 | PINE TREE CT. 106 | OLDE MILL GOLF COURSE | DISTRIBUTION SYSTEM | FSD | 1
VA1035573 | PB | LC | RT | Y | DS001 | LCR05 | PINE TREE CT. 112 | OLDE MILL GOLF COURSE | DISTRIBUTION SYSTEM | FSD | 1
VA1035578 | GE | INO | RT | Y | EP001 | EP001 | TAP AFTER TREATMENT | OAKLAND ELEM SCHOOL | ENTRY POINT - WELL |  | 1
VA1035578 | GE | MET | RT | Y | EP001 | EP001 | TAP AFTER TREATMENT | OAKLAND ELEM SCHOOL | ENTRY POINT - WELL |  | 1
VA1035578 | GE | VOC | RT | Y | EP001 | EP001 | TAP AFTER TREATMENT | OAKLAND ELEM SCHOOL | ENTRY POINT - WELL |  | 1
VA1035581 | GE | HAA | RT | Y | DS001 | DBP03 | 7766 FANCY GAP HIGHWAY | FANCY GAP | DISTRIBUTION SYSTEM |  | 1
VA1035581 | GE | THM | RT | Y | DS001 | DBP03 | 7766 FANCY GAP HIGHWAY | FANCY GAP | DISTRIBUTION SYSTEM |  | 1
VA1035600 | GE | HAA | RT | Y | DS001 | DBP01 | 784 FISH LAKE RD | PINEBROOK SUBDIVISION | DISTRIBUTION SYSTEM |  | 1
VA1035600 | GE | THM | RT | Y | DS001 | DBP01 | 784 FISH LAKE RD | PINEBROOK SUBDIVISION | DISTRIBUTION SYSTEM |  | 1
VA1035600 | PB | LC | RT | Y | DS001 | LCR01 | 11 EMERALD LANE | PINEBROOK SUBDIVISION | DISTRIBUTION SYSTEM | FSD | 1
VA1035600 | PB | LC | RT | Y | DS001 | LCR02 | 98 HORIZON DR | PINEBROOK SUBDIVISION | DISTRIBUTION SYSTEM | FSD | 1
VA1035600 | PB | LC | RT | Y | DS001 | LCR03 | 904 FISH LAKE RD | PINEBROOK SUBDIVISION | DISTRIBUTION SYSTEM | FSD | 1
VA1035600 | PB | LC | RT | Y | DS001 | LCR04 | 784 FISH LAKE RD | PINEBROOK SUBDIVISION | DISTRIBUTION SYSTEM | FSD | 1
VA1035600 | PB | LC | RT | Y | DS001 | LCR05 | 10 EMERALD LANE | PINEBROOK SUBDIVISION | DISTRIBUTION SYSTEM | FSD | 1
VA1035600 | GE | INO | RT | Y | EP001 | EP001 | TAP AFTER TREATMENT | PINEBROOK SUBDIVISION | ENTRY POINT |  | 1
VA1035600 | GE | MET | RT | Y | EP001 | EP001 | TAP AFTER TREATMENT | PINEBROOK SUBDIVISION | ENTRY POINT |  | 1
VA1035600 | GE | NIT | RT | Y | EP001 | EP001 | TAP AFTER TREATMENT | PINEBROOK SUBDIVISION | ENTRY POINT |  | 1
VA1035600 | GE | VOC | RT | Y | EP001 | EP001 | TAP AFTER TREATMENT | PINEBROOK SUBDIVISION | ENTRY POINT |  | 1
VA1035740 | GE | NIT | RT | Y | EP001 | EP001 | TAP AFTER TREATMENT | TRI-AREA HEALTH CLINIC AND PHARMACY | ENTRY POINT |  | 1
VA1035745 | GE | HAA | RT | Y | DS001 | DBP01 | JANSON MCMICKLE | TOWER ROAD | DISTRIBUTION SYSTEM |  | 1
VA1035745 | GE | THM | RT | Y | DS001 | DBP01 | JANSON MCMICKLE | TOWER ROAD | DISTRIBUTION SYSTEM |  | 1
VA1051092 | GE | HAA | RT | Y | DS001 | DBP01 | 010 MAINT. BLDG. | CENTENNIAL HEIGHTS | DISTRIBUTION SYSTEM |  | 1
VA2165122 | GE | MPN | RT | Y | WL001 | RW001 | WELL NO. 1 | SHENANDOAH VALLEY CHRISTIAN SCHOOL | WELL NO. 1 |  | 1
VA2165155 | GE | MPN | RT | Y | WL002 | RW002 | STONEWALL #4 | MILLERCOORS, LLC | STONEWALL #4 |  | 1
VA2165155 | GE | MPN | RT | Y | WL004 | RW004 | WELL #7 | MILLERCOORS, LLC | STONEWALL #7 |  | 1
VA2165155 | GE | MPN | RT | Y | WL001 | RW001 | STONEWALL #6 | MILLERCOORS, LLC | STONEWALL #6 |  | 1
VA2165165 | GE | MPN | RT | Y | WL001 | RW001 | WELL #1 | HARRISONBURG MEN`S DIVERSION CENTER | WELL #1 |  | 1
VA2165165 | GE | MPN | RT | Y | WL002 | RW002 | WELL #2 | HARRISONBURG MEN`S DIVERSION CENTER | WELL #2 |  | 1
VA2165185 | GE | MPN | RT | Y | WL001 | RW001 | WELL NO. 1 | CROSS KEYS VINEYARDS | WELL NO. 1 |  | 1
VA2165235 | GE | MPN | RT | Y | WL001 | RW001 | RAW WATER TAP | DRY RIVER CAFE | WELL |  | 1
VA2165260 | GE | MPN | RT | Y | WL001 | RW001 | WELL NO.2 RAW | EDGEWOOD ELEMENTARY SCHOOL | WELL NO.2 |  | 1
VA2165270 | GE | MPN | RT | Y | WL003 | RW003 | ELKWOOD WELL | ELKTON, TOWN OF | ELKWOOD WELL |  | 1
VA2165270 | GE | MPN | RT | Y | WL001 | RW001 | ELKTON WELL | ELKTON, TOWN OF | ELKTON WELL |  | 1
VA2165280 | GE | MPN | RT | Y | WL001 | RW001 | WELL NO. 1 | ENDLESS CAVERNS RESORT | WELL NO. 1 |  | 1
VA2165285 | GE | MPN | RT | Y | WL002 | RW002 | WELL 2 | CEDAR HILL II | WELL 2 |  | 1
VA2165285 | GE | MPN | RT | Y | WL003 | RW003 | WELL NO. 3 | CEDAR HILL II | WELL NO. 3 |  | 1
VA2165305 | GE | MPN | RT | Y | WL001 | RW001 | WELL TAP | FULKS RUN ELEMENTARY SCHOOL | WELL |  | 1
VA2165322 | GE | MPN | RT | Y | WL001 | RW001 | WELL NO. 1 | GREEN VALLEY AUCTIONS | WELL NO. 1 |  | 1
VA2165360 | GE | MPN | RT | Y | WL001 | RW001 | RAW TAP | HARRISONBURG MOBILE HOME PARK | WELL |  | 1
VA2165379 | GE | MPN | RT | Y | WL004 | RW004 | WELL 4 | HIGHLAND RETREAT | WELL 4 |  | 1
VA2165379 | GE | MPN | RT | Y | WL003 | RW003 | WELL 3 | HIGHLAND RETREAT | WELL 3 |  | 1
VA2165379 | GE | MPN | RT | Y | WL002 | RW002 | WELL 2 | HIGHLAND RETREAT | WELL 2 |  | 1
VA2165385 | GE | MPN | RT | Y | WL001 | RW001 | WELL RAW TAP | REDEEMER CLASSICAL SCHOOL | WELL |  | 1
VA2165410 | GE | MPN | RT | Y | WL001 | RW001 | RAW TAP | LACEY SPRING ELEMENTARY SCHOOL | WELL |  | 1
VA2165470 | GE | MPN | RT | Y | WL001 | RW001 | RAW TAP | LINVILLE EDOM ELEMENTARY SCHOOL | WELL |  | 1
VA2165495 | GE | MPN | RT | Y | WL001 | RW001 | WELL/WL001 | MADISON RUN TERRACE | WELL |  | 1
VA2165521 | GE | MPN | RT | Y | WL001 | RW001 | DRILLED WELL/WL001 | HARRISONBURG/SHENANDOAH VALLEY KOA | DRILLED WELL |  | 1
VA2165525 | GE | MPN | RT | Y | WL001 | RW001 | WELL 10 TAP | MASSANUTTEN VILLAGE | WELL 10 |  | 1
VA2165525 | GE | MPN | RT | Y | WL004 | RW004 | WELL 40 TAP | MASSANUTTEN VILLAGE | WELL 40 |  | 1
VA2165525 | GE | MPN | RT | Y | WL003 | RW003 | WELL 30 TAP | MASSANUTTEN VILLAGE | WELL 30 |  | 1
VA2165525 | GE | MPN | RT | Y | WL002 | RW002 | WELL 20 TAP | MASSANUTTEN VILLAGE | WELL 20 |  | 1
VA2165530 | GE | MPN | RT | Y | WL002 | RW002 | RAW TAP | MAUZY LIBERTY | WELL NO 2 |  | 1
VA2165565 | GE | MPN | RT | Y | WL001 | RW001 | WELL #1 RAW TAP | MELROSE CAVERNS | WELL #1 |  | 1
VA2165570 | GE | MPN | RT | Y | WL001 | RW001 | WELL #10 | MERCK SHARP & DOHME CORP. | WELL #10 |  | 1
VA2165570 | GE | MPN | RT | Y | WL003 | RW003 | WELL 12 | MERCK SHARP & DOHME CORP. | WELL #12 |  | 1
VA2165580 | GE | MPN | RT | Y | WL001 | RW001 | WELL NO. 1 RAW | MILL CREEK CHURCH OF THE BRETHREN | WELL NO. 1 |  | 1
VA2165600 | GE | MPN | RT | Y | WL001 | RW001 | WELL NO. 1 | MOUNT OLIVE CHURCH | WELL NO. 1 |  | 1
VA2165605 | GE | MPN | RT | Y | WL001 | RW001 | WELL NO. 1 | MOUNTAIN VIEW ELEMENTARY SCHOOL | WELL NO. 1 |  | 1
VA2165615 | GE | MPN | RT | Y | WL001 | RW001 | WELL NO 1 WL001 | CEDAR HILL I | WELL NO 1 |  | 1
VA2165615 | GE | MPN | RT | Y | WL002 | RW002 | WELL NO 2 | CEDAR HILL I | WELL NO 2 |  | 1
VA2165635 | GE | MPN | RT | Y | WL001 | RW001 | WELL RAW TAP | OAKLANE ELEMENTARY SCHOOL | WELL |  | 1
VA2165637 | GE | MPN | RT | Y | WL002 | RW002 | WELL 2 RAW TAP | OTTOBINE ELEMENTARY SCHOOL | WELL 2 |  | 1
VA2165647 | GE | MPN | RT | Y | WL001 | RW001 | WELL 1 RAW TAP | PACKSADDLE GOLF COURSE | WELL NO. 1 |  | 1
VA2165660 | GE | MPN | RT | Y | WL001 | RW001 | RAW WELL TAP | WHITE OAK LAVENDER FARM | WELL NO. 1 |  | 1
VA2165681 | GE | MPN | RT | Y | WL005 | RW002 | WELL 1 DISCHARGE TAP | SNP-SWIFT RUN GAP | WELL NO. 1 |  | 1
VA2165685 | GE | MPN | RT | Y | WL001 | RW001 | WELL NO. 1 | SPRING HILL SCHOOL | WELL NO. 1 |  | 1
VA2165710 | GE | MPN | RT | Y | WL001 | RW001 | WELL RAW TAP | SWIFT RUN CAMPGROUND | DRILLED WELL |  | 1
VA2165720 | GE | MPN | RT | Y | WL001 | RW001 | RAW TAP | TIMBERVILLE, TOWN OF | WELL #1 |  | 1
VA2165720 | GE | MPN | RT | Y | WL002 | RW002 | RAW TAP | TIMBERVILLE, TOWN OF | WELL #2 |  | 1
VA2171070 | GE | MPN | RT | Y | WL001 | RW002 | WELL 1 RAW WATER | PILOT TRAVEL CENTER #4642 | WELL NO. 1 |  | 1
VA1051092 | GE | THM | RT | Y | DS001 | DBP01 | 010 MAINT. BLDG. | CENTENNIAL HEIGHTS | DISTRIBUTION SYSTEM |  | 1
VA1051100 | GE | HAA | RT | Y | DS001 | DBP02 | 364 OLEY FLEMING ROAD, CLINTWOOD | CLINTWOOD, TOWN OF | DS001 DISTRIBUTION SYSTEM |  | 1
VA1051100 | GE | THM | RT | Y | DS001 | DBP02 | 364 OLEY FLEMING ROAD, CLINTWOOD | CLINTWOOD, TOWN OF | DS001 DISTRIBUTION SYSTEM |  | 1
VA1051100 | GE | HAA | RT | Y | DS001 | DBP03 | 10800 H. JACK ROSE HWY, POUND | CLINTWOOD, TOWN OF | DS001 DISTRIBUTION SYSTEM |  | 1
VA1051100 | GE | THM | RT | Y | DS001 | DBP03 | 10800 H. JACK ROSE HWY, POUND | CLINTWOOD, TOWN OF | DS001 DISTRIBUTION SYSTEM |  | 1
VA1051107 | GE | HAA | RT | Y | DS001 | DBP10T | 1912 BARTLICK RD | BARTLICK/BREAKS - DCPSA | DS001 DISTRIBUTION SYSTEM |  | 1
VA1051107 | GE | THM | RT | Y | DS001 | DBP10T | 1912 BARTLICK RD | BARTLICK/BREAKS - DCPSA | DS001 DISTRIBUTION SYSTEM |  | 1
VA1051377 | GE | FL2 | ST | N | EP001 | EP001 | WTP - ENTRY POINT | JOHN FLANNAGAN WATER AUTHORITY | WTP ENTRY POINT |  | 3
VA1051377 | GE | INO | RT | Y | EP001 | EP001 | WTP - ENTRY POINT | JOHN FLANNAGAN WATER AUTHORITY | WTP ENTRY POINT |  | 1
VA1051377 | GE | MET | RT | Y | EP001 | EP001 | WTP - ENTRY POINT | JOHN FLANNAGAN WATER AUTHORITY | WTP ENTRY POINT |  | 1
VA1051377 | GE | VOC | RT | Y | EP001 | EP001 | WTP - ENTRY POINT | JOHN FLANNAGAN WATER AUTHORITY | WTP ENTRY POINT |  | 1
VA1051377 | GE | TOA | RT | Y | IN001 | RW001 | RAW WATER SAMPLE POINT | JOHN FLANNAGAN WATER AUTHORITY | JOHN FLANNAGAN RESERVOIR PUMP STATION |  | 1
VA1051377 | GE | TOC | RT | Y | TP001 | UP004 | COMBINED FILTER EFF | JOHN FLANNAGAN WATER AUTHORITY | TREATMENT PLANT |  | 1
VA1051720 | GE | THM | RT | Y | DS001 | DBP11 | 168 JOSIE LANE | SANDY RIDGE - DCPSA | DISTRIBUTION SYSTEM |  | 1
VA1051720 | GE | HAA | RT | Y | DS001 | DBP32 | 1107 RAINBOW TRAIL ROAD | SANDY RIDGE - DCPSA | DISTRIBUTION SYSTEM |  | 1
VA1051721 | GE | HAA | RT | Y | DS001 | DBP30 | 469 GEORGE LAMBERT FARM LANE | DICKENSON COUNTY REGIONAL - DCPSA | DS001 - DISTRIBUTION SYSTEM |  | 1
VA1051721 | GE | THM | RT | Y | DS001 | DBP31 | 3774 BRUSHY RIDGE ROAD, NORA | DICKENSON COUNTY REGIONAL - DCPSA | DS001 - DISTRIBUTION SYSTEM |  | 1
VA1051722 | GE | HAA | RT | Y | DS001 | DBP13 | 869 OWENS BRANCH | WOLF PEN BRANCH - DCPSA | DISTRIBUTION SYSTEM |  | 1
VA1051722 | GE | THM | RT | Y | DS001 | DBP13 | 869 OWENS BRANCH | WOLF PEN BRANCH - DCPSA | DISTRIBUTION SYSTEM |  | 1
VA1051723 | GE | HAA | RT | Y | DS001 | DBP14 | 741 DOE BRANCH | DOE BRANCH - DCPSA | DISTRIBUTION SYSTEM |  | 1
VA1051723 | GE | THM | RT | Y | DS001 | DBP14 | 741 DOE BRANCH | DOE BRANCH - DCPSA | DISTRIBUTION SYSTEM |  | 1
VA1051724 | GE | HAA | RT | Y | DS001 | DBP15 | 572 WELCOME LANE | CROOKED BRANCH - DCPSA | DISTRIBUTION SYSTEM |  | 1
VA1051724 | GE | THM | RT | Y | DS001 | DBP15 | 572 WELCOME LANE | CROOKED BRANCH - DCPSA | DISTRIBUTION SYSTEM |  | 1
VA1051725 | GE | THM | RT | Y | DS001 | DBP16 | 4443 BARTLICK RD | DCPSA - SKEETROCK | DISTRIBUTION SYSTEM |  | 1
VA1051725 | GE | HAA | RT | Y | DS001 | DBP29 | 5670 BRUSH CREEK ROAD, CLINTWOOD | DCPSA - SKEETROCK | DISTRIBUTION SYSTEM |  | 1
VA1051726 | GE | THM | RT | Y | DS001 | DBP17 | 739 LAYNE HOLLOW | DCPSA - HONEY CAMP/DARWIN | DISTRIBUTION SYSTEM |  | 1
VA1051726 | GE | HAA | RT | Y | DS001 | DBP28 | 1609 COEBURN ROAD, CLINTWOOD | DCPSA - HONEY CAMP/DARWIN | DISTRIBUTION SYSTEM |  | 1
VA1051727 | GE | HAA | RT | Y | DS001 | DBP18 | 5167 CAMP CREEK RD | DCPSA - OSBORNS GAP | DS001 DISTRIBUTION SYSTEM |  | 1
VA1051727 | GE | THM | RT | Y | DS001 | DBP18 | 5167 CAMP CREEK RD | DCPSA - OSBORNS GAP | DS001 DISTRIBUTION SYSTEM |  | 1
VA1051728 | GE | HAA | RT | Y | DS001 | DBP19 | 7066 SANDLICK ROAD | DCPSA - RT. 80 | DISTRIBUTION SYSTEM |  | 1
VA1051728 | GE | THM | RT | Y | DS001 | DBP19 | 7066 SANDLICK ROAD | DCPSA - RT. 80 | DISTRIBUTION SYSTEM |  | 1
VA1051729 | GE | HAA | RT | Y | DS001 | DBP20 | 578 LAUREL BRANCH | DCPSA - RAKES RIDGE | DISTRIBUTION SYSTEM |  | 1
VA1051729 | GE | THM | RT | Y | DS001 | DBP20 | 578 LAUREL BRANCH | DCPSA - RAKES RIDGE | DISTRIBUTION SYSTEM |  | 1
VA1051731 | GE | THM | RT | Y | DS001 | DBP21 | 1550 KIWANIS PARK RD | DCPSA-FEARLS BRANCH | DISTRIBUTION SYSTEM |  | 1
VA1051731 | GE | HAA | RT | Y | DS001 | DBP27 | 132 K & W DRIVE, HAYSI | DCPSA-FEARLS BRANCH | DISTRIBUTION SYSTEM |  | 1
VA1051732 | GE | HAA | RT | Y | DS001 | DBP22 | 1024 RUSH CREEK | DCPSA - RUSH CREEK | DS001 DISTRIBUTION SYSTEM |  | 1
VA1051732 | GE | THM | RT | Y | DS001 | DBP22 | 1024 RUSH CREEK | DCPSA - RUSH CREEK | DS001 DISTRIBUTION SYSTEM |  | 1
VA1051735 | GE | HAA | RT | Y | DS001 | DBP24 | 3354 MONTE ROAD | DCPSA - MONTE LANE | DISTRIBUTION SYSTEM |  | 1
VA1051735 | GE | THM | RT | Y | DS001 | DBP24 | 3354 MONTE ROAD | DCPSA - MONTE LANE | DISTRIBUTION SYSTEM |  | 1
VA1051736 | GE | HAA | RT | Y | DS001 | DBP23 | 2393 SULLIVAN BRANCH | DCPSA - SULLIVAN BRANCH | DISTRIBUTION SYSTEM |  | 1
VA1051736 | GE | THM | RT | Y | DS001 | DBP23 | 2393 SULLIVAN BRANCH | DCPSA - SULLIVAN BRANCH | DISTRIBUTION SYSTEM |  | 1
VA1051737 | GE | HAA | RT | Y | DS001 | DBP25 | 8647 DC CANEY RIDGE ROAD | DCPSA - BIG CANEY | DS001 DISTRIBUTION SYSTEM |  | 1
VA1051737 | GE | THM | RT | Y | DS001 | DBP25 | 8647 DC CANEY RIDGE ROAD | DCPSA - BIG CANEY | DS001 DISTRIBUTION SYSTEM |  | 1
VA1051737 | GE | HAA | RT | Y | DS001 | DBP26 | 1333 HAMILTON TOWN ROAD | DCPSA - BIG CANEY | DS001 DISTRIBUTION SYSTEM |  | 1
VA1051737 | GE | THM | RT | Y | DS001 | DBP26 | 1333 HAMILTON TOWN ROAD | DCPSA - BIG CANEY | DS001 DISTRIBUTION SYSTEM |  | 1
VA1063143 | PB | LC | RT | Y | DS001 | LCR01 | FOUNT-1ST FLR LEFT | CHECK ELEMENTARY SCHOOL | DISTRIBUTION SYSTEM | FSD | 1
VA1063143 | PB | LC | RT | Y | DS001 | LCR02 | FOUNT-1ST FLR RIGHT | CHECK ELEMENTARY SCHOOL | DISTRIBUTION SYSTEM | FSD | 1
VA1063143 | PB | LC | RT | Y | DS001 | LCR04 | FOUNT-2ND FLR -RIGHT | CHECK ELEMENTARY SCHOOL | DISTRIBUTION SYSTEM | FSD | 1
VA1063143 | PB | LC | RT | Y | DS001 | LCR08 | FOUNT-K'GARTEN-CLAS | CHECK ELEMENTARY SCHOOL | DISTRIBUTION SYSTEM | FSD | 1
VA1063143 | PB | LC | RT | Y | DS001 | LCR11 | FOUNTIN NXT NEW GYM | CHECK ELEMENTARY SCHOOL | DISTRIBUTION SYSTEM | FSD | 1
VA1063143 | GE | INO | RT | Y | EP001 | EP001 | TAP AFTER TREATMENT | CHECK ELEMENTARY SCHOOL | ENTRY POINT |  | 1
VA1063143 | GE | MET | RT | Y | EP001 | EP001 | TAP AFTER TREATMENT | CHECK ELEMENTARY SCHOOL | ENTRY POINT |  | 1
VA1063148 | PB | LC | RT | Y | DS148 | LCR01 | FOUNTAIN ROOM A | COPPER HILL DAY CARE CENTER | DISTRIBUTION SYSTEM | FSD | 1
VA1063148 | PB | LC | RT | Y | DS148 | LCR02 | FOUNTAIN CLASSROOM B | COPPER HILL DAY CARE CENTER | DISTRIBUTION SYSTEM | FSD | 1
VA1063148 | PB | LC | RT | Y | DS148 | LCR03 | FOUNTAIN CLASSROOM C | COPPER HILL DAY CARE CENTER | DISTRIBUTION SYSTEM | FSD | 1
VA1063148 | PB | LC | RT | Y | DS148 | LCR04 | KITCHEN | COPPER HILL DAY CARE CENTER | DISTRIBUTION SYSTEM | FSD | 1
VA1063148 | PB | LC | RT | Y | DS148 | LCR05 | SINK BATHROOM CLASS | COPPER HILL DAY CARE CENTER | DISTRIBUTION SYSTEM | FSD | 1
VA1063154 | PB | LC | RT | Y | DS001 | LCR01 | LOT 5 | RAMSEY MOBILE HOME PARK | DISTRIBUTION SYSTEM | FSD | 1
VA1063154 | PB | LC | RT | Y | DS001 | LCR05 | LOT 42 | RAMSEY MOBILE HOME PARK | DISTRIBUTION SYSTEM | FSD | 1
VA1063154 | PB | LC | RT | Y | DS001 | LCR06 | LOT 34 | RAMSEY MOBILE HOME PARK | DISTRIBUTION SYSTEM | FSD | 1
VA1063154 | PB | LC | RT | Y | DS001 | LCR09 | LOT 44 | RAMSEY MOBILE HOME PARK | DISTRIBUTION SYSTEM | FSD | 1
VA1063154 | PB | LC | RT | Y | DS001 | LCR10 | LOT 4 | RAMSEY MOBILE HOME PARK | DISTRIBUTION SYSTEM | FSD | 1
VA1063220 | PB | LC | RT | Y | DS001 | LCR03 | 353 S.LOCUST STREET | FLOYD-FLOYD CO PSA | DISTRIBUTION SYSTEM | FSD | 1
VA1063220 | PB | LC | RT | Y | DS001 | LCR04 | 209 W MAIN ST | FLOYD-FLOYD CO PSA | DISTRIBUTION SYSTEM | FSD | 1
VA1063220 | PB | LC | RT | Y | DS001 | LCR06 | 227 PINE ST | FLOYD-FLOYD CO PSA | DISTRIBUTION SYSTEM | FSD | 1
VA1063220 | PB | LC | RT | Y | DS001 | LCR07 | 148 WOODS GAP RD | FLOYD-FLOYD CO PSA | DISTRIBUTION SYSTEM | FSD | 1
VA1063220 | PB | LC | RT | Y | DS001 | LCR08 | 109 E MAIN ST | FLOYD-FLOYD CO PSA | DISTRIBUTION SYSTEM | FSD | 1
VA1063220 | PB | LC | RT | Y | DS001 | LCR09 | 218 BAKER ST | FLOYD-FLOYD CO PSA | DISTRIBUTION SYSTEM | FSD | 1
VA1063220 | PB | LC | RT | Y | DS001 | LCR10 | 212 BAKER ST | FLOYD-FLOYD CO PSA | DISTRIBUTION SYSTEM | FSD | 1
VA1063220 | PB | LC | RT | Y | DS001 | LCR12 | 228 CLEARVIEW DRIVE | FLOYD-FLOYD CO PSA | DISTRIBUTION SYSTEM | FSD | 1
VA1063220 | PB | LC | RT | Y | DS001 | LCR14 | 210 TISE ST | FLOYD-FLOYD CO PSA | DISTRIBUTION SYSTEM | FSD | 1
VA1063220 | PB | LC | RT | Y | DS001 | LCR16 | 237 CLEARVIEW ST | FLOYD-FLOYD CO PSA | DISTRIBUTION SYSTEM | FSD | 1
VA1063272 | GE | CYN | RT | Y | EP001 | EP001 | TAP AFTER TREATMENT | INDIAN VALLEY SCHOOL | ENTRY POINT - WELL |  | 1
VA1063500 | GE | NIT | RT | Y | EP001 | EP001 | TAP AFTER CHLORINATI | MABRY MILL NO. 1 | ENTRY POINT - WELL #1 |  | 1
VA1063500 | GE | NIT | RT | Y | EP003 | EP003 | TAP AFTER CHLORINATI | MABRY MILL NO. 1 | ENTRY POINT-WELL#3 |  | 1
VA1063501 | GE | NIT | RT | Y | EP001 | EP001 | TAP AFTER CHLORINATI | MABRY MILL NO. 2 | ENTRY POINT - WELL |  | 1
VA1063690 | PB | LC | RT | Y | DS001 | LCR01 | KITCHEN SINK | RIVERBEND NURSERY | RIVERBEND NURSERY | FSD | 1
VA1063690 | PB | LC | RT | Y | DS001 | LCR02 | WATER FOUNTAIN-UPSTAIRS | RIVERBEND NURSERY | RIVERBEND NURSERY | FSD | 1
VA1063690 | PB | LC | RT | Y | DS001 | LCR03 | BREAK ROOM SINK | RIVERBEND NURSERY | RIVERBEND NURSERY | FSD | 1
VA1063690 | PB | LC | RT | Y | DS001 | LCR04 | WATER FOUNTAIN-BREAK RM A | RIVERBEND NURSERY | RIVERBEND NURSERY | FSD | 1
VA1063690 | PB | LC | RT | Y | DS001 | LCR05 | WATER FOUNTAIN-BREAK RM B | RIVERBEND NURSERY | RIVERBEND NURSERY | FSD | 1
VA1063701 | GE | NIT | RT | Y | EP001 | EP001 | TAP AFTER CHLORINATI | ROCKY KNOB MAIN AREA | ENTRY POINT - WELL |  | 1
VA1063702 | GE | NIT | RT | Y | EP001 | EP001 | TAP AFTER CHLORINATI | ROCKY KNOB PICNIC AREA | ENTRY POINT - WELL |  | 1
VA1063746 | GE | NIT | RT | Y | EP001 | EP001 | TAP - PRESSURE TANK | VIRGINIA HIGHLAND HAVEN | ENTRY POINT |  | 1
VA1063746 | GE | NIT | RT | Y | EP002 | EP002 | TAP AT WELL HEAD | VIRGINIA HIGHLAND HAVEN | ENTRY POINT |  | 1
VA1071090 | GE | HAA | RT | Y | DS001 | DBP03 | BLDG 1, PPI, 3RD FLOOR | CELANESE ACETATE - CELCO PLANT | DISTRIBUTION SYSTEM |  | 1
VA1071090 | GE | THM | RT | Y | DS001 | DBP03 | BLDG 1, PPI, 3RD FLOOR | CELANESE ACETATE - CELCO PLANT | DISTRIBUTION SYSTEM |  | 1
VA1071090 | GE | NIT | RT | Y | EP001 | EP001 | TAP AFTER TREATMENT WELL #7 | CELANESE ACETATE - CELCO PLANT | TAP AFTER TREATMENT WELL #7 |  | 1
VA1071090 | GE | VOC | RT | Y | EP001 | EP001 | TAP AFTER TREATMENT WELL #7 | CELANESE ACETATE - CELCO PLANT | TAP AFTER TREATMENT WELL #7 |  | 1
VA1071095 | GE | NIT | RT | Y | EP001 | EP001 | TAP AFTER TREATMENT | GILES COUNTY WELLNESS CENTER | ENTRY POINT |  | 1
VA1071120 | GE | HAA | RT | Y | DS001 | DBP01 | 2305 CURVE ROAD | CURVE ROAD | DISTRIBUTION SYSTEM |  | 1
VA1071120 | GE | THM | RT | Y | DS001 | DBP01 | 2305 CURVE ROAD | CURVE ROAD | DISTRIBUTION SYSTEM |  | 1
VA1071200 | GE | HAA | RT | Y | DS001 | DBP02 | 215 HILLTOP ROAD | FAIRVIEW ACRES COMMUNITY CLUB | DISTRIBUTION SYSTEM |  | 1
VA1071200 | GE | THM | RT | Y | DS001 | DBP02 | 215 HILLTOP ROAD | FAIRVIEW ACRES COMMUNITY CLUB | DISTRIBUTION SYSTEM |  | 1
VA1071200 | PB | LC | RT | Y | DS001 | LCR01 | 307 MOUNTAIN DR | FAIRVIEW ACRES COMMUNITY CLUB | DISTRIBUTION SYSTEM | FSD | 1
VA1071200 | PB | LC | RT | Y | DS001 | LCR02 | 211 FAIRVIEW AVE | FAIRVIEW ACRES COMMUNITY CLUB | DISTRIBUTION SYSTEM | FSD | 1
VA1071200 | PB | LC | RT | Y | DS001 | LCR03 | 100 CENTER ST | FAIRVIEW ACRES COMMUNITY CLUB | DISTRIBUTION SYSTEM | FSD | 1
VA1071200 | PB | LC | RT | Y | DS001 | LCR04 | 208 FAIRVIEW AVE | FAIRVIEW ACRES COMMUNITY CLUB | DISTRIBUTION SYSTEM | FSD | 1
VA1071200 | PB | LC | RT | Y | DS001 | LCR05 | 159 HILLTOP RD | FAIRVIEW ACRES COMMUNITY CLUB | DISTRIBUTION SYSTEM | FSD | 1
VA1071200 | PB | LC | RT | Y | DS001 | LCR06 | 203 FAIRVIEW AVE | FAIRVIEW ACRES COMMUNITY CLUB | DISTRIBUTION SYSTEM | FSD | 1
VA1071200 | PB | LC | RT | Y | DS001 | LCR07 | 303 MOUNTAIN DR | FAIRVIEW ACRES COMMUNITY CLUB | DISTRIBUTION SYSTEM | FSD | 1
VA1071200 | PB | LC | RT | Y | DS001 | LCR08 | HILLTOP RD (DOWDY) | FAIRVIEW ACRES COMMUNITY CLUB | DISTRIBUTION SYSTEM | FSD | 1
VA1071200 | PB | LC | RT | Y | DS001 | LCR09 | 205 FAIRVIEW | FAIRVIEW ACRES COMMUNITY CLUB | DISTRIBUTION SYSTEM | FSD | 1
VA1071200 | PB | LC | RT | Y | DS001 | LCR10 | 218 FAIRVIEW | FAIRVIEW ACRES COMMUNITY CLUB | DISTRIBUTION SYSTEM | FSD | 1
VA1071260 | GE | HAA | RT | Y | DS001 | DBP01 | 197 BRAXTER LANE (HILL) | GLEN LYN, TOWN OF | DISTRIBUTION SYSTEM |  | 1
VA1071260 | GE | THM | RT | Y | DS001 | DBP01 | 197 BRAXTER LANE (HILL) | GLEN LYN, TOWN OF | DISTRIBUTION SYSTEM |  | 1
VA1071260 | PB | LC | RT | Y | DS001 | LCR01 | 110 EAST RIVER MOUNTAIN ROAD | GLEN LYN, TOWN OF | DISTRIBUTION SYSTEM | FSD | 1
VA1071260 | PB | LC | RT | Y | DS001 | LCR02 | 197 BRAXTER LANE | GLEN LYN, TOWN OF | DISTRIBUTION SYSTEM | FSD | 1
VA1071260 | PB | LC | RT | Y | DS001 | LCR03 | 530 EAST RIVER MOUNTAIN RAOD | GLEN LYN, TOWN OF | DISTRIBUTION SYSTEM | FSD | 1
VA1071260 | PB | LC | RT | Y | DS001 | LCR05 | 106 WHITE AVENUE | GLEN LYN, TOWN OF | DISTRIBUTION SYSTEM | FSD | 1
VA1071260 | PB | LC | RT | Y | DS001 | LCR07 | 502 EAST RIVER MOUNTAIN ROAD | GLEN LYN, TOWN OF | DISTRIBUTION SYSTEM | FSD | 1
VA1071300 | GE | HAA | RT | Y | DS001 | DBP02 | 1088 BLUE GRASS TRAIL | HOGES CHAPEL | HOGES CHAPEL |  | 1
VA1071300 | GE | THM | RT | Y | DS001 | DBP02 | 1088 BLUE GRASS TRAIL | HOGES CHAPEL | HOGES CHAPEL |  | 1
VA1071455 | GE | FL2 | ST | N | EP001 | EP001 | WTP - ENTRY POINT | GILES COUNTY PSA | ENTRY POINT - WTP |  | 3
VA1071520 | GE | HAA | RT | Y | DS001 | DBP01 | 195 PACK RD | LURICH ROAD | DISTRIBUTION SYSTEM |  | 1
VA1071520 | GE | THM | RT | Y | DS001 | DBP01 | 195 PACK RD | LURICH ROAD | DISTRIBUTION SYSTEM |  | 1
VA1071550 | GE | NIT | RT | Y | EP001 | EP001 | TAP AFTER TREAMENT | MT. LAKE BIOLOGICAL STATION | ENTRY POINT - WELL |  | 1
VA1071551 | GE | HAA | RT | Y | DS001 | DBP01 | RIPPLEMEAD | MOUNTAIN LAKE LODGE | DISTRIBUTION SYSTEM |  | 1
VA1071551 | GE | THM | RT | Y | DS001 | DBP01 | RIPPLEMEAD | MOUNTAIN LAKE LODGE | DISTRIBUTION SYSTEM |  | 1
VA1071551 | PB | LC | RT | Y | DS001 | LCR01 | KITCHEN SINK UPPER | MOUNTAIN LAKE LODGE | DISTRIBUTION SYSTEM | FSD | 1
VA1071551 | PB | LC | RT | Y | DS001 | LCR02 | MAINTENANCE SHOP | MOUNTAIN LAKE LODGE | DISTRIBUTION SYSTEM | FSD | 1
VA1071551 | PB | LC | RT | Y | DS001 | LCR03 | MENS RR - REC CENTER | MOUNTAIN LAKE LODGE | DISTRIBUTION SYSTEM | FSD | 1
VA1071551 | PB | LC | RT | Y | DS001 | LCR04 | OLD SHOP MENS RR | MOUNTAIN LAKE LODGE | DISTRIBUTION SYSTEM | FSD | 1
VA1071551 | PB | LC | RT | Y | DS001 | LCR05 | HOUSEKEEPING SINK | MOUNTAIN LAKE LODGE | DISTRIBUTION SYSTEM | FSD | 1
VA1071565 | GE | THM | RT | Y | DS001 | DBP01 | 207 POPLAR STREET | NARROWS, TOWN OF | DISTRIBUTION SYSTEM |  | 1
VA1071565 | GE | HAA | RT | Y | DS001 | DBP03 | 143 COUNTRYSIDE DR | NARROWS, TOWN OF | DISTRIBUTION SYSTEM |  | 1
VA1071565 | PB | LC | RT | Y | DS001 | LCR01 | 107 NELSON STREET | NARROWS, TOWN OF | DISTRIBUTION SYSTEM | FSD | 1
VA1071565 | PB | LC | RT | Y | DS001 | LCR03 | 100 JOHNSON STREET | NARROWS, TOWN OF | DISTRIBUTION SYSTEM | FSD | 1
VA1071565 | PB | LC | RT | Y | DS001 | LCR07 | 310 WOLF STREET | NARROWS, TOWN OF | DISTRIBUTION SYSTEM | FSD | 1
VA1071565 | PB | LC | RT | Y | DS001 | LCR09 | 100 WILLOW | NARROWS, TOWN OF | DISTRIBUTION SYSTEM | FSD | 1
VA1071565 | PB | LC | RT | Y | DS001 | LCR11 | 109 NELSON ST | NARROWS, TOWN OF | DISTRIBUTION SYSTEM | FSD | 1
VA1071565 | PB | LC | RT | Y | DS001 | LCR13 | 14 PARK DRIVE | NARROWS, TOWN OF | DISTRIBUTION SYSTEM | FSD | 1
VA1071565 | PB | LC | RT | Y | DS001 | LCR16 | 111 FAIRVIEW STREET | NARROWS, TOWN OF | DISTRIBUTION SYSTEM | FSD | 1
VA1071565 | PB | LC | RT | Y | DS001 | LCR22 | 335 MONROE STREET | NARROWS, TOWN OF | DISTRIBUTION SYSTEM | FSD | 1
VA1071565 | PB | LC | RT | Y | DS001 | LCR24 | 104 ESTER STREET | NARROWS, TOWN OF | DISTRIBUTION SYSTEM | FSD | 1
VA1071565 | PB | LC | RT | Y | DS001 | LCR26 | 111 ORCHARD DRIVE | NARROWS, TOWN OF | DISTRIBUTION SYSTEM | FSD | 1
VA1071568 | PB | LC | RT | Y | DS001 | LCR02 | 305 SNIDERTOWN RD | LHOIST NORTH AMERICA OF VIRGINIA | DISTRIBUTION SYSTEM | FSD | 1
VA1071568 | PB | LC | RT | Y | DS001 | LCR04 | 317 SNIDERTOWN RD | LHOIST NORTH AMERICA OF VIRGINIA | DISTRIBUTION SYSTEM | FSD | 1
VA1071568 | PB | LC | RT | Y | DS001 | LCR06 | 291 SNIDERTOWN RD | LHOIST NORTH AMERICA OF VIRGINIA | DISTRIBUTION SYSTEM | FSD | 1
VA1071568 | PB | LC | RT | Y | DS001 | LCR16 | MAIN OFFICE | LHOIST NORTH AMERICA OF VIRGINIA | DISTRIBUTION SYSTEM | FSD | 1
VA1071568 | PB | LC | RT | Y | DS001 | LCR19 | 1957B BIG STONY CREEK ROAD | LHOIST NORTH AMERICA OF VIRGINIA | DISTRIBUTION SYSTEM | FSD | 1
VA1071568 | GE | VOC | RT | Y | EP001 | EP001 | TAP AFTER CHLORINATI | LHOIST NORTH AMERICA OF VIRGINIA | ENTRY POINT |  | 1
VA1071650 | GE | NIT | RT | Y | EP001 | EP001 | TAP AFTER PRESSURE TANK | PALISADES RESTAURANT | ENTRY POINT |  | 1
VA1071660 | GE | THM | RT | Y | DS001 | DBP01 | 725 HIGH STREET | PEARISBURG, TOWN OF | TOWN OF PEARISBURG |  | 1
VA1071660 | GE | HAA | RT | Y | DS001 | DBP02 | 184 WOODLAND DRIVE | PEARISBURG, TOWN OF | TOWN OF PEARISBURG |  | 1
VA1071665 | GE | HAA | RT | Y | DS001 | DBP04 | 248 MAUNEY DRIVE | PEMBROKE, TOWN OF | DISTRIBUTION SYSTEM |  | 1
VA1071665 | GE | THM | RT | Y | DS001 | DBP04 | 248 MAUNEY DRIVE | PEMBROKE, TOWN OF | DISTRIBUTION SYSTEM |  | 1
VA1071675 | GE | HAA | RT | Y | DS001 | DBP01 | 1242 POWELL MT RD | POWELL MOUNTAIN | DISTRIBUTION SYSTEM |  | 1
VA1071675 | GE | THM | RT | Y | DS001 | DBP01 | 1242 POWELL MT RD | POWELL MOUNTAIN | DISTRIBUTION SYSTEM |  | 1
VA1071700 | GE | HAA | RT | Y | DS700 | DBP01 | 868 FEDERAL STREET | RICH CREEK, TOWN OF | DISTRIBUTION SYSTEM |  | 1
VA1071700 | GE | THM | RT | Y | DS700 | DBP01 | 868 FEDERAL STREET | RICH CREEK, TOWN OF | DISTRIBUTION SYSTEM |  | 1
VA1071700 | PB | LC | RT | Y | DS700 | LCR06 | 173 PINEHURST AVE | RICH CREEK, TOWN OF | DISTRIBUTION SYSTEM | FSD | 1
VA1071700 | PB | LC | RT | Y | DS700 | LCR07 | 246 CHURCH STREET | RICH CREEK, TOWN OF | DISTRIBUTION SYSTEM | FSD | 1
VA1071700 | PB | LC | RT | Y | DS700 | LCR10 | 914 WOODLAND ROAD | RICH CREEK, TOWN OF | DISTRIBUTION SYSTEM | FSD | 1
VA1071700 | PB | LC | RT | Y | DS700 | LCR12 | 852 WOODLAND ROAD | RICH CREEK, TOWN OF | DISTRIBUTION SYSTEM | FSD | 1
VA1071700 | PB | LC | RT | Y | DS700 | LCR17 | 714 MERCER ROAD | RICH CREEK, TOWN OF | DISTRIBUTION SYSTEM | FSD | 1
VA1071700 | PB | LC | RT | Y | DS700 | LCR18 | 956 PINE PLACE | RICH CREEK, TOWN OF | DISTRIBUTION SYSTEM | FSD | 1
VA1071700 | PB | LC | RT | Y | DS700 | LCR19 | 935 WOODLAND ROAD | RICH CREEK, TOWN OF | DISTRIBUTION SYSTEM | FSD | 1
VA1071700 | PB | LC | RT | Y | DS700 | LCR22 | 989 HIGHLAND COURT | RICH CREEK, TOWN OF | DISTRIBUTION SYSTEM | FSD | 1
VA1071700 | PB | LC | RT | Y | DS700 | LCR24 | 936 GREENBRIAR DRIVE | RICH CREEK, TOWN OF | DISTRIBUTION SYSTEM | FSD | 1
VA1071700 | PB | LC | RT | Y | DS700 | LCR29 | 125 OLD VIRGINIA AVENUE | RICH CREEK, TOWN OF | DISTRIBUTION SYSTEM | FSD | 1
VA1071710 | GE | HAA | RT | Y | DS001 | DBP01 | 185 MUTTER LANE | ROUTE 100 AREA | DISTRIBUTION SYSTEM |  | 1
VA1071710 | GE | THM | RT | Y | DS001 | DBP01 | 185 MUTTER LANE | ROUTE 100 AREA | DISTRIBUTION SYSTEM |  | 1
VA1071845 | GE | HAA | RT | Y | DS001 | DBP01 | 756 FLETCHER MTN RD | SHUTE HOLLOW | DISTRIBUTION SYSTEM |  | 1
VA1071845 | GE | THM | RT | Y | DS001 | DBP01 | 756 FLETCHER MTN RD | SHUTE HOLLOW | DISTRIBUTION SYSTEM |  | 1
VA1071845 | PB | LC | RT | Y | DS001 | LCR01 | 205 FLETCHER MTN RD | SHUTE HOLLOW | DISTRIBUTION SYSTEM | FSD | 1
VA1071845 | PB | LC | RT | Y | DS001 | LCR02 | 556 FLETCHER MTN RD | SHUTE HOLLOW | DISTRIBUTION SYSTEM | FSD | 1
VA1071845 | PB | LC | RT | Y | DS001 | LCR03 | 297 FLETCHER MTN RD | SHUTE HOLLOW | DISTRIBUTION SYSTEM | FSD | 1
VA1071845 | PB | LC | RT | Y | DS001 | LCR10 | 756 FLETCHER MTN RD | SHUTE HOLLOW | DISTRIBUTION SYSTEM | FSD | 1
VA1071845 | PB | LC | RT | Y | DS001 | LCR11 | 113 SUNSHINE LANE | SHUTE HOLLOW | DISTRIBUTION SYSTEM | FSD | 1
VA1071850 | GE | HAA | RT | Y | DS001 | DBP02 | 566 PYRTLE RD | STONEY CREEK | DISTRIBUTION SYSTEM |  | 1
VA1071850 | GE | THM | RT | Y | DS001 | DBP02 | 566 PYRTLE RD | STONEY CREEK | DISTRIBUTION SYSTEM |  | 1
VA1071920 | GE | HAA | RT | Y | DS001 | DBP02 | 163 GRANDVIEW DRIVE | RAM/WAYSIDE COMMUNITY WATER SYSTEM | DISTRIBUTION SYSTEM |  | 1
VA1071920 | GE | THM | RT | Y | DS001 | DBP02 | 163 GRANDVIEW DRIVE | RAM/WAYSIDE COMMUNITY WATER SYSTEM | DISTRIBUTION SYSTEM |  | 1
VA1071920 | PB | LC | RT | Y | DS001 | LCR02 | 837 MARKET RD | RAM/WAYSIDE COMMUNITY WATER SYSTEM | DISTRIBUTION SYSTEM | FSD | 1
VA1071920 | PB | LC | RT | Y | DS001 | LCR03 | 164 STATE LINE RD | RAM/WAYSIDE COMMUNITY WATER SYSTEM | DISTRIBUTION SYSTEM | FSD | 1
VA1071920 | PB | LC | RT | Y | DS001 | LCR04 | 825 MARKET RD | RAM/WAYSIDE COMMUNITY WATER SYSTEM | DISTRIBUTION SYSTEM | FSD | 1
VA1071920 | PB | LC | RT | Y | DS001 | LCR07 | 389 STATE LINE RD | RAM/WAYSIDE COMMUNITY WATER SYSTEM | DISTRIBUTION SYSTEM | FSD | 1
VA1071920 | PB | LC | RT | Y | DS001 | LCR08 | 128 RIVERBEND DR | RAM/WAYSIDE COMMUNITY WATER SYSTEM | DISTRIBUTION SYSTEM | FSD | 1
VA1071970 | GE | HAA | RT | Y | DS001 | DBP02 | 125 WHITE PINES ROAD | WOLF CREEK | DISTRIBUTION SYSTEM |  | 1
VA1071970 | GE | THM | RT | Y | DS001 | DBP02 | 125 WHITE PINES ROAD | WOLF CREEK | DISTRIBUTION SYSTEM |  | 1
VA1077126 | GE | NIT | RT | Y | EP001 | EP001 | HYDRANT AT TOILET | COMER ROCK PICNIC AREA | ENTRY POINT - WELL |  | 1
VA4133280 | PB | LC | RT | Y | DS001 | LC002 | 2991 FLEETON RD | FLEETON | DISTRIBUTION SYSTEM | FSD | 1
VA4133280 | PB | LC | RT | Y | DS001 | LC005 | 337 FLEETON POINT CIRCLE | FLEETON | DISTRIBUTION SYSTEM | FSD | 1
VA4133280 | PB | LC | RT | Y | DS001 | LC006 | 137 FLEETON POINT CIRCLE | FLEETON | DISTRIBUTION SYSTEM | FSD | 1
VA4133280 | PB | LC | RT | Y | DS001 | LC007 | 122 FLEETON POINT CIRCLE | FLEETON | DISTRIBUTION SYSTEM | FSD | 1
VA4133320 | PB | LC | RT | Y | DS001 | LC003 | 2228 JESSIE DUPONT M | GLEBE POINT | DISTRIBUTION SYSTEM | FSD | 1
VA4133320 | PB | LC | RT | Y | DS001 | LC004 | 2361 JESSE DUPONT | GLEBE POINT | DISTRIBUTION SYSTEM | FSD | 1
VA4133320 | PB | LC | RT | Y | DS001 | LC005 | 267 FIREHOUSE ROAD | GLEBE POINT | DISTRIBUTION SYSTEM | FSD | 1
VA4133320 | PB | LC | RT | Y | DS001 | LC011 | 2355 JESSIE DUPONT MEM. HWY | GLEBE POINT | DISTRIBUTION SYSTEM | FSD | 1
VA4133320 | PB | LC | RT | Y | DS001 | LCR021 | 252 FIREHOUSE ROAD | GLEBE POINT | DISTRIBUTION SYSTEM | FSD | 1
VA4133330 | GE | NIT | RT | Y | EP001 | EP001 | 119-GAL BLADDER TANK | HORN HARBOR RESTAURANT | ENTRY POINT |  | 1
VA4133346 | PB | LC | RT | Y | DS001 | LC001 | 87 GREENFIELD PT. DR. | GREENFIELD HARBOR II SUBDIVISION | GREENFIELD HARBOR II SUBDIVISION DS | FSD | 1
VA4133346 | PB | LC | RT | Y | DS001 | LC002 | 209 GREENFIELD PT. DR. | GREENFIELD HARBOR II SUBDIVISION | GREENFIELD HARBOR II SUBDIVISION DS | FSD | 1
VA4133346 | PB | LC | RT | Y | DS001 | LC003 | 145 LITTLE RIVER DR. | GREENFIELD HARBOR II SUBDIVISION | GREENFIELD HARBOR II SUBDIVISION DS | FSD | 1
VA4133346 | PB | LC | RT | Y | DS001 | LC004 | 11 SKYS LIMIT COURT | GREENFIELD HARBOR II SUBDIVISION | GREENFIELD HARBOR II SUBDIVISION DS | FSD | 1
VA4133346 | PB | LC | RT | Y | DS001 | LC005 | 137 SKYS LIMIT COURT | GREENFIELD HARBOR II SUBDIVISION | GREENFIELD HARBOR II SUBDIVISION DS | FSD | 1
VA4133346 | GE | NIT | RT | Y | EP004 | EP004 | BLADDER TANK #4 TAP | GREENFIELD HARBOR II SUBDIVISION | WELL NO. 4 EP |  | 1
VA4133360 | PB | LC | RT | Y | DS001 | LC001 | 72 ROWES LANDING RD. | HEATHSVILLE | DISTRIBUTION SYSTEM | FSD | 1
VA4133360 | PB | LC | RT | Y | DS001 | LC003 | 250 COURTHHOUSE RD. | HEATHSVILLE | DISTRIBUTION SYSTEM | FSD | 1
VA4133360 | PB | LC | RT | Y | DS001 | LC013 | 7072 NORTHUMBERLAND HWY. | HEATHSVILLE | DISTRIBUTION SYSTEM | FSD | 1
VA4133360 | PB | LC | RT | Y | DS001 | LCR017 | 148 COURTHOUSE ROAD | HEATHSVILLE | DISTRIBUTION SYSTEM | FSD | 1
VA4133360 | PB | LC | RT | Y | DS001 | LCR25 | 6611 NORTHUMBERLAND HIGHWAY | HEATHSVILLE | DISTRIBUTION SYSTEM | FSD | 1
VA4133400 | GE | HAA | RT | Y | DS001 | DBP01 | 133 WEST DRIVE | INDIAN CREEK ESTATES | DISTRIBUTION SYSTEM |  | 1
VA4133400 | GE | THM | RT | Y | DS001 | DBP01 | 133 WEST DRIVE | INDIAN CREEK ESTATES | DISTRIBUTION SYSTEM |  | 1
VA4133415 | PB | LC | RT | Y | DS001 | LC009 | 157 TWIN COVE LANE | JETTYS REACH | DISTRIBUTION SYSTEM | FSD | 1
VA4133415 | PB | LC | RT | Y | DS001 | LC5 | 486 TWIN COVE LN--LOT 20 | JETTYS REACH | DISTRIBUTION SYSTEM | FSD | 1
VA4133415 | PB | LC | RT | Y | DS001 | LC6 | 292 TWIN COVE LN--LOT 7 | JETTYS REACH | DISTRIBUTION SYSTEM | FSD | 1
VA4133415 | PB | LC | RT | Y | DS001 | LC7 | 291 TWIN COVE LN--LOT 36 | JETTYS REACH | DISTRIBUTION SYSTEM | FSD | 1
VA4133415 | PB | LC | RT | Y | DS001 | LC8 | 605 TWIN COVE LN--LOT 24 | JETTYS REACH | DISTRIBUTION SYSTEM | FSD | 1
VA4133420 | GE | NIT | RT | Y | EP001 | EP001 | BLADDER TANK TAP | JETTYS REACH III | BLADDER TANK TAP |  | 1
VA4133420 | GE | VOC | RT | Y | EP001 | EP001 | BLADDER TANK TAP | JETTYS REACH III | BLADDER TANK TAP |  | 1
VA4133440 | GE | NIT | RT | Y | EP001 | EP001 | HYDRO TANK #1A | LEE DALE SHORES | ENTRY POINT @ WELL #1A |  | 1
VA3001003 | PB | LC | RT | Y | DS001 | LCR05 | JANITORS DEEP SINK | ACCOMACK COUNTY HEALTH DEPT | DISTRIBUTION SYSTEM | FSD | 1
VA3001003 | GE | NIT | RT | Y | EP001 | EP001 | ENTRY POINT | ACCOMACK COUNTY HEALTH DEPT | ENTRY POINT |  | 1
VA3001004 | GE | NIT | RT | Y | EP001 | EP001 | ENTRY POINT | ACCOMACK COUNTY OFFICE BUILDINGS | ENTRY POINT |  | 1
VA3001006 | PB | LC | RT | Y | DS001 | LCR01 | PUBLIC WORKS | ACCOMACK COUNTY INDUSTRIAL PK | DISTRIBUTION SYSTEM | FSD | 1
VA3001006 | PB | LC | RT | Y | DS001 | LCR02 | TRUSS TECH | ACCOMACK COUNTY INDUSTRIAL PK | DISTRIBUTION SYSTEM | FSD | 1
VA3001006 | PB | LC | RT | Y | DS001 | LCR03 | BLUE CRAB | ACCOMACK COUNTY INDUSTRIAL PK | DISTRIBUTION SYSTEM | FSD | 1
VA3001006 | PB | LC | RT | Y | DS001 | LCR04 | AIRPORT TERM. | ACCOMACK COUNTY INDUSTRIAL PK | DISTRIBUTION SYSTEM | FSD | 1
VA3001006 | PB | LC | RT | Y | DS001 | LCR05 | CHAMBER OF COMMERCE | ACCOMACK COUNTY INDUSTRIAL PK | DISTRIBUTION SYSTEM | FSD | 1
VA3001010 | GE | NIT | RT | Y | EP001 | EP001 | ENTRY POINT | RAYS SHANTY | ENTRY POINT |  | 1
VA3001014 | PB | LC | RT | Y | DS001 | LCR001 | ADMIN MENS ROOM | A & N ELECTRIC COOPERATIVE | DISTRIBUTION | FSD | 1
VA3001014 | PB | LC | RT | Y | DS001 | LCR002 | SPRINKLER ROOM | A & N ELECTRIC COOPERATIVE | DISTRIBUTION | FSD | 1
VA3001014 | PB | LC | RT | Y | DS001 | LCR003 | OPS KITCHEN | A & N ELECTRIC COOPERATIVE | DISTRIBUTION | FSD | 1
VA3001014 | PB | LC | RT | Y | DS001 | LCR004 | MAIN KITCHEN | A & N ELECTRIC COOPERATIVE | DISTRIBUTION | FSD | 1
VA3001014 | PB | LC | RT | Y | DS001 | LCR005 | OPS MENS ROOM | A & N ELECTRIC COOPERATIVE | DISTRIBUTION | FSD | 1
VA3001015 | GE | HAA | RT | Y | DS001 | DBP-1 | VOTECH/AG ROOM | ARCADIA SCHOOLS | DISTRIBUTION SYSTEM |  | 1
VA3001015 | GE | THM | RT | Y | DS001 | DBP-1 | VOTECH/AG ROOM | ARCADIA SCHOOLS | DISTRIBUTION SYSTEM |  | 1
VA1077135 | GE | NIT | RT | Y | EP001 | EP001 | TAP AFTER STORAGE | CREEPER TRAIL CAMPGROUND | ENTRY POINT |  | 3
VA1077200 | GE | HAA | RT | Y | DS001 | DBP01 | J C PHILLIPS | FAIRVIEW WATER SYSTEM | DISTRIBUTION SYSTEM |  | 1
VA1077200 | GE | THM | RT | Y | DS001 | DBP01 | J C PHILLIPS | FAIRVIEW WATER SYSTEM | DISTRIBUTION SYSTEM |  | 1
VA1077200 | PB | LC | RT | Y | DS001 | LCR01 | 2523 MEADOW CRK RD | FAIRVIEW WATER SYSTEM | DISTRIBUTION SYSTEM | FSD | 1
VA1077200 | PB | LC | RT | Y | DS001 | LCR02 | 235 FOREST LANE | FAIRVIEW WATER SYSTEM | DISTRIBUTION SYSTEM | FSD | 1
VA1077200 | PB | LC | RT | Y | DS001 | LCR03 | 291 WINDY RIDGE RD | FAIRVIEW WATER SYSTEM | DISTRIBUTION SYSTEM | FSD | 1
VA1077200 | PB | LC | RT | Y | DS001 | LCR05 | 85 FOGGY TOP LANE | FAIRVIEW WATER SYSTEM | DISTRIBUTION SYSTEM | FSD | 1
VA1077200 | PB | LC | RT | Y | DS001 | LCR06 | 54 FOREST LANE | FAIRVIEW WATER SYSTEM | DISTRIBUTION SYSTEM | FSD | 1
VA1077200 | PB | LC | RT | Y | DS001 | LCR07 | 710 FAIRVIEW RD | FAIRVIEW WATER SYSTEM | DISTRIBUTION SYSTEM | FSD | 1
VA1077200 | PB | LC | RT | Y | DS001 | LCR08 | 2135 EDMOND ROAD | FAIRVIEW WATER SYSTEM | DISTRIBUTION SYSTEM | FSD | 1
VA1077200 | PB | LC | RT | Y | DS001 | LCR09 | 46 MARION HEIGHTS | FAIRVIEW WATER SYSTEM | DISTRIBUTION SYSTEM | FSD | 1
VA1077200 | PB | LC | RT | Y | DS001 | LCR10 | 3321 SKYLINE HWY | FAIRVIEW WATER SYSTEM | DISTRIBUTION SYSTEM | FSD | 1
VA1077200 | PB | LC | RT | Y | DS001 | LCR11 | 1216 SKYLINE HWY | FAIRVIEW WATER SYSTEM | DISTRIBUTION SYSTEM | FSD | 1
VA1077240 | GE | HAA | RT | Y | DS001 | DBP01 | WASTEWATER PLANT | FRIES, TOWN OF | DISTRIBUTION SYSTEM |  | 1
VA1077240 | GE | THM | RT | Y | DS001 | DBP01 | WASTEWATER PLANT | FRIES, TOWN OF | DISTRIBUTION SYSTEM |  | 1
VA1077240 | PB | LC | RT | Y | DS001 | LCR01 | 435 WASHINGTON STREET | FRIES, TOWN OF | DISTRIBUTION SYSTEM | FSD | 1
VA1077240 | PB | LC | RT | Y | DS001 | LCR03 | 108 BOSS ROW | FRIES, TOWN OF | DISTRIBUTION SYSTEM | FSD | 1
VA1077240 | PB | LC | RT | Y | DS001 | LCR05 | 114 S SHORT ST | FRIES, TOWN OF | DISTRIBUTION SYSTEM | FSD | 1
VA1077240 | PB | LC | RT | Y | DS001 | LCR08 | 232 LAUREL ST | FRIES, TOWN OF | DISTRIBUTION SYSTEM | FSD | 1
VA1077240 | PB | LC | RT | Y | DS001 | LCR10 | 110 JACKSON ST | FRIES, TOWN OF | DISTRIBUTION SYSTEM | FSD | 1
VA1077240 | PB | LC | RT | Y | DS001 | LCR12 | 211 CARROLL DRIVE | FRIES, TOWN OF | DISTRIBUTION SYSTEM | FSD | 1
VA1077240 | PB | LC | RT | Y | DS001 | LCR13 | 120 LEE DRIVE | FRIES, TOWN OF | DISTRIBUTION SYSTEM | FSD | 1
VA1077240 | PB | LC | RT | Y | DS001 | LCR15 | 321 E MAIN STREET | FRIES, TOWN OF | DISTRIBUTION SYSTEM | FSD | 1
VA1077240 | PB | LC | RT | Y | DS001 | LCR19 | 444 WASHINGTON ST | FRIES, TOWN OF | DISTRIBUTION SYSTEM | FSD | 1
VA1077240 | PB | LC | RT | Y | DS001 | LCR23 | 107 VAUGHAN STREET | FRIES, TOWN OF | DISTRIBUTION SYSTEM | FSD | 1
VA1077240 | GE | FL2 | ST | N | EP001 | EP001 | LAB SINK | FRIES, TOWN OF | ENTRY POINT - WTP |  | 3
VA1077240 | GE | TOA | RT | Y | IN001 | RW001 | RAW H2O SAMPLE TAP | FRIES, TOWN OF | EAGLE BOTTOM CREEK |  | 1
VA1077240 | GE | TOC | RT | Y | TP001 | UP001 | COMBINED FILT. EFF. | FRIES, TOWN OF | WATER TREATMENT PLANT |  | 1
VA1077251 | GE | HAA | RT | Y | DS001 | DBP01 | SCHOOL | GRANT COMMUNITY | DISTRIBUTION SYSTEM |  | 1
VA1077251 | GE | THM | RT | Y | DS001 | DBP01 | SCHOOL | GRANT COMMUNITY | DISTRIBUTION SYSTEM |  | 1
VA1077310 | GE | NIT | RT | Y | EP001 | EP001 | ENTRY POINT | HUNGRY HORSE EAST, LLC | ENTRY POINT - WATER STORAGE ROOM |  | 1
VA1077335 | GE | HAA | RT | Y | DS001 | DBP01 | 1147 N. INDEPENDENCE | INDEPENDENCE, TOWN OF | DISTRIBUTION SYSTEM |  | 1
VA1077335 | GE | THM | RT | Y | DS001 | DBP01 | 1147 N. INDEPENDENCE | INDEPENDENCE, TOWN OF | DISTRIBUTION SYSTEM |  | 1
VA1077335 | PB | LC | RT | Y | DS001 | LCR01 | 412 COLONIAL AVENUE | INDEPENDENCE, TOWN OF | DISTRIBUTION SYSTEM | FSD | 1
VA1077335 | PB | LC | RT | Y | DS001 | LCR03 | 319 CIRCLE DRIVE | INDEPENDENCE, TOWN OF | DISTRIBUTION SYSTEM | FSD | 1
VA1077335 | PB | LC | RT | Y | DS001 | LCR04 | 412 WILLIAMS STREET | INDEPENDENCE, TOWN OF | DISTRIBUTION SYSTEM | FSD | 1
VA1077335 | PB | LC | RT | Y | DS001 | LCR06 | 301 N. INDEPENDENCE | INDEPENDENCE, TOWN OF | DISTRIBUTION SYSTEM | FSD | 1
VA1077335 | PB | LC | RT | Y | DS001 | LCR08 | 203 AUSTIN STREET | INDEPENDENCE, TOWN OF | DISTRIBUTION SYSTEM | FSD | 1
VA1077335 | PB | LC | RT | Y | DS001 | LCR09 | 833 E. MAIN STREET | INDEPENDENCE, TOWN OF | DISTRIBUTION SYSTEM | FSD | 1
VA1077335 | PB | LC | RT | Y | DS001 | LCR13 | 530 ROUND HILL ROAD | INDEPENDENCE, TOWN OF | DISTRIBUTION SYSTEM | FSD | 1
VA1077335 | PB | LC | RT | Y | DS001 | LCR15 | 431 E. MAIN STREET | INDEPENDENCE, TOWN OF | DISTRIBUTION SYSTEM | FSD | 1
VA1077335 | PB | LC | RT | Y | DS001 | LCR27 | 235 HAWKINS LANE | INDEPENDENCE, TOWN OF | DISTRIBUTION SYSTEM | FSD | 1
VA1077335 | PB | LC | RT | Y | DS001 | LCR30 | 344 RAINBOW CIRCLE | INDEPENDENCE, TOWN OF | DISTRIBUTION SYSTEM | FSD | 1
VA1077392 | PB | LC | RT | Y | DS001 | LCR05 | LA LOT #11 | LAWN ACRES TRAILER PARK | LAWN ACRES | FSD | 1
VA1077392 | PB | LC | RT | Y | DS001 | LCR06 | LA LOT #15 | LAWN ACRES TRAILER PARK | LAWN ACRES | FSD | 1
VA1077392 | PB | LC | RT | Y | DS001 | LCR07 | LA LOT #13 | LAWN ACRES TRAILER PARK | LAWN ACRES | FSD | 1
VA1077392 | PB | LC | RT | Y | DS001 | LCR08 | LA LOT #21 | LAWN ACRES TRAILER PARK | LAWN ACRES | FSD | 1
VA1077392 | PB | LC | RT | Y | DS001 | LCR12 | LA HOUSE | LAWN ACRES TRAILER PARK | LAWN ACRES | FSD | 1
VA1077392 | GE | NIT | RT | Y | EP001 | EP001 | TAP AFTER STORAGE | LAWN ACRES TRAILER PARK | ENTRY POINT - WELL |  | 1
VA1077570 | GE | HAA | RT | Y | DS001 | DBP01 | DONNA LUNDYS | OLDTOWN WATER SYSTEM | DISTRIBUTION SYSTEM |  | 1
VA1077570 | GE | THM | RT | Y | DS001 | DBP01 | DONNA LUNDYS | OLDTOWN WATER SYSTEM | DISTRIBUTION SYSTEM |  | 1
VA1077570 | PB | LC | RT | Y | DS001 | LCR02 | 1061 GREENVILLE RD | OLDTOWN WATER SYSTEM | DISTRIBUTION SYSTEM | FSD | 1
VA1077570 | PB | LC | RT | Y | DS001 | LCR03 | 2166 WATERWHEEL RD | OLDTOWN WATER SYSTEM | DISTRIBUTION SYSTEM | FSD | 1
VA1077570 | PB | LC | RT | Y | DS001 | LCR04 | 1985 WATERWHEEL RD | OLDTOWN WATER SYSTEM | DISTRIBUTION SYSTEM | FSD | 1
VA1077570 | PB | LC | RT | Y | DS001 | LCR05 | 190 MOCKINGBIRD LN | OLDTOWN WATER SYSTEM | DISTRIBUTION SYSTEM | FSD | 1
VA1077570 | PB | LC | RT | Y | DS001 | LCR06 | 39 ROLLINGWOOD LN | OLDTOWN WATER SYSTEM | DISTRIBUTION SYSTEM | FSD | 1
VA1077595 | GE | NIT | RT | Y | EP001 | EP001 | TANK ROOM TAP | PATTON RV PARK | ENTRY POINT - TAP IN TANK BUILDING |  | 1
VA1077750 | PB | LC | RT | Y | DS001 | LCR01 | LOT #1 | SUN VALLEY TRAILER PARK | DISTRIBUTION SYSTEM | FSD | 1
VA1077750 | PB | LC | RT | Y | DS001 | LCR04 | LOT #19 | SUN VALLEY TRAILER PARK | DISTRIBUTION SYSTEM | FSD | 1
VA1077750 | PB | LC | RT | Y | DS001 | LCR05 | LOT #29 | SUN VALLEY TRAILER PARK | DISTRIBUTION SYSTEM | FSD | 1
VA1077750 | PB | LC | RT | Y | DS001 | LCR06 | LOT #7 | SUN VALLEY TRAILER PARK | DISTRIBUTION SYSTEM | FSD | 1
VA1077750 | PB | LC | RT | Y | DS001 | LCR07 | LOT #17 | SUN VALLEY TRAILER PARK | DISTRIBUTION SYSTEM | FSD | 1
VA1077825 | GE | TOC | RT | Y | TP001 | UP001 | COMBINED FILTER EFFLUENT | VIRGINIA CAROLINA WATER AUTHORITY | MICRO-FILTRATION MEMBRANE PLANT |  | 3
VA1077825 | GE | TOA | RT | Y | WL001 | RW002 | INFILTRATION GALLERY | VIRGINIA CAROLINA WATER AUTHORITY | INFILTRATION GALLERY |  | 3
VA1105055 | GE | HAA | RT | Y | DS001 | DBP01 | 3171 CARTER CAVE ROAD | LEE COUNTY PSA/ BLACKWATER | DISTRIBUTION SYSTEM |  | 1
VA1105055 | GE | THM | RT | Y | DS001 | DBP01 | 3171 CARTER CAVE ROAD | LEE COUNTY PSA/ BLACKWATER | DISTRIBUTION SYSTEM |  | 1
VA1105060 | GE | HAA | RT | Y | DS001 | DBP02 | ROGER JOHNSON | LEE COUNTY PSA/KEOKEE | DISTRIBUTION SYSTEM |  | 1
VA1105060 | GE | THM | RT | Y | DS001 | DBP02 | ROGER JOHNSON | LEE COUNTY PSA/KEOKEE | DISTRIBUTION SYSTEM |  | 1
VA1105060 | PB | LC | RT | Y | DS001 | LCR02 | BILL MALLORY | LEE COUNTY PSA/KEOKEE | DISTRIBUTION SYSTEM | FSD | 1
VA1105060 | PB | LC | RT | Y | DS001 | LCR03 | SHIRLEY CAUDILL | LEE COUNTY PSA/KEOKEE | DISTRIBUTION SYSTEM | FSD | 1
VA1105070 | PB | LC | RT | Y | DS001 | LCR19 | ELMER BISHOP RES | LEE COUNTY PSA/JASPER | DISTRIBUTION SYSTEM | FSD | 1
VA1105070 | PB | LC | RT | Y | DS001 | LCR20 | DON CHILDRESS RES | LEE COUNTY PSA/JASPER | DISTRIBUTION SYSTEM | FSD | 1
VA1105070 | PB | LC | RT | Y | DS001 | LCR21 | WILLIAM BISHOP | LEE COUNTY PSA/JASPER | DISTRIBUTION SYSTEM | FSD | 1
VA1105070 | PB | LC | RT | Y | DS001 | LCR22 | NANNIE MCNEW | LEE COUNTY PSA/JASPER | DISTRIBUTION SYSTEM | FSD | 1
VA1105100 | GE | HAA | RT | Y | DS001 | DBP01 | C.A. CRESS FARM | DRYDEN WATER AUTHORITY | DISTRIBUTION SYSTEM |  | 1
VA1105100 | GE | THM | RT | Y | DS001 | DBP01 | C.A. CRESS FARM | DRYDEN WATER AUTHORITY | DISTRIBUTION SYSTEM |  | 1
VA1105125 | GE | HAA | RT | Y | DS001 | DBP03 | TRAVIS LEEDY | LEE COUNTY PSA/EASTERN LEE | DISTRIBUTION SYSTEM |  | 1
VA1105125 | GE | THM | RT | Y | DS001 | DBP03 | TRAVIS LEEDY | LEE COUNTY PSA/EASTERN LEE | DISTRIBUTION SYSTEM |  | 1
VA1105200 | GE | HAA | RT | Y | DS001 | DBP01 | DAIRY BARN - R BUSH | JONESVILLE, TOWN OF | DISTRIBUTION SYSTEM |  | 1
VA1105200 | GE | THM | RT | Y | DS001 | DBP01 | DAIRY BARN - R BUSH | JONESVILLE, TOWN OF | DISTRIBUTION SYSTEM |  | 1
VA1105200 | GE | TOA | RT | Y | SP002 | RW002 | COMBINED RAW WATER | JONESVILLE, TOWN OF | SLEMP SPRING |  | 1
VA1105200 | GE | TOC | RT | Y | TP006 | UP001 | COMBINED FILTER EFFL | JONESVILLE, TOWN OF | JONESVILLE WTP |  | 1
VA1105210 | GE | HAA | RT | Y | DS001 | DBP01 | 123 COAL MINER DR. | LEE COUNTY PSA/FLEENORTOWN | DISTRIBUTION SYSTEM |  | 1
VA1105210 | GE | THM | RT | Y | DS001 | DBP01 | 123 COAL MINER DR. | LEE COUNTY PSA/FLEENORTOWN | DISTRIBUTION SYSTEM |  | 1
VA1105400 | GE | HAA | RT | Y | DS001 | DBP04 | JEROME KITKO | LCPSA-BLUE SPRINGS | DISTRIBUTION SYSTEM |  | 1
VA1105400 | GE | THM | RT | Y | DS001 | DBP04 | JEROME KITKO | LCPSA-BLUE SPRINGS | DISTRIBUTION SYSTEM |  | 1
VA1105405 | GE | CYN | RT | Y | EP001 | EP004 | KVS CLEARWELL | LCPSA- KVS | KVS MFP ENTRY POINT |  | 1
VA1105405 | GE | FUM | RT | Y | EP001 | EP004 | KVS CLEARWELL | LCPSA- KVS | KVS MFP ENTRY POINT |  | 1
VA1105405 | GE | SVO | RT | Y | EP001 | EP004 | KVS CLEARWELL | LCPSA- KVS | KVS MFP ENTRY POINT |  | 1
VA1105405 | GE | CAH | RT | Y | EP001 | EP004 | KVS CLEARWELL | LCPSA- KVS | KVS MFP ENTRY POINT |  | 1
VA1105405 | GE | SVO | RT | Y | EP001 | EP004 | KVS CLEARWELL | LCPSA- KVS | KVS MFP ENTRY POINT |  | 1
VA1105405 | GE | CAR | RT | Y | EP001 | EP004 | KVS CLEARWELL | LCPSA- KVS | KVS MFP ENTRY POINT |  | 1
VA1105450 | GE | HAA | RT | Y | DS001 | DBP01 | 106 SISTERFIELD DR. | LEE COUNTY PSA/BIG HILL | DISTRIBUTION SYSTEM |  | 1
VA1105450 | GE | THM | RT | Y | DS001 | DBP01 | 106 SISTERFIELD DR. | LEE COUNTY PSA/BIG HILL | DISTRIBUTION SYSTEM |  | 1
VA1105460 | GE | HAA | RT | Y | DS001 | DBP02 | 713 HAND ROAD | LEE COUNTY PSA/MILLER CHAPEL | DISTRIBUTION SYSTEM |  | 1
VA1105460 | GE | THM | RT | Y | DS001 | DBP02 | 713 HAND ROAD | LEE COUNTY PSA/MILLER CHAPEL | DISTRIBUTION SYSTEM |  | 1
VA1105500 | GE | HAA | RT | Y | DS001 | DBP02 | RON MOORE | PENNINGTON GAP, TOWN OF | DISTRIBUTION SYSTEM |  | 1
VA1105500 | GE | THM | RT | Y | DS001 | DBP02 | RON MOORE | PENNINGTON GAP, TOWN OF | DISTRIBUTION SYSTEM |  | 1
VA1105500 | PB | LC | RT | Y | DS001 | LCR02 | 411 W MORGAN | PENNINGTON GAP, TOWN OF | DISTRIBUTION SYSTEM | FSD | 1
VA1105500 | PB | LC | RT | Y | DS001 | LCR03 | 329 CECIL ST | PENNINGTON GAP, TOWN OF | DISTRIBUTION SYSTEM | FSD | 1
VA1105500 | PB | LC | RT | Y | DS001 | LCR04 | 227 N CROSS ST | PENNINGTON GAP, TOWN OF | DISTRIBUTION SYSTEM | FSD | 1
VA1105500 | PB | LC | RT | Y | DS001 | LCR05 | 218 WILLOW RD | PENNINGTON GAP, TOWN OF | DISTRIBUTION SYSTEM | FSD | 1
VA1105500 | PB | LC | RT | Y | DS001 | LCR06 | 216 BROWN ST | PENNINGTON GAP, TOWN OF | DISTRIBUTION SYSTEM | FSD | 1
VA1105500 | PB | LC | RT | Y | DS001 | LCR07 | 504 MORGAN AVENUE | PENNINGTON GAP, TOWN OF | DISTRIBUTION SYSTEM | FSD | 1
VA1105500 | PB | LC | RT | Y | DS001 | LCR09 | 431 N MAIN STREET | PENNINGTON GAP, TOWN OF | DISTRIBUTION SYSTEM | FSD | 1
VA1105500 | PB | LC | RT | Y | DS001 | LCR10 | 620 OAKWOOD AVE | PENNINGTON GAP, TOWN OF | DISTRIBUTION SYSTEM | FSD | 1
VA1105500 | PB | LC | RT | Y | DS001 | LCR11 | 1131 SMITHFIELD DR | PENNINGTON GAP, TOWN OF | DISTRIBUTION SYSTEM | FSD | 1
VA1105500 | PB | LC | RT | Y | DS001 | LCR12 | 116 CALVARY ST | PENNINGTON GAP, TOWN OF | DISTRIBUTION SYSTEM | FSD | 1
VA1105500 | PB | LC | RT | Y | DS001 | LCR13 | VIRGINIA AVENUE | PENNINGTON GAP, TOWN OF | DISTRIBUTION SYSTEM | FSD | 1
VA1105500 | PB | LC | RT | Y | DS001 | LCR14 | 700 W. MORGAN AVE | PENNINGTON GAP, TOWN OF | DISTRIBUTION SYSTEM | FSD | 1
VA1105500 | PB | LC | RT | Y | DS001 | LCR22 | 717 LEIGH AVE | PENNINGTON GAP, TOWN OF | DISTRIBUTION SYSTEM | FSD | 1
VA1105500 | PB | LC | RT | Y | DS001 | LCR23 | 263 W. MORGAN AVE | PENNINGTON GAP, TOWN OF | DISTRIBUTION SYSTEM | FSD | 1
VA1105500 | PB | LC | RT | Y | DS001 | LCR24 | 1026 LEIGH AVE | PENNINGTON GAP, TOWN OF | DISTRIBUTION SYSTEM | FSD | 1
VA1105500 | PB | LC | RT | Y | DS001 | LCR25 | 316 FOREST AVE | PENNINGTON GAP, TOWN OF | DISTRIBUTION SYSTEM | FSD | 1
VA1105500 | PB | LC | RT | Y | DS001 | LCR32 | 307 INDUSTRIAL DRIVE | PENNINGTON GAP, TOWN OF | DISTRIBUTION SYSTEM | FSD | 1
VA1105500 | PB | LC | RT | Y | DS001 | LCR33 | 434 FORREST AVENUE | PENNINGTON GAP, TOWN OF | DISTRIBUTION SYSTEM | FSD | 1
VA1105500 | PB | LC | RT | Y | DS001 | LCR34 | 127 KENTUCKY ST | PENNINGTON GAP, TOWN OF | DISTRIBUTION SYSTEM | FSD | 1
VA1105500 | PB | LC | RT | Y | DS001 | LCR35 | 323 CECIL ST | PENNINGTON GAP, TOWN OF | DISTRIBUTION SYSTEM | FSD | 1
VA1105500 | GE | TOA | RT | Y | IN001 | RW001 | RAW WATER TAP | PENNINGTON GAP, TOWN OF | POWELL RIVER INTAKE FACILITY |  | 1
VA1105500 | GE | TOC | RT | Y | TP002 | UP001 | COMBINED FILTER EFFL | PENNINGTON GAP, TOWN OF | PENNINGTON GAP WTP |  | 1
VA1105750 | GE | HAA | RT | Y | DS001 | DBP02 | 231 BANDY DRIVE | LEE COUNTY PSA/ROBBINS CHAPEL | DISTRIBUTION SYSTEM |  | 1
VA1105750 | GE | THM | RT | Y | DS001 | DBP02 | 231 BANDY DRIVE | LEE COUNTY PSA/ROBBINS CHAPEL | DISTRIBUTION SYSTEM |  | 1
VA1105800 | GE | HAA | RT | Y | DS001 | DBP01 | LONE MT. COAL CO. | ST. CHARLES WATER AUTHORITY | DISTRIBUTION SYSTEM |  | 1
VA1105800 | GE | THM | RT | Y | DS001 | DBP01 | LONE MT. COAL CO. | ST. CHARLES WATER AUTHORITY | DISTRIBUTION SYSTEM |  | 1
VA1105800 | PB | LC | RT | Y | DS001 | LCR01 | WATER AUTHORITY OFFICE | ST. CHARLES WATER AUTHORITY | DISTRIBUTION SYSTEM | FSD | 1
VA1105800 | PB | LC | RT | Y | DS001 | LCR02 | 135 FALCON DRIVE | ST. CHARLES WATER AUTHORITY | DISTRIBUTION SYSTEM | FSD | 1
VA1105800 | PB | LC | RT | Y | DS001 | LCR03 | SEWER PLANT - SR 352 | ST. CHARLES WATER AUTHORITY | DISTRIBUTION SYSTEM | FSD | 1
VA1105800 | PB | LC | RT | Y | DS001 | LCR04 | 668 LEFT POOR VALLEY RD | ST. CHARLES WATER AUTHORITY | DISTRIBUTION SYSTEM | FSD | 1
VA1105800 | PB | LC | RT | Y | DS001 | LCR06 | P OR J BLAKELY RESID | ST. CHARLES WATER AUTHORITY | DISTRIBUTION SYSTEM | FSD | 1
VA1105800 | PB | LC | RT | Y | DS001 | LCR07 | RUTH WOODARD RESID | ST. CHARLES WATER AUTHORITY | DISTRIBUTION SYSTEM | FSD | 1
VA1105800 | PB | LC | RT | Y | DS001 | LCR08 | KEN EDGAR RESIDENCE | ST. CHARLES WATER AUTHORITY | DISTRIBUTION SYSTEM | FSD | 1
VA1105800 | PB | LC | RT | Y | DS001 | LCR09 | RAMEY RESID/MAIN ST | ST. CHARLES WATER AUTHORITY | DISTRIBUTION SYSTEM | FSD | 1
VA1105800 | PB | LC | RT | Y | DS001 | LCR10 | DWAYNE CHAPPELL RES | ST. CHARLES WATER AUTHORITY | DISTRIBUTION SYSTEM | FSD | 1
VA1105800 | PB | LC | RT | Y | DS001 | LCR11 | ST CHARLES ELEMENTARY | ST. CHARLES WATER AUTHORITY | DISTRIBUTION SYSTEM | FSD | 1
VA1105870 | GE | HAA | RT | Y | DS001 | DBP02 | 158 TODD LASTER DRIVE | LEE COUNTY PSA/STICKLEYVILLE | DISTRIBUTION SYSTEM |  | 1
VA1105870 | GE | THM | RT | Y | DS001 | DBP02 | 158 TODD LASTER DRIVE | LEE COUNTY PSA/STICKLEYVILLE | DISTRIBUTION SYSTEM |  | 1
VA1105900 | GE | HAA | RT | Y | DS001 | DBP01 | 5795 OLD WOODWAY RD, PENNINGTON GAP | WOODWAY WATER AUTHORITY | DISTRIBUTION SYSTEM |  | 1
VA1105900 | GE | THM | RT | Y | DS001 | DBP01 | 5795 OLD WOODWAY RD, PENNINGTON GAP | WOODWAY WATER AUTHORITY | DISTRIBUTION SYSTEM |  | 1
VA1105900 | GE | HAA | RT | Y | DS001 | DBP02 | 39381 WILDERNESS RD, JONESVILLE | WOODWAY WATER AUTHORITY | DISTRIBUTION SYSTEM |  | 1
VA1105900 | GE | THM | RT | Y | DS001 | DBP02 | 39381 WILDERNESS RD, JONESVILLE | WOODWAY WATER AUTHORITY | DISTRIBUTION SYSTEM |  | 1
VA1121025 | GE | NIT | RT | Y | EP002 | EP002 | TAP-BULK STORAGE | ALTA MONS CAMPGROUND AND RETREAT CENTER | ENTRY POINT - MAIN WELL |  | 1
VA1121026 | GE | NIT | RT | Y | EP001 | EP001 | KITCHEN HAND BASIN | ALTA MONS - DINING HALL | ENTRY POINT |  | 1
VA1121027 | GE | NIT | RT | Y | EP001 | EP001 | BATHRM HAND BASIN | ALTA MONS - PEARMAN HOUSE | ENTRY POINT |  | 1
VA1121034 | PB | LC | RT | Y | DS001 | LCR01 | CLUB HOUSE-BAR FOUNT | BLACKSBURG COUNTRY CLUB | DISTRIBUTION SYSTEM | FSD | 1
VA1121034 | PB | LC | RT | Y | DS001 | LCR03 | CLUB -FOUNTAIN MEN S | BLACKSBURG COUNTRY CLUB | DISTRIBUTION SYSTEM | FSD | 1
VA1121034 | PB | LC | RT | Y | DS001 | LCR04 | CLUB HOUSE- FOUNTAIN | BLACKSBURG COUNTRY CLUB | DISTRIBUTION SYSTEM | FSD | 1
VA1121034 | PB | LC | RT | Y | DS001 | LCR06 | POOL-OUTDOOR FOUNTAI | BLACKSBURG COUNTRY CLUB | DISTRIBUTION SYSTEM | FSD | 1
VA1121034 | PB | LC | RT | Y | DS001 | LCR07 | POOL-INDOOR FOUNTAIN | BLACKSBURG COUNTRY CLUB | DISTRIBUTION SYSTEM | FSD | 1
VA1121043 | GE | HAA | RT | Y | DS001 | DBP02 | 5720 PRICES FORK RD | BELVIEW | BELVIEW DISTRIBUTION SYSTEM |  | 1
VA1121043 | GE | THM | RT | Y | DS001 | DBP02 | 5720 PRICES FORK RD | BELVIEW | BELVIEW DISTRIBUTION SYSTEM |  | 1
VA1121045 | GE | HAA | RT | Y | DS001 | DBP01 | CARILION MEDICAL CTR | BETHEL AREA | DISTRIBUTION SYSTEM |  | 1
VA1121045 | GE | THM | RT | Y | DS001 | DBP02 | ROUTE 177 PUMP STATION | BETHEL AREA | DISTRIBUTION SYSTEM |  | 1
VA1121045 | PB | LC | RT | Y | DS001 | LCR01 | 3716 MUDPIKE, RADFOR | BETHEL AREA | DISTRIBUTION SYSTEM | FSD | 1
VA1121045 | PB | LC | RT | Y | DS001 | LCR02 | 3931 MUDPIKE | BETHEL AREA | DISTRIBUTION SYSTEM | FSD | 1
VA1121045 | PB | LC | RT | Y | DS001 | LCR03 | 3700 MUDPIKE, RADFOR | BETHEL AREA | DISTRIBUTION SYSTEM | FSD | 1
VA1121045 | PB | LC | RT | Y | DS001 | LCR05 | 3074 SEVEN MILE TREE | BETHEL AREA | DISTRIBUTION SYSTEM | FSD | 1
VA1121045 | PB | LC | RT | Y | DS001 | LCR06 | 3709 MUDPIKE ROAD | BETHEL AREA | DISTRIBUTION SYSTEM | FSD | 1
VA1121045 | PB | LC | RT | Y | DS001 | LCR07 | 3839 MUDPIKE ROAD | BETHEL AREA | DISTRIBUTION SYSTEM | FSD | 1
VA1121045 | PB | LC | RT | Y | DS001 | LCR08 | 2395 TYLER AVE | BETHEL AREA | DISTRIBUTION SYSTEM | FSD | 1
VA1121045 | PB | LC | RT | Y | DS001 | LCR09 | 3130 SEVEN TREE MILE | BETHEL AREA | DISTRIBUTION SYSTEM | FSD | 1
VA1121045 | PB | LC | RT | Y | DS001 | LCR10 | 3150 SEVEN TREE MILE | BETHEL AREA | DISTRIBUTION SYSTEM | FSD | 1
VA1121045 | PB | LC | RT | Y | DS001 | LCR11 | 3204 SEVEN TREE MILE | BETHEL AREA | DISTRIBUTION SYSTEM | FSD | 1
VA1121048 | GE | HAA | RT | Y | DS001 | DBP01 | 2875 LANTERN ROAD | BETHEL WOODS SUBDIVISION | BETHEL WOODS SUBDIVISION |  | 1
VA1121048 | GE | THM | RT | Y | DS001 | DBP01 | 2875 LANTERN ROAD | BETHEL WOODS SUBDIVISION | BETHEL WOODS SUBDIVISION |  | 1
VA1121048 | PB | LC | RT | Y | DS001 | LCR02 | 4129 BAINS CHAPEL RD | BETHEL WOODS SUBDIVISION | BETHEL WOODS SUBDIVISION | FSD | 1
VA1121048 | PB | LC | RT | Y | DS001 | LCR03 | 4035 BAINS CHAPEL RD | BETHEL WOODS SUBDIVISION | BETHEL WOODS SUBDIVISION | FSD | 1
VA1121048 | PB | LC | RT | Y | DS001 | LCR09 | 2876 LANTERN RD | BETHEL WOODS SUBDIVISION | BETHEL WOODS SUBDIVISION | FSD | 1
VA1121048 | PB | LC | RT | Y | DS001 | LCR12 | 4025 BAINES CHAPEL RD | BETHEL WOODS SUBDIVISION | BETHEL WOODS SUBDIVISION | FSD | 1
VA1121048 | PB | LC | RT | Y | DS001 | LCR18 | 2855 LANTERN RD | BETHEL WOODS SUBDIVISION | BETHEL WOODS SUBDIVISION | FSD | 1
VA1121052 | GE | HAA | RT | Y | DS001 | DBP12 | DBP WESTOVER HILLS | BLACKSBURG, TOWN OF | DISTRIBUTION SYSTEM |  | 1
VA1121052 | GE | THM | RT | Y | DS001 | DBP12 | DBP WESTOVER HILLS | BLACKSBURG, TOWN OF | DISTRIBUTION SYSTEM |  | 1
VA1121052 | GE | HAA | RT | Y | DS001 | DBP14 | PRICES MOBILE HOME PARK | BLACKSBURG, TOWN OF | DISTRIBUTION SYSTEM |  | 1
VA1121052 | GE | THM | RT | Y | DS001 | DBP14 | PRICES MOBILE HOME PARK | BLACKSBURG, TOWN OF | DISTRIBUTION SYSTEM |  | 1
VA1121052 | GE | HAA | RT | Y | DS001 | DBP15 | COAL BANK RIDGE PUMP STATION | BLACKSBURG, TOWN OF | DISTRIBUTION SYSTEM |  | 1
VA1121052 | GE | THM | RT | Y | DS001 | DBP15 | COAL BANK RIDGE PUMP STATION | BLACKSBURG, TOWN OF | DISTRIBUTION SYSTEM |  | 1
VA1121052 | GE | HAA | RT | Y | DS001 | DBP16 | CEMETERY BLDG, CEMETERY ROAD | BLACKSBURG, TOWN OF | DISTRIBUTION SYSTEM |  | 1
VA1121052 | GE | THM | RT | Y | DS001 | DBP16 | CEMETERY BLDG, CEMETERY ROAD | BLACKSBURG, TOWN OF | DISTRIBUTION SYSTEM |  | 1
VA1121057 | GE | FL2 | ST | N | EP001 | EP001 | WTP - ENTRY POINT | NRV REGIONAL WATER AUTHORITY | ENTRY POINT - WTP |  | 3
VA1121057 | GE | TOA | RT | Y | IN001 | RW001 | INTAKE | NRV REGIONAL WATER AUTHORITY | NEW RIVER (RAW WATER) PUMP STATION |  | 1
VA1121057 | GE | TOC | RT | Y | TP001 | UP007 | COMBINED FILTER EFF | NRV REGIONAL WATER AUTHORITY | WATER TREATMENT PLANT |  | 1
VA1121067 | GE | NIT | RT | Y | EP001 | EP001 | TAP AFTER CHLORINAT | BLUE RIDGE CHRISTIAN CAMP | ENTRY POINT |  | 1
VA1121085 | GE | NIT | RT | Y | EP001 | EP001 | TAP AT BATHHOUSE | CAMP CARYSBROOK | ENTRY POINT |  | 1
VA1121090 | GE | HAA | RT | Y | DS001 | DBP16 | DBP SILVER LAKE PS | CHRISTIANSBURG TOWN OF | DISTRIBUTION SYSTEM |  | 1
VA1121090 | GE | THM | RT | Y | DS001 | DBP16 | DBP SILVER LAKE PS | CHRISTIANSBURG TOWN OF | DISTRIBUTION SYSTEM |  | 1
VA1121090 | GE | HAA | RT | Y | DS001 | DBP18 | DBP EDGEWOOD PS | CHRISTIANSBURG TOWN OF | DISTRIBUTION SYSTEM |  | 1
VA1121090 | GE | THM | RT | Y | DS001 | DBP18 | DBP EDGEWOOD PS | CHRISTIANSBURG TOWN OF | DISTRIBUTION SYSTEM |  | 1
VA1121090 | GE | HAA | RT | Y | DS001 | DBP19 | 1305 STAFFORD DRIVE | CHRISTIANSBURG TOWN OF | DISTRIBUTION SYSTEM |  | 1
VA1121090 | GE | THM | RT | Y | DS001 | DBP19 | 1305 STAFFORD DRIVE | CHRISTIANSBURG TOWN OF | DISTRIBUTION SYSTEM |  | 1
VA1121090 | GE | HAA | RT | Y | DS001 | DBP20 | 140 SIMMONS ROAD | CHRISTIANSBURG TOWN OF | DISTRIBUTION SYSTEM |  | 1
VA1121090 | GE | THM | RT | Y | DS001 | DBP20 | 140 SIMMONS ROAD | CHRISTIANSBURG TOWN OF | DISTRIBUTION SYSTEM |  | 1
VA1121150 | GE | HAA | RT | Y | DS001 | DBP01 | 2062 FIRE TOWER RD | DRY VALLEY SUBDIVISION | DISTRIBUTION SYSTEM |  | 1
VA1121150 | GE | THM | RT | Y | DS001 | DBP01 | 2062 FIRE TOWER RD | DRY VALLEY SUBDIVISION | DISTRIBUTION SYSTEM |  | 1
VA1121150 | PB | LC | RT | Y | DS001 | LCR01 | 2088 FIRE TOWER RD | DRY VALLEY SUBDIVISION | DISTRIBUTION SYSTEM | FSD | 1
VA1121150 | PB | LC | RT | Y | DS001 | LCR02 | 2112 FIRE TOWER RD | DRY VALLEY SUBDIVISION | DISTRIBUTION SYSTEM | FSD | 1
VA1121150 | PB | LC | RT | Y | DS001 | LCR03 | 2174 FIRE TOWER RD | DRY VALLEY SUBDIVISION | DISTRIBUTION SYSTEM | FSD | 1
VA1121150 | PB | LC | RT | Y | DS001 | LCR05 | 2146 FIRE TOWER RD | DRY VALLEY SUBDIVISION | DISTRIBUTION SYSTEM | FSD | 1
VA1121150 | PB | LC | RT | Y | DS001 | LCR07 | 2190 FIRE TOWER RD | DRY VALLEY SUBDIVISION | DISTRIBUTION SYSTEM | FSD | 1
VA1121175 | GE | HAA | RT | Y | DS001 | DPB02 | 267 ALLEGHANY ROAD | CHRISTIANSBURG ELLISTON WATERLINE | DISTRIBUTION SYSTEM |  | 1
VA1121175 | GE | THM | RT | Y | DS001 | DPB02 | 267 ALLEGHANY ROAD | CHRISTIANSBURG ELLISTON WATERLINE | DISTRIBUTION SYSTEM |  | 1
VA1121175 | GE | HAA | RT | Y | DS001 | DPB03 | 5835 COLES ROAD | CHRISTIANSBURG ELLISTON WATERLINE | DISTRIBUTION SYSTEM |  | 1
VA1121175 | GE | THM | RT | Y | DS001 | DPB03 | 5835 COLES ROAD | CHRISTIANSBURG ELLISTON WATERLINE | DISTRIBUTION SYSTEM |  | 1
VA1121175 | PB | LC | RT | Y | DS001 | LCR02 | 5229 ENTERPRISE DR | CHRISTIANSBURG ELLISTON WATERLINE | DISTRIBUTION SYSTEM | FSD | 1
VA1121175 | PB | LC | RT | Y | DS001 | LCR04 | 174 HELM DRIVE | CHRISTIANSBURG ELLISTON WATERLINE | DISTRIBUTION SYSTEM | FSD | 1
VA1121175 | PB | LC | RT | Y | DS001 | LCR05 | 5040 DAY LANE | CHRISTIANSBURG ELLISTON WATERLINE | DISTRIBUTION SYSTEM | FSD | 1
VA1121175 | PB | LC | RT | Y | DS001 | LCR06 | 146 WEAVER DRIVE | CHRISTIANSBURG ELLISTON WATERLINE | DISTRIBUTION SYSTEM | FSD | 1
VA1121175 | PB | LC | RT | Y | DS001 | LCR08 | 3636 KIRK HOLLOW RD | CHRISTIANSBURG ELLISTON WATERLINE | DISTRIBUTION SYSTEM | FSD | 1
VA1121175 | PB | LC | RT | Y | DS001 | LCR09 | 3932 OLD TOWN ROAD | CHRISTIANSBURG ELLISTON WATERLINE | DISTRIBUTION SYSTEM | FSD | 1
VA1121175 | PB | LC | RT | Y | DS001 | LCR10 | 211 HELM DRIVE | CHRISTIANSBURG ELLISTON WATERLINE | DISTRIBUTION SYSTEM | FSD | 1
VA1121175 | PB | LC | RT | Y | DS001 | LCR16 | 9704 ROANOKE RD | CHRISTIANSBURG ELLISTON WATERLINE | DISTRIBUTION SYSTEM | FSD | 1
VA1121175 | PB | LC | RT | Y | DS001 | LCR17 | 147 WATTERSON DR | CHRISTIANSBURG ELLISTON WATERLINE | DISTRIBUTION SYSTEM | FSD | 1
VA1121175 | PB | LC | RT | Y | DS001 | LCR18 | 113 BRAKE ROAD | CHRISTIANSBURG ELLISTON WATERLINE | DISTRIBUTION SYSTEM | FSD | 1
VA1121175 | PB | LC | RT | Y | DS001 | LCR19 | 4780 CALLOWAY ST | CHRISTIANSBURG ELLISTON WATERLINE | DISTRIBUTION SYSTEM | FSD | 1
VA1121175 | PB | LC | RT | Y | DS001 | LCR21 | 267 ALLEGHANY SP RD | CHRISTIANSBURG ELLISTON WATERLINE | DISTRIBUTION SYSTEM | FSD | 1
VA1121175 | PB | LC | RT | Y | DS001 | LCR25 | 408 NEWTON ROAD | CHRISTIANSBURG ELLISTON WATERLINE | DISTRIBUTION SYSTEM | FSD | 1
VA1121175 | PB | LC | RT | Y | DS001 | LCR27 | 244 BRAKE RD | CHRISTIANSBURG ELLISTON WATERLINE | DISTRIBUTION SYSTEM | FSD | 1
VA1121175 | PB | LC | RT | Y | DS001 | LCR29 | 269 NEWTON RD | CHRISTIANSBURG ELLISTON WATERLINE | DISTRIBUTION SYSTEM | FSD | 1
VA1121175 | PB | LC | RT | Y | DS001 | LCR30 | 3816 OLDTOWN RD | CHRISTIANSBURG ELLISTON WATERLINE | DISTRIBUTION SYSTEM | FSD | 1
VA1121175 | PB | LC | RT | Y | DS001 | LCR32 | 4422 RIFFE STREET | CHRISTIANSBURG ELLISTON WATERLINE | DISTRIBUTION SYSTEM | FSD | 1
VA1121175 | PB | LC | RT | Y | DS001 | LCR35 | 377 ELLIS STREET | CHRISTIANSBURG ELLISTON WATERLINE | DISTRIBUTION SYSTEM | FSD | 1
VA1121175 | PB | LC | RT | Y | DS001 | LCR36 | 3805 OLDTOWN RD | CHRISTIANSBURG ELLISTON WATERLINE | DISTRIBUTION SYSTEM | FSD | 1
VA1121175 | PB | LC | RT | Y | DS001 | LCR46 | 6059 NORTH FORK RD | CHRISTIANSBURG ELLISTON WATERLINE | DISTRIBUTION SYSTEM | FSD | 1
VA1121230 | GE | HAA | RT | Y | DS001 | DBP01 | LOT D-16 | WHITE PINE VILLAGE | DISTRIBUTION SYSTEM |  | 1
VA1121230 | GE | THM | RT | Y | DS001 | DBP01 | LOT D-16 | WHITE PINE VILLAGE | DISTRIBUTION SYSTEM |  | 1
VA1121230 | PB | LC | RT | Y | DS001 | LCR01 | 244 BRUSH MTN RD | WHITE PINE VILLAGE | DISTRIBUTION SYSTEM | FSD | 1
VA1121230 | PB | LC | RT | Y | DS001 | LCR02 | 255 BRUSH MTN RD | WHITE PINE VILLAGE | DISTRIBUTION SYSTEM | FSD | 1
VA1121230 | PB | LC | RT | Y | DS001 | LCR03 | 253 BRUSH MTN RD | WHITE PINE VILLAGE | DISTRIBUTION SYSTEM | FSD | 1
VA1121230 | PB | LC | RT | Y | DS001 | LCR04 | A-7 3151 PANDAPAS POND RD | WHITE PINE VILLAGE | DISTRIBUTION SYSTEM | FSD | 1
VA1121230 | PB | LC | RT | Y | DS001 | LCR07 | B-8 3151 PANDAPAS POND RD | WHITE PINE VILLAGE | DISTRIBUTION SYSTEM | FSD | 1
VA1121264 | PB | LC | RT | Y | DS001 | LCR01 | CHURCH KITCHEN | GATEWAY BAPTIST CHURCH SCHOOL | GATEWAY BAPTIST CHURCH SCHOOL DS | FSD | 1
VA1121264 | PB | LC | RT | Y | DS001 | LCR02 | UPSTAIRS BATHROOM | GATEWAY BAPTIST CHURCH SCHOOL | GATEWAY BAPTIST CHURCH SCHOOL DS | FSD | 1
VA1121264 | PB | LC | RT | Y | DS001 | LCR03 | DOWNSTAIRS BATHRM | GATEWAY BAPTIST CHURCH SCHOOL | GATEWAY BAPTIST CHURCH SCHOOL DS | FSD | 1
VA1121264 | PB | LC | RT | Y | DS001 | LCR04 | APARTMENT #1 | GATEWAY BAPTIST CHURCH SCHOOL | GATEWAY BAPTIST CHURCH SCHOOL DS | FSD | 1
VA1121264 | PB | LC | RT | Y | DS001 | LCR06 | SCHOOL WATER FOUNTAIN | GATEWAY BAPTIST CHURCH SCHOOL | GATEWAY BAPTIST CHURCH SCHOOL DS | FSD | 1
VA1121264 | GE | INO | RT | Y | EP001 | EP001 | TAP AT STORAGE TANK | GATEWAY BAPTIST CHURCH SCHOOL | ENTRY POINT - WELL |  | 1
VA1121264 | GE | MET | RT | Y | EP001 | EP001 | TAP AT STORAGE TANK | GATEWAY BAPTIST CHURCH SCHOOL | ENTRY POINT - WELL |  | 1
VA1121503 | GE | HAA | RT | Y | DS001 | DBP01 | 2400 LAKE VISTA DR | MUDPIKE ROAD WATERLINE | DISTRIBUTION SYSTEM |  | 1
VA1121503 | GE | THM | RT | Y | DS001 | DBP01 | 2400 LAKE VISTA DR | MUDPIKE ROAD WATERLINE | DISTRIBUTION SYSTEM |  | 1
VA1121503 | PB | LC | RT | Y | DS001 | LCR02 | 2001 MUD PIKE | MUDPIKE ROAD WATERLINE | DISTRIBUTION SYSTEM | FSD | 1
VA1121503 | PB | LC | RT | Y | DS001 | LCR04 | 2050 DUNNINGTON CT | MUDPIKE ROAD WATERLINE | DISTRIBUTION SYSTEM | FSD | 1
VA1121503 | PB | LC | RT | Y | DS001 | LCR11 | 2015 LAKE VISTA | MUDPIKE ROAD WATERLINE | DISTRIBUTION SYSTEM | FSD | 1
VA1121503 | PB | LC | RT | Y | DS001 | LCR16 | 2120 KNOLL CREST | MUDPIKE ROAD WATERLINE | DISTRIBUTION SYSTEM | FSD | 1
VA1121503 | PB | LC | RT | Y | DS001 | LCR19 | 2261 HITCHING POST | MUDPIKE ROAD WATERLINE | DISTRIBUTION SYSTEM | FSD | 1
VA1121570 | GE | HAA | RT | Y | DS001 | DBP01 | 2600 RADFORD RD | PLUM CREEK | DISTRIBUTION SYSTEM |  | 1
VA1121570 | GE | THM | RT | Y | DS001 | DBP02 | 3217 BUSINESS CENTER DRIVE | PLUM CREEK | DISTRIBUTION SYSTEM |  | 1
VA1121580 | GE | HAA | RT | Y | DS001 | DBP02 | 830 SOUTHWOODS DRIVE | PRICES FORK/MERRIMAC | DISTRIBUTION SYSTEM |  | 1
VA1121580 | GE | THM | RT | Y | DS001 | DBP02 | 830 SOUTHWOODS DRIVE | PRICES FORK/MERRIMAC | DISTRIBUTION SYSTEM |  | 1
VA1121580 | GE | HAA | RT | Y | DS001 | DPB03 | 2936 WALLS BRANCH RD | PRICES FORK/MERRIMAC | DISTRIBUTION SYSTEM |  | 1
VA1121580 | GE | THM | RT | Y | DS001 | DPB03 | 2936 WALLS BRANCH RD | PRICES FORK/MERRIMAC | DISTRIBUTION SYSTEM |  | 1
VA1121580 | PB | LC | RT | Y | DS001 | LCR02 | 1374 CALICO LANE | PRICES FORK/MERRIMAC | DISTRIBUTION SYSTEM | FSD | 1
VA1121580 | PB | LC | RT | Y | DS001 | LCR03 | 2936 WEATHERLY CT | PRICES FORK/MERRIMAC | DISTRIBUTION SYSTEM | FSD | 1
VA1121580 | PB | LC | RT | Y | DS001 | LCR08 | 2929 WEATHERLY | PRICES FORK/MERRIMAC | DISTRIBUTION SYSTEM | FSD | 1
VA1121580 | PB | LC | RT | Y | DS001 | LCR11 | 3153 HILLMAN LANE | PRICES FORK/MERRIMAC | DISTRIBUTION SYSTEM | FSD | 1
VA1121580 | PB | LC | RT | Y | DS001 | LCR12 | 1522 OILWELL ROAD | PRICES FORK/MERRIMAC | DISTRIBUTION SYSTEM | FSD | 1
VA1121580 | PB | LC | RT | Y | DS001 | LCR13 | 1031 MERRIMAC RD | PRICES FORK/MERRIMAC | DISTRIBUTION SYSTEM | FSD | 1
VA1121580 | PB | LC | RT | Y | DS001 | LCR14 | 1531 OILWELL ROAD | PRICES FORK/MERRIMAC | DISTRIBUTION SYSTEM | FSD | 1
VA1121580 | PB | LC | RT | Y | DS001 | LCR18 | 1180 HUFF LANE | PRICES FORK/MERRIMAC | DISTRIBUTION SYSTEM | FSD | 1
VA1121580 | PB | LC | RT | Y | DS001 | LCR19 | 425 MERRIMAC ROAD | PRICES FORK/MERRIMAC | DISTRIBUTION SYSTEM | FSD | 1
VA1121580 | PB | LC | RT | Y | DS001 | LCR20 | 311 MERRIMAC ROAD | PRICES FORK/MERRIMAC | DISTRIBUTION SYSTEM | FSD | 1
VA1121580 | PB | LC | RT | Y | DS001 | LCR31 | 1195 OAKLAND SQ | PRICES FORK/MERRIMAC | DISTRIBUTION SYSTEM | FSD | 1
VA1121580 | PB | LC | RT | Y | DS001 | LCR32 | 1191 OAKLAND SQ | PRICES FORK/MERRIMAC | DISTRIBUTION SYSTEM | FSD | 1
VA1121580 | PB | LC | RT | Y | DS001 | LCR33 | 1181 OAKLAND SQ | PRICES FORK/MERRIMAC | DISTRIBUTION SYSTEM | FSD | 1
VA1121580 | PB | LC | RT | Y | DS001 | LCR38 | 1147 OAKLAND SQ | PRICES FORK/MERRIMAC | DISTRIBUTION SYSTEM | FSD | 1
VA1121580 | PB | LC | RT | Y | DS001 | LCR39 | 1141 OAKLAND SQ | PRICES FORK/MERRIMAC | DISTRIBUTION SYSTEM | FSD | 1
VA1121580 | PB | LC | RT | Y | DS001 | LCR42 | 10 DOGWOOD CR | PRICES FORK/MERRIMAC | DISTRIBUTION SYSTEM | FSD | 1
VA1121580 | PB | LC | RT | Y | DS001 | LCR44 | 18 DOGWOOD CR | PRICES FORK/MERRIMAC | DISTRIBUTION SYSTEM | FSD | 1
VA1121580 | PB | LC | RT | Y | DS001 | LCR48 | 27 DOGWOOD CR | PRICES FORK/MERRIMAC | DISTRIBUTION SYSTEM | FSD | 1
VA1121580 | PB | LC | RT | Y | DS001 | LCR53 | 1193 OAKLAND SQ | PRICES FORK/MERRIMAC | DISTRIBUTION SYSTEM | FSD | 1
VA1121580 | PB | LC | RT | Y | DS001 | LCR61 | 15 DOGWOOD CIRCLE | PRICES FORK/MERRIMAC | DISTRIBUTION SYSTEM | FSD | 1
VA1121643 | GE | HAA | RT | Y | DS001 | DBP01 | BLDG 9353 | RADFORD ARMY AMMUNITION PLANT | DISTRIBUTION SYSTEM |  | 1
VA1121643 | GE | THM | RT | Y | DS001 | DBP01 | BLDG 9353 | RADFORD ARMY AMMUNITION PLANT | DISTRIBUTION SYSTEM |  | 1
VA1121643 | GE | TOA | RT | Y | IN001 | RW001 | INTAKE | RADFORD ARMY AMMUNITION PLANT | NEW RIVER |  | 1
VA1121643 | GE | TOC | RT | Y | TP002 | UP001 | COMBINED FILTER EFFL BLD 419 | RADFORD ARMY AMMUNITION PLANT | CONVENTIONAL TREATMENT PLANT BLD 419 |  | 1
VA1121655 | GE | HAA | RT | Y | DS001 | DBP01 | 3513 RINER RD | RINER COMMUNITY | DISTRIBUTION SYSTEM |  | 1
VA1121655 | GE | THM | RT | Y | DS001 | DBP02 | 1516 UNION VALLEY RD | RINER COMMUNITY | DISTRIBUTION SYSTEM |  | 1
VA1121655 | GE | FL2 | ST | N | TP001 | UP001 | TAP AFTER FL+ ADDED | RINER COMMUNITY | WELL NO. 1 TREATMENT FACILITIES |  | 3
VA1121720 | GE | NIT | RT | Y | EP001 | EP001 | TAP AFTER METER | THE SPORTSMAN | ENTRY POINT |  | 1
VA1121751 | GE | NIT | RT | Y | EP001 | EP001 | SAMPLE TAP | CAMP TUK-A-WAY | ENTRY POINT |  | 1
VA1121755 | GE | HAA | RT | Y | DS001 | DBP01 | 4460 SLUICE LANE | TWIN BOULDERS SUBDIVISION | DISTRIBUTION SYSTEM |  | 1
VA1121755 | GE | THM | RT | Y | DS001 | DBP01 | 4460 SLUICE LANE | TWIN BOULDERS SUBDIVISION | DISTRIBUTION SYSTEM |  | 1
VA1121825 | GE | HAA | RT | Y | DS001 | DBP01 | 2273 VIEWLAND CIRCLE | VIEWLAND SUBDIVISION | DISTRIBUTION SYSTEM |  | 1
VA1121825 | GE | THM | RT | Y | DS001 | DBP01 | 2273 VIEWLAND CIRCLE | VIEWLAND SUBDIVISION | DISTRIBUTION SYSTEM |  | 1
VA1121825 | PB | LC | RT | Y | DS001 | LCR02 | 2218 VIEWLAND CIRCLE | VIEWLAND SUBDIVISION | DISTRIBUTION SYSTEM | FSD | 1
VA1121825 | PB | LC | RT | Y | DS001 | LCR03 | 2256 VIEWLAND CIRCLE | VIEWLAND SUBDIVISION | DISTRIBUTION SYSTEM | FSD | 1
VA1121825 | PB | LC | RT | Y | DS001 | LCR04 | 2313 VIEWLAND CIRCLE | VIEWLAND SUBDIVISION | DISTRIBUTION SYSTEM | FSD | 1
VA1121825 | PB | LC | RT | Y | DS001 | LCR09 | 2234 VIEWLAND CIRCLE | VIEWLAND SUBDIVISION | DISTRIBUTION SYSTEM | FSD | 1
VA1121825 | PB | LC | RT | Y | DS001 | LCR15 | 2223 VIEWLAND CIRCLE | VIEWLAND SUBDIVISION | DISTRIBUTION SYSTEM | FSD | 1
VA1121842 | GE | HAA | RT | Y | DS001 | DBP01 | 657 SWITCHBACK ROAD | WALTON FARMS SUBDIVISION | DISTRIBUTION SYSTEM |  | 1
VA1121842 | GE | THM | RT | Y | DS001 | DBP01 | 657 SWITCHBACK ROAD | WALTON FARMS SUBDIVISION | DISTRIBUTION SYSTEM |  | 1
VA1155050 | GE | HAA | RT | Y | DS001 | DBP01 | 3251 LAVENDAR ROAD | BELLAVISTA ESTATES | DISTRIBUTION SYSTEM |  | 1
VA1155050 | GE | THM | RT | Y | DS001 | DBP01 | 3251 LAVENDAR ROAD | BELLAVISTA ESTATES | DISTRIBUTION SYSTEM |  | 1
VA1155055 | GE | HAA | RT | Y | DS001 | DBP02 | 3245 SCHRADER HILL ROAD | BROOKMONT AREA | DISTRIBUTION SYSTEM |  | 1
VA1155055 | GE | THM | RT | Y | DS001 | DBP02 | 3245 SCHRADER HILL ROAD | BROOKMONT AREA | DISTRIBUTION SYSTEM |  | 1
VA1155055 | PB | LC | RT | Y | DS001 | LCR06 | 4974 BROOKMONT RD | BROOKMONT AREA | DISTRIBUTION SYSTEM | FSD | 1
VA1155055 | PB | LC | RT | Y | DS001 | LCR07 | 4941 BROOKMONT RD | BROOKMONT AREA | DISTRIBUTION SYSTEM | FSD | 1
VA1155150 | GE | THM | RT | Y | DS001 | DBP04 | 6011 WRIGHT AVENUE | DUBLIN TOWN OF | DISTRIBUTION SYSTEM |  | 1
VA1155152 | PB | LC | RT | Y | DS152 | LCR01 | LOT NO. 1 | DULANEY TRAILER PARK | DISTRIBUTION SYSTEM | FSD | 1
VA1155152 | PB | LC | RT | Y | DS152 | LCR02 | LOT NO. 15 | DULANEY TRAILER PARK | DISTRIBUTION SYSTEM | FSD | 1
VA1155152 | PB | LC | RT | Y | DS152 | LCR03 | LOT NO. 12 | DULANEY TRAILER PARK | DISTRIBUTION SYSTEM | FSD | 1
VA1155152 | PB | LC | RT | Y | DS152 | LCR04 | LOT NO. 4 | DULANEY TRAILER PARK | DISTRIBUTION SYSTEM | FSD | 1
VA1155152 | PB | LC | RT | Y | DS152 | LCR05 | LOT NO. 2 | DULANEY TRAILER PARK | DISTRIBUTION SYSTEM | FSD | 1
VA1155300 | PB | LC | RT | Y | DS001 | LCR01 | KITCHEN TAP NO. 1 | HOOVER COLOR CORPORATION | DISTRIBUTION SYSTEM | FSD | 1
VA1155300 | PB | LC | RT | Y | DS001 | LCR02 | LUNCH ROOM NO 1 | HOOVER COLOR CORPORATION | DISTRIBUTION SYSTEM | FSD | 1
VA1155300 | PB | LC | RT | Y | DS001 | LCR03 | PLANT 3 | HOOVER COLOR CORPORATION | DISTRIBUTION SYSTEM | FSD | 1
VA1155300 | PB | LC | RT | Y | DS001 | LCR04 | KITCHEN TAP NO. 2 | HOOVER COLOR CORPORATION | DISTRIBUTION SYSTEM | FSD | 1
VA1155300 | PB | LC | RT | Y | DS001 | LCR05 | LUNCH ROOM NO. 2 | HOOVER COLOR CORPORATION | DISTRIBUTION SYSTEM | FSD | 1
VA1155441 | GE | NIT | RT | Y | EP001 | EP001 | TAP AFTER STORAGE | LAKEVIEW WATERWORKS | ENTRY POINT - WELL NO. 1 |  | 1
VA1155441 | GE | NIT | RT | Y | EP002 | EP002 | TAP AFTER STORAGE | LAKEVIEW WATERWORKS | ENTRY POINT - WELL NO. 2 |  | 1
VA1155446 | PB | LC | RT | Y | DS001 | LCR01 | 1334 LAKEWOOD DR | LAKEWOOD ESTATES | DISTRIBUTION SYSTEM | FSD | 1
VA1155446 | PB | LC | RT | Y | DS001 | LCR03 | 1324 LAKEWOOD DR | LAKEWOOD ESTATES | DISTRIBUTION SYSTEM | FSD | 1
VA1155446 | PB | LC | RT | Y | DS001 | LCR04 | 1398 LAKEVIEW DR | LAKEWOOD ESTATES | DISTRIBUTION SYSTEM | FSD | 1
VA3095862 | GE | NIT | RT | Y | EP001 | EP001 | ENTRY POINT | WEXFORD HILLS - JCSA | ENTRY POINT |  | 1
VA3095882 | GE | NIT | RT | Y | SS001 | EP001 | JAMESTWN EP | WILLIAMSBURG/ JAMESTOWN AIRPORT | WILLIAMSBURG/JAMESTOWN AIRPORT ENTRY PO |  | 1
VA3095921 | GE | NIT | RT | Y | EP001 | EP001 | ENTRY POINT- TASK PT | YORK RIVER STATE PARK-TASKINAS POINT | ENTRY POINT |  | 1
VA3095922 | GE | NIT | RT | Y | EP001 | EP001 | ENTRY POINT | YORK RIVER ST PARK-CROAKER LANDING | ENTRY POINT |  | 1
VA3131008 | GE | NIT | RT | Y | EP001 | EP001 | ENTRY POINT | ARLINGTON PLANTATION | ENTRY POINT |  | 1
VA3131009 | GE | NIT | RT | Y | EP001 | EP001 | EP001 | 15516 LANKFORD HIGHWAY | ENTRY POINT |  | 1
VA3131056 | GE | NIT | RT | Y | EP001 | EP001 | WELL HOUSE | COASTAL PRECAST SYSTEMS | ENTRY POINT |  | 1
VA3131095 | GE | HAA | RT | Y | DS001 | HAA5-1 | ROOM M20 SINK | BROADWATER ACADEMY | DISTRIBUTION SYSTEM |  | 1
VA3131095 | PB | LC | RT | Y | DS001 | LCR01 | ROOM M20 SINK | BROADWATER ACADEMY | DISTRIBUTION SYSTEM | FSD | 1
VA3131095 | PB | LC | RT | Y | DS001 | LCR02 | ROOM FA8 SINK | BROADWATER ACADEMY | DISTRIBUTION SYSTEM | FSD | 1
VA3131095 | PB | LC | RT | Y | DS001 | LCR03 | BATHROOM S5 MENS SINK | BROADWATER ACADEMY | DISTRIBUTION SYSTEM | FSD | 1
VA3095490 | GE | HAA | RT | Y | DS001 | DBP-1 | 111 WICKRE STREET | JCSA - CENTRAL SYSTEM | DISTRIBUTION SYSTEM |  | 1
VA3095490 | GE | THM | RT | Y | DS001 | DBP-1 | 111 WICKRE STREET | JCSA - CENTRAL SYSTEM | DISTRIBUTION SYSTEM |  | 1
VA3095490 | GE | HAA | RT | Y | DS001 | DBP-2 | 3100A HOLLOW OAK DRIVE | JCSA - CENTRAL SYSTEM | DISTRIBUTION SYSTEM |  | 1
VA3095490 | GE | THM | RT | Y | DS001 | DBP-2 | 3100A HOLLOW OAK DRIVE | JCSA - CENTRAL SYSTEM | DISTRIBUTION SYSTEM |  | 1
VA3095490 | PB | LC | RT | Y | DS001 | LCR03 | 114 CLARENDON COURT | JCSA - CENTRAL SYSTEM | DISTRIBUTION SYSTEM | FSD | 1
VA3095490 | PB | LC | RT | Y | DS001 | LCR05 | 110 WARRENS POND RD | JCSA - CENTRAL SYSTEM | DISTRIBUTION SYSTEM | FSD | 1
VA3095490 | PB | LC | RT | Y | DS001 | LCR07 | 407 HEMPSTEAD ROAD | JCSA - CENTRAL SYSTEM | DISTRIBUTION SYSTEM | FSD | 1
VA3095490 | PB | LC | RT | Y | DS001 | LCR10 | 116 TOM TAYLOR ROAD | JCSA - CENTRAL SYSTEM | DISTRIBUTION SYSTEM | FSD | 1
VA3095490 | PB | LC | RT | Y | DS001 | LCR12 | 7316 CHURCH LANE | JCSA - CENTRAL SYSTEM | DISTRIBUTION SYSTEM | FSD | 1
VA3095490 | PB | LC | RT | Y | DS001 | LCR13 | 108 JOHN POTT DRIVE | JCSA - CENTRAL SYSTEM | DISTRIBUTION SYSTEM | FSD | 1
VA3095490 | PB | LC | RT | Y | DS001 | LCR14 | 14 WATERFORD COURT | JCSA - CENTRAL SYSTEM | DISTRIBUTION SYSTEM | FSD | 1
VA3095490 | PB | LC | RT | Y | DS001 | LCR15 | 13 TEMPSFORD LANE | JCSA - CENTRAL SYSTEM | DISTRIBUTION SYSTEM | FSD | 1
VA3095490 | PB | LC | RT | Y | DS001 | LCR16 | 132 OLD FIELD RD (PO | JCSA - CENTRAL SYSTEM | DISTRIBUTION SYSTEM | FSD | 1
VA3095490 | PB | LC | RT | Y | DS001 | LCR18 | 497 NECK-O-LAND ROAD | JCSA - CENTRAL SYSTEM | DISTRIBUTION SYSTEM | FSD | 1
VA3095490 | PB | LC | RT | Y | DS001 | LCR19 | 4 LAVELLE COURT | JCSA - CENTRAL SYSTEM | DISTRIBUTION SYSTEM | FSD | 1
VA3095490 | PB | LC | RT | Y | DS001 | LCR20 | 117 BRANSCOME BLVD | JCSA - CENTRAL SYSTEM | DISTRIBUTION SYSTEM | FSD | 1
VA3095490 | PB | LC | RT | Y | DS001 | LCR21 | 104 PLAINS VIEW RD | JCSA - CENTRAL SYSTEM | DISTRIBUTION SYSTEM | FSD | 1
VA3095490 | PB | LC | RT | Y | DS001 | LCR23 | 124 HENRY TYLER DR | JCSA - CENTRAL SYSTEM | DISTRIBUTION SYSTEM | FSD | 1
VA3095490 | GE | FUM | RT | Y | EP004 | EP004 | POTTERY | JCSA - CENTRAL SYSTEM | POTTERY ENTRY POINT |  | 1
VA3095490 | GE | NIT | RT | Y | EP005 | EP005 | EWELL HALL | JCSA - CENTRAL SYSTEM | EWELL HALL ENTRY POINT |  | 1
VA3095490 | GE | NIT | RT | Y | EP022 | EP022 | CANTERBURY HILLS | JCSA - CENTRAL SYSTEM | CANTERBURY HILLS ENTRY POINT |  | 1
VA1155446 | PB | LC | RT | Y | DS001 | LCR08 | 1392 LAKEVIEW DR | LAKEWOOD ESTATES | DISTRIBUTION SYSTEM | FSD | 1
VA1155446 | PB | LC | RT | Y | DS001 | LCR09 | 1408 LAKEVIEW DR | LAKEWOOD ESTATES | DISTRIBUTION SYSTEM | FSD | 1
VA1155505 | GE | HAA | RT | Y | DS001 | DBP02 | 4029 EVANS STREET | MT OLIVET | DISTRIBUTION SYSTEM |  | 1
VA1155505 | GE | THM | RT | Y | DS001 | DBP02 | 4029 EVANS STREET | MT OLIVET | DISTRIBUTION SYSTEM |  | 1
VA1155521 | GE | HAA | RT | Y | DS001 | DPB02 | 4516 OLD TAVERN AVENUE | NEWBERN HEIGHTS | DISTRIBUTION SYSTEM |  | 1
VA1155521 | GE | THM | RT | Y | DS001 | DPB02 | 4516 OLD TAVERN AVENUE | NEWBERN HEIGHTS | DISTRIBUTION SYSTEM |  | 1
VA1155635 | GE | HAA | RT | Y | DS001 | DBP14 | 3837 LEE HIGHWAY | PULASKI, TOWN OF | DISTRIBUTION SYSTEM |  | 1
VA1155635 | GE | THM | RT | Y | DS001 | DBP14 | 3837 LEE HIGHWAY | PULASKI, TOWN OF | DISTRIBUTION SYSTEM |  | 1
VA1155635 | GE | HAA | RT | Y | DS001 | DBP17 | 4481 BROOKMONT ROAD | PULASKI, TOWN OF | DISTRIBUTION SYSTEM |  | 1
VA1155635 | GE | THM | RT | Y | DS001 | DBP17 | 4481 BROOKMONT ROAD | PULASKI, TOWN OF | DISTRIBUTION SYSTEM |  | 1
VA1155635 | PB | LC | RT | Y | DS001 | LCR02 | 2212 PLEASANT HIL DR | PULASKI, TOWN OF | DISTRIBUTION SYSTEM | FSD | 1
VA1155635 | PB | LC | RT | Y | DS001 | LCR04 | 220 PULASKI ST | PULASKI, TOWN OF | DISTRIBUTION SYSTEM | FSD | 1
VA1155635 | PB | LC | RT | Y | DS001 | LCR07 | 623 RIDGE AVE | PULASKI, TOWN OF | DISTRIBUTION SYSTEM | FSD | 1
VA1155641 | GE | THM | RT | Y | DS001 | DBP05 | 8139 RIVER COARSE DRIVE | PULASKI COUNTY PSA | DISTRIBUTION SYSTEM |  | 1
VA1155641 | GE | HAA | RT | Y | DS001 | DBP06 | 5699 ALUM SPRING ROAD | PULASKI COUNTY PSA | DISTRIBUTION SYSTEM |  | 1
VA1155641 | GE | THM | RT | Y | DS001 | DBP06 | 5699 ALUM SPRING ROAD | PULASKI COUNTY PSA | DISTRIBUTION SYSTEM |  | 1
VA1155641 | PB | LC | RT | Y | DS001 | LCR100 | 4528 MOUNTAIN VIEW LN | PULASKI COUNTY PSA | DISTRIBUTION SYSTEM | FSD | 1
VA1155641 | PB | LC | RT | Y | DS001 | LCR104 | 7212 LILLYDELL CIRCLE | PULASKI COUNTY PSA | DISTRIBUTION SYSTEM | FSD | 1
VA1155641 | PB | LC | RT | Y | DS001 | LCR105 | 5428 RIDGEVIEW WAY | PULASKI COUNTY PSA | DISTRIBUTION SYSTEM | FSD | 1
VA1155641 | PB | LC | RT | Y | DS001 | LCR53 | 4569 MT VIEW DR | PULASKI COUNTY PSA | DISTRIBUTION SYSTEM | FSD | 1
VA1155641 | PB | LC | RT | Y | DS001 | LCR55 | 5411 RIDGEVIEW WAY | PULASKI COUNTY PSA | DISTRIBUTION SYSTEM | FSD | 1
VA1155641 | PB | LC | RT | Y | DS001 | LCR57 | 5284 COUGAR CIRCLE | PULASKI COUNTY PSA | DISTRIBUTION SYSTEM | FSD | 1
VA1155641 | PB | LC | RT | Y | DS001 | LCR58 | 5388 ERIN DRIVE | PULASKI COUNTY PSA | DISTRIBUTION SYSTEM | FSD | 1
VA1155641 | PB | LC | RT | Y | DS001 | LCR60 | 5438 RIDGEVIEW WAY | PULASKI COUNTY PSA | DISTRIBUTION SYSTEM | FSD | 1
VA1155641 | PB | LC | RT | Y | DS001 | LCR61 | 5457 RIDGEVIEW WAY | PULASKI COUNTY PSA | DISTRIBUTION SYSTEM | FSD | 1
VA1155641 | PB | LC | RT | Y | DS001 | LCR62 | 5292 COUGAR CR | PULASKI COUNTY PSA | DISTRIBUTION SYSTEM | FSD | 1
VA1155641 | PB | LC | RT | Y | DS001 | LCR67 | 4515 OLD TAVERN RD | PULASKI COUNTY PSA | DISTRIBUTION SYSTEM | FSD | 1
VA1155641 | PB | LC | RT | Y | DS001 | LCR72 | 4601 NEWBERN HEIGHTS DR | PULASKI COUNTY PSA | DISTRIBUTION SYSTEM | FSD | 1
VA1155641 | PB | LC | RT | Y | DS001 | LCR74 | 4531 NEWBERN HEIGHTS DR | PULASKI COUNTY PSA | DISTRIBUTION SYSTEM | FSD | 1
VA1155641 | PB | LC | RT | Y | DS001 | LCR75 | 4617 NEWBERN HEIGHTS DR | PULASKI COUNTY PSA | DISTRIBUTION SYSTEM | FSD | 1
VA1155641 | PB | LC | RT | Y | DS001 | LCR84 | 4541 OLD TAVERN RD | PULASKI COUNTY PSA | DISTRIBUTION SYSTEM | FSD | 1
VA1155641 | PB | LC | RT | Y | DS001 | LCR89 | 4625 OLD TAVERN RD | PULASKI COUNTY PSA | DISTRIBUTION SYSTEM | FSD | 1
VA1155641 | PB | LC | RT | Y | DS001 | LCR96 | 4600 NEWBERN HEIGHTS RD | PULASKI COUNTY PSA | DISTRIBUTION SYSTEM | FSD | 1
VA1155641 | PB | LC | RT | Y | DS001 | LCR97 | 4612 OLD TAVERN RD. | PULASKI COUNTY PSA | DISTRIBUTION SYSTEM | FSD | 1
VA1155641 | PB | LC | RT | Y | DS001 | LCR98 | 4559 LEVY COURT | PULASKI COUNTY PSA | DISTRIBUTION SYSTEM | FSD | 1
VA1155641 | PB | LC | RT | Y | DS001 | LCR99 | 5330 COUGAR CR | PULASKI COUNTY PSA | DISTRIBUTION SYSTEM | FSD | 1
VA1155641 | GE | FL2 | ST | N | EP001 | EP001 | WTP | PULASKI COUNTY PSA | ENTRY POINT - WTP |  | 3
VA1155641 | GE | SVO | RT | Y | EP001 | EP001 | WTP | PULASKI COUNTY PSA | ENTRY POINT - WTP |  | 1
VA1155641 | GE | CAH | RT | Y | EP001 | EP001 | WTP | PULASKI COUNTY PSA | ENTRY POINT - WTP |  | 1
VA1155641 | GE | TOA | RT | Y | IN001 | RW001 | INTAKE | PULASKI COUNTY PSA | CLAYTOR LAKE |  | 1
VA1155641 | GE | TOC | RT | Y | TP001 | UP001 | COMBINED FILTER EFF | PULASKI COUNTY PSA | DRAPER WATER TREATMENT PLANT |  | 1
VA1155700 | GE | HAA | RT | Y | DS001 | DBP01 | 6908 RIVERVIEW RD | RIVERBEND SUBDIVISION | DISTRIBUTION SYSTEM |  | 1
VA1155700 | GE | THM | RT | Y | DS001 | DBP01 | 6908 RIVERVIEW RD | RIVERBEND SUBDIVISION | DISTRIBUTION SYSTEM |  | 1
VA1155700 | PB | LC | RT | Y | DS001 | LCR01 | 6890 RIVERFRONT DR | RIVERBEND SUBDIVISION | DISTRIBUTION SYSTEM | FSD | 1
VA1155700 | PB | LC | RT | Y | DS001 | LCR03 | 6881 RIVERBEND DRIVE | RIVERBEND SUBDIVISION | DISTRIBUTION SYSTEM | FSD | 1
VA1155700 | PB | LC | RT | Y | DS001 | LCR04 | 6891 RIVERBEND DRIVE | RIVERBEND SUBDIVISION | DISTRIBUTION SYSTEM | FSD | 1
VA1155700 | PB | LC | RT | Y | DS001 | LCR05 | 6896 RIVERBEND DRIVE | RIVERBEND SUBDIVISION | DISTRIBUTION SYSTEM | FSD | 1
VA1155700 | PB | LC | RT | Y | DS001 | LCR06 | 6870 FLOWERLAND | RIVERBEND SUBDIVISION | DISTRIBUTION SYSTEM | FSD | 1
VA1155702 | GE | NIT | RT | Y | EP001 | EP001 | TAP AFTER STORAGE | ROSEBERRY`S CAMPGROUND | ENTRY POINT |  | 1
VA1155725 | GE | HAA | RT | Y | DS725 | DBP01 | MUSIC ROOM STAGE | SNOWVILLE ELEMENTARY SCHOOL | DISTRIBUTION SYSTEM |  | 1
VA1155725 | GE | THM | RT | Y | DS725 | DBP01 | MUSIC ROOM STAGE | SNOWVILLE ELEMENTARY SCHOOL | DISTRIBUTION SYSTEM |  | 1
VA1155725 | PB | LC | RT | Y | DS725 | LCR01 | FOUNTAIN NEW SECTIO | SNOWVILLE ELEMENTARY SCHOOL | DISTRIBUTION SYSTEM | FSD | 1
VA1155725 | PB | LC | RT | Y | DS725 | LCR02 | SINK - WORK ROOM | SNOWVILLE ELEMENTARY SCHOOL | DISTRIBUTION SYSTEM | FSD | 1
VA1155725 | PB | LC | RT | Y | DS725 | LCR03 | FOUNTAIN NEAR RM 8 | SNOWVILLE ELEMENTARY SCHOOL | DISTRIBUTION SYSTEM | FSD | 1
VA1155725 | PB | LC | RT | Y | DS725 | LCR04 | FOUNTAIN OLD SECTION | SNOWVILLE ELEMENTARY SCHOOL | DISTRIBUTION SYSTEM | FSD | 1
VA1155725 | PB | LC | RT | Y | DS725 | LCR05 | SINK - LOUNGE | SNOWVILLE ELEMENTARY SCHOOL | DISTRIBUTION SYSTEM | FSD | 1
VA1155771 | GE | NIT | RT | Y | EP001 | EP001 | ENTRY POINT - WELL | THORN SPRING GOLF COURSE | ENTRY POINT |  | 1
VA1167015 | GE | HAA | RT | Y | DS001 | DBP01 | WWTP-TAP | APPALACHIAN DETENTION CENTER | DISTRIBUTION SYSTEM |  | 1
VA1167015 | GE | THM | RT | Y | DS001 | DBP01 | WWTP-TAP | APPALACHIAN DETENTION CENTER | DISTRIBUTION SYSTEM |  | 1
VA1167015 | GE | TOA | RT | Y | IN001 | RW001 | RAW WATER SAMPLE COMBINED INTAKE | APPALACHIAN DETENTION CENTER | COMBINED INTAKE |  | 1
VA1167015 | GE | TOC | RT | Y | TP001 | UP001 | FILTER EFFLUENT | APPALACHIAN DETENTION CENTER | TREATMENT PLANT |  | 1
VA1167050 | GE | HAA | RT | Y | DS001 | DBP01 | 4148 SINKING CREEK HWY TAP | CASTLEWOOD - RCPSA | DISTRIBUTION SYSTEM |  | 1
VA1167050 | GE | THM | RT | Y | DS001 | DBP01 | 4148 SINKING CREEK HWY TAP | CASTLEWOOD - RCPSA | DISTRIBUTION SYSTEM |  | 1
VA1167050 | GE | HAA | RT | Y | DS001 | DBP05 | WEST DANTE PUMP STATION | CASTLEWOOD - RCPSA | DISTRIBUTION SYSTEM |  | 1
VA1167050 | GE | THM | RT | Y | DS001 | DBP05 | WEST DANTE PUMP STATION | CASTLEWOOD - RCPSA | DISTRIBUTION SYSTEM |  | 1
VA1167050 | PB | LC | RT | Y | DS001 | LCR01 | 2636 GRAVEL LICK ROAD | CASTLEWOOD - RCPSA | DISTRIBUTION SYSTEM | FSD | 1
VA1167050 | PB | LC | RT | Y | DS001 | LCR02 | 4295 RED OAK RIDGE R | CASTLEWOOD - RCPSA | DISTRIBUTION SYSTEM | FSD | 1
VA1167050 | PB | LC | RT | Y | DS001 | LCR03 | 388 LOWER BEARWALLOW | CASTLEWOOD - RCPSA | DISTRIBUTION SYSTEM | FSD | 1
VA1167050 | PB | LC | RT | Y | DS001 | LCR04 | 548 LOWER BEARWALLOW | CASTLEWOOD - RCPSA | DISTRIBUTION SYSTEM | FSD | 1
VA1167050 | PB | LC | RT | Y | DS001 | LCR05 | 515 CLAIRMONT CIRCLE | CASTLEWOOD - RCPSA | DISTRIBUTION SYSTEM | FSD | 1
VA1167050 | PB | LC | RT | Y | DS001 | LCR06 | 167 HENLEY STREET | CASTLEWOOD - RCPSA | DISTRIBUTION SYSTEM | FSD | 1
VA1167050 | PB | LC | RT | Y | DS001 | LCR07 | 63 VIRGINIA DRIVE | CASTLEWOOD - RCPSA | DISTRIBUTION SYSTEM | FSD | 1
VA1167050 | PB | LC | RT | Y | DS001 | LCR08 | 360 UPPER BEARWALLOW | CASTLEWOOD - RCPSA | DISTRIBUTION SYSTEM | FSD | 1
VA1167050 | PB | LC | RT | Y | DS001 | LCR09 | 259 FROSTY ROAD | CASTLEWOOD - RCPSA | DISTRIBUTION SYSTEM | FSD | 1
VA1167050 | PB | LC | RT | Y | DS001 | LCR10 | 492 LOWER BEARWALLOW | CASTLEWOOD - RCPSA | DISTRIBUTION SYSTEM | FSD | 1
VA1167050 | PB | LC | RT | Y | DS001 | LCR11 | 55 HAMILTON STREET | CASTLEWOOD - RCPSA | DISTRIBUTION SYSTEM | FSD | 1
VA1167050 | PB | LC | RT | Y | DS001 | LCR12 | 303 ROGERS CIRCLE | CASTLEWOOD - RCPSA | DISTRIBUTION SYSTEM | FSD | 1
VA1167050 | PB | LC | RT | Y | DS001 | LCR13 | 2438 MEMORIAL DRIVE | CASTLEWOOD - RCPSA | DISTRIBUTION SYSTEM | FSD | 1
VA1167050 | PB | LC | RT | Y | DS001 | LCR14 | 19548 US HIGHWAY 58 | CASTLEWOOD - RCPSA | DISTRIBUTION SYSTEM | FSD | 1
VA1167050 | PB | LC | RT | Y | DS001 | LCR15 | 16946 WEST HILLS DRIVE | CASTLEWOOD - RCPSA | DISTRIBUTION SYSTEM | FSD | 1
VA1167050 | PB | LC | RT | Y | DS001 | LCR16 | 1191 GRAVEL LICK ROAD | CASTLEWOOD - RCPSA | DISTRIBUTION SYSTEM | FSD | 1
VA1167050 | PB | LC | RT | Y | DS001 | LCR17 | 39 HAMILTON STREET | CASTLEWOOD - RCPSA | DISTRIBUTION SYSTEM | FSD | 1
VA1167050 | PB | LC | RT | Y | DS001 | LCR18 | 1907 DANTE ROAD | CASTLEWOOD - RCPSA | DISTRIBUTION SYSTEM | FSD | 1
VA1167050 | PB | LC | RT | Y | DS001 | LCR19 | 695 WEST DANTE HOLLOW | CASTLEWOOD - RCPSA | DISTRIBUTION SYSTEM | FSD | 1
VA1167050 | PB | LC | RT | Y | DS001 | LCR20 | 71 PHILLIPS STREET | CASTLEWOOD - RCPSA | DISTRIBUTION SYSTEM | FSD | 1
VA1167050 | GE | RAD | RT | Y | EP002 | EP002 | 7 SPRINGS WTP EP TAP | CASTLEWOOD - RCPSA | ENTRY POINT - SEVEN SPRING WTP |  | 1
VA1167051 | GE | HAA | RT | Y | DS001 | DBP04 | SPRING HILL SUBDIVISION STA 030 | BELFAST - RCPSA | DS001 DISTRIBUTION SYSTEM |  | 1
VA1167051 | GE | THM | RT | Y | DS001 | DBP04 | SPRING HILL SUBDIVISION STA 030 | BELFAST - RCPSA | DS001 DISTRIBUTION SYSTEM |  | 1
VA1167115 | GE | VOC | RT | Y | EP001 | EP001 | KISER EP TAP | CLEVELAND, TOWN OF | ENTRY POINT- KISER WELL |  | 1
VA1167115 | GE | VOC | RT | Y | EP002 | EP002 | TANK HOLLOW EP TAP | CLEVELAND, TOWN OF | ENTRY POINT - TANK HOLLOW FALLS WELL |  | 1
VA1167137 | PB | LC | RT | Y | DS001 | LCR02 | BLDG#1-MENS SHOWER | DICKENSONVILLE REST HOMES, INC. | DISTRIBUTION SYSTEM | FSD | 1
VA1167137 | PB | LC | RT | Y | DS001 | LCR03 | BLDG#2-KITCHEN SINK | DICKENSONVILLE REST HOMES, INC. | DISTRIBUTION SYSTEM | FSD | 1
VA1167137 | PB | LC | RT | Y | DS001 | LCR05 | BLDG#2-BATH UPSTRS | DICKENSONVILLE REST HOMES, INC. | DISTRIBUTION SYSTEM | FSD | 1
VA1167137 | PB | LC | RT | Y | DS001 | LCR06 | BLDG#4-KITCHEN SINK | DICKENSONVILLE REST HOMES, INC. | DISTRIBUTION SYSTEM | FSD | 1
VA1167137 | PB | LC | RT | Y | DS001 | LCR07 | BLDG#1-WOMENS SHWR | DICKENSONVILLE REST HOMES, INC. | DISTRIBUTION SYSTEM | FSD | 1
VA1167200 | GE | HAA | RT | Y | DS001 | DBP01 | DBP STREET ADDRESS | FINCASTLE ESTATES - RCPSA | DISTRIBUTION SYSTEM |  | 1
VA1167200 | GE | THM | RT | Y | DS001 | DBP01 | DBP STREET ADDRESS | FINCASTLE ESTATES - RCPSA | DISTRIBUTION SYSTEM |  | 1
VA1167200 | PB | LC | RT | Y | DS001 | LCR001 | 104 FINCASTLE DRIVE | FINCASTLE ESTATES - RCPSA | DISTRIBUTION SYSTEM | FSD | 1
VA1167200 | PB | LC | RT | Y | DS001 | LCR002 | 275 FINCASTLE DRIVE | FINCASTLE ESTATES - RCPSA | DISTRIBUTION SYSTEM | FSD | 1
VA1167200 | PB | LC | RT | Y | DS001 | LCR003 | 502 FINCASTLE ESTATES | FINCASTLE ESTATES - RCPSA | DISTRIBUTION SYSTEM | FSD | 1
VA1167200 | PB | LC | RT | Y | DS001 | LCR004 | 256 SUMMITT AVE | FINCASTLE ESTATES - RCPSA | DISTRIBUTION SYSTEM | FSD | 1
VA1167200 | PB | LC | RT | Y | DS001 | LCR005 | 242 VALLEY DRIVE | FINCASTLE ESTATES - RCPSA | DISTRIBUTION SYSTEM | FSD | 1
VA1167200 | PB | LC | RT | Y | DS001 | LCR006 | 659 FINCASTLE ESTATES | FINCASTLE ESTATES - RCPSA | DISTRIBUTION SYSTEM | FSD | 1
VA1167200 | PB | LC | RT | Y | DS001 | LCR007 | 208 FINCASTLE DRIVE | FINCASTLE ESTATES - RCPSA | DISTRIBUTION SYSTEM | FSD | 1
VA1167200 | PB | LC | RT | Y | DS001 | LCR008 | 381 FINCASTLE ESTATES | FINCASTLE ESTATES - RCPSA | DISTRIBUTION SYSTEM | FSD | 1
VA1167200 | PB | LC | RT | Y | DS001 | LCR010 | 567 FINCASTLE ESTATE | FINCASTLE ESTATES - RCPSA | DISTRIBUTION SYSTEM | FSD | 1
VA1167200 | PB | LC | RT | Y | DS001 | LCR011 | 717 FINCASTLE ESTATES | FINCASTLE ESTATES - RCPSA | DISTRIBUTION SYSTEM | FSD | 1
VA1167275 | GE | HAA | RT | Y | DS001 | DBP01 | 591 US HWY 19 | HANSONVILLE - RCPSA | DS001 DISTRIBUTION SYSTEM |  | 1
VA1167275 | GE | THM | RT | Y | DS001 | DBP01 | 591 US HWY 19 | HANSONVILLE - RCPSA | DS001 DISTRIBUTION SYSTEM |  | 1
VA1167275 | PB | LC | RT | Y | DS001 | LCR01 | 37 WARNER ST. DONALD MESIER | HANSONVILLE - RCPSA | DS001 DISTRIBUTION SYSTEM | FSD | 1
VA1167275 | PB | LC | RT | Y | DS001 | LCR02 | 84 WARNER ST. JERMIAH WISEMAN | HANSONVILLE - RCPSA | DS001 DISTRIBUTION SYSTEM | FSD | 1
VA1167275 | PB | LC | RT | Y | DS001 | LCR03 | 44 ROLLING MEADOWS ROBERT FARMER | HANSONVILLE - RCPSA | DS001 DISTRIBUTION SYSTEM | FSD | 1
VA1167275 | PB | LC | RT | Y | DS001 | LCR04 | 67 SCENIC DR. JIMMY STREET | HANSONVILLE - RCPSA | DS001 DISTRIBUTION SYSTEM | FSD | 1
VA1167275 | PB | LC | RT | Y | DS001 | LCR05 | 426 ROLLING MEADOWS EDDIE LAMBERT | HANSONVILLE - RCPSA | DS001 DISTRIBUTION SYSTEM | FSD | 1
VA1167300 | GE | HAA | RT | Y | DS001 | DBP04 | 6081 REDBUD HIGHWAY | HONAKER, TOWN OF | DISTRIBUTION SYSTEM |  | 1
VA1167300 | GE | THM | RT | Y | DS001 | DBP04 | 6081 REDBUD HIGHWAY | HONAKER, TOWN OF | DISTRIBUTION SYSTEM |  | 1
VA1167300 | GE | NIT | RT | Y | EP004 | EP004 | WL 4 TAP AFTER TREAT | HONAKER, TOWN OF | EP JOE BILL WELL |  | 1
VA1167300 | GE | VOC | RT | Y | EP004 | EP004 | WL 4 TAP AFTER TREAT | HONAKER, TOWN OF | EP JOE BILL WELL |  | 1
VA1167455 | GE | HAA | RT | Y | DS001 | DBP01 | 2011 PIONEER DRIVE, LEBANON | LEBANON, TOWN OF | DISTRIBUTION SYSTEM |  | 1
VA1167455 | GE | THM | RT | Y | DS001 | DBP01 | 2011 PIONEER DRIVE, LEBANON | LEBANON, TOWN OF | DISTRIBUTION SYSTEM |  | 1
VA1167455 | GE | HAA | RT | Y | DS001 | DBP03 | 443 HIGHLAND DRIVE | LEBANON, TOWN OF | DISTRIBUTION SYSTEM |  | 1
VA1167455 | GE | THM | RT | Y | DS001 | DBP03 | 443 HIGHLAND DRIVE | LEBANON, TOWN OF | DISTRIBUTION SYSTEM |  | 1
VA1167455 | PB | LC | RT | Y | DS001 | LCR21 | 35 SIEVER ST | LEBANON, TOWN OF | DISTRIBUTION SYSTEM | FSD | 1
VA1167455 | PB | LC | RT | Y | DS001 | LCR28 | 228 ELLIOTT ST | LEBANON, TOWN OF | DISTRIBUTION SYSTEM | FSD | 1
VA1167455 | PB | LC | RT | Y | DS001 | LCR29 | 127 ORCHARD DR | LEBANON, TOWN OF | DISTRIBUTION SYSTEM | FSD | 1
VA1167455 | PB | LC | RT | Y | DS001 | LCR30 | 170 SEVIER ST | LEBANON, TOWN OF | DISTRIBUTION SYSTEM | FSD | 1
VA1167455 | PB | LC | RT | Y | DS001 | LCR34 | 207 TRIGG DR | LEBANON, TOWN OF | DISTRIBUTION SYSTEM | FSD | 1
VA1167455 | PB | LC | RT | Y | DS001 | LCR35 | 220 TRIGG DR | LEBANON, TOWN OF | DISTRIBUTION SYSTEM | FSD | 1
VA1167455 | PB | LC | RT | Y | DS001 | LCR36 | 173 TOWN VIEW DR | LEBANON, TOWN OF | DISTRIBUTION SYSTEM | FSD | 1
VA1167455 | PB | LC | RT | Y | DS001 | LCR37 | 68 MAJOR ST. | LEBANON, TOWN OF | DISTRIBUTION SYSTEM | FSD | 1
VA1167455 | PB | LC | RT | Y | DS001 | LCR38 | 77 MAJOR ST. | LEBANON, TOWN OF | DISTRIBUTION SYSTEM | FSD | 1
VA1167455 | PB | LC | RT | Y | DS001 | LCR39 | 63 BYPASS | LEBANON, TOWN OF | DISTRIBUTION SYSTEM | FSD | 1
VA1167455 | PB | LC | RT | Y | DS001 | LCR43 | 215 BIRCHWOOD DR. | LEBANON, TOWN OF | DISTRIBUTION SYSTEM | FSD | 1
VA1167455 | PB | LC | RT | Y | DS001 | LCR45 | 179 OVERLOOK | LEBANON, TOWN OF | DISTRIBUTION SYSTEM | FSD | 1
VA1167455 | PB | LC | RT | Y | DS001 | LCR46 | 770 OVERLOOK | LEBANON, TOWN OF | DISTRIBUTION SYSTEM | FSD | 1
VA1167455 | PB | LC | RT | Y | DS001 | LCR47 | 77 TWIN CIRCLE DR. | LEBANON, TOWN OF | DISTRIBUTION SYSTEM | FSD | 1
VA1167455 | PB | LC | RT | Y | DS001 | LCR48 | 78 CONLEY ST. | LEBANON, TOWN OF | DISTRIBUTION SYSTEM | FSD | 1
VA1167455 | PB | LC | RT | Y | DS001 | LCR49 | 79 CONLEY ST. | LEBANON, TOWN OF | DISTRIBUTION SYSTEM | FSD | 1
VA1167455 | PB | LC | RT | Y | DS001 | LCR50 | 78 ROGER ST. | LEBANON, TOWN OF | DISTRIBUTION SYSTEM | FSD | 1
VA1167455 | PB | LC | RT | Y | DS001 | LCR51 | 197 NORTH CHURCH ST. | LEBANON, TOWN OF | DISTRIBUTION SYSTEM | FSD | 1
VA1167455 | PB | LC | RT | Y | DS001 | LCR53 | 135 PRUNER ST. | LEBANON, TOWN OF | DISTRIBUTION SYSTEM | FSD | 1
VA1167455 | PB | LC | RT | Y | DS001 | LCR54 | 31 CEDAR DR. | LEBANON, TOWN OF | DISTRIBUTION SYSTEM | FSD | 1
VA1167455 | GE | TOA | RT | Y | IN001 | RW001 | RAW WATER SAMPLE TAP | LEBANON, TOWN OF | BIG CEDAR CREEK INTAKE |  | 1
VA1167455 | GE | TOC | RT | Y | TP001 | UP001 | COMBINED FILTER EFFL | LEBANON, TOWN OF | TREATMENT PLANT |  | 1
VA1167540 | GE | HAA | RT | Y | DS001 | DBP01 | 2095 FINNEY ROAD | NEW GARDEN/FINNEY - RCPSA | DISTRIBUTION SYSTEM |  | 1
VA1167540 | GE | THM | RT | Y | DS001 | DBP01 | 2095 FINNEY ROAD | NEW GARDEN/FINNEY - RCPSA | DISTRIBUTION SYSTEM |  | 1
VA1167740 | GE | NIT | RT | Y | EP001 | EP001 | ENTRY POINT | SLATES FARM CAMPGROUND | ENTRY POINT |  | 1
VA1167814 | GE | HAA | RT | Y | DS001 | DBP01 | 3316 TUNNEL RD | THOMPSON CREEK RCPSA | DISTRIBUTION SYSTEM |  | 1
VA1167814 | GE | THM | RT | Y | DS001 | DBP01 | 3316 TUNNEL RD | THOMPSON CREEK RCPSA | DISTRIBUTION SYSTEM |  | 1
VA1167900 | GE | HAA | RT | Y | DS001 | DBP02 | 8158 DRILL ROAD, ROWE, VA | SWORDS CREEK - RCPSA | DS001 - DISTRIBUTION SYSTEM |  | 1
VA1167900 | GE | THM | RT | Y | DS001 | DBP02 | 8158 DRILL ROAD, ROWE, VA | SWORDS CREEK - RCPSA | DS001 - DISTRIBUTION SYSTEM |  | 1
VA1169150 | GE | HAA | RT | Y | DS001 | DBP01 | VERNON ABEL | COVE CREEK/SCOTT CO PSA | DISTRIBUTION SYSTEM |  | 1
VA1169150 | GE | THM | RT | Y | DS001 | DBP01 | VERNON ABEL | COVE CREEK/SCOTT CO PSA | DISTRIBUTION SYSTEM |  | 1
VA1169200 | GE | HAA | RT | Y | DS001 | DBP02 | 14399 VETERANS MEMORIAL HWY | DUFFIELD_SCOTT CO PSA | DISTRIBUTION SYSTEM |  | 1
VA1169200 | GE | THM | RT | Y | DS001 | DBP02 | 14399 VETERANS MEMORIAL HWY | DUFFIELD_SCOTT CO PSA | DISTRIBUTION SYSTEM |  | 1
VA1169200 | GE | HAA | RT | Y | DS001 | DBP03 | 25046 US HWY 23 NORTH | DUFFIELD_SCOTT CO PSA | DISTRIBUTION SYSTEM |  | 1
VA1169200 | GE | THM | RT | Y | DS001 | DBP03 | 25046 US HWY 23 NORTH | DUFFIELD_SCOTT CO PSA | DISTRIBUTION SYSTEM |  | 1
VA1169200 | GE | FL2 | ST | N | EP001 | EP001 | WTP - ENTRY POINT | DUFFIELD_SCOTT CO PSA | ENTRY POINT - WTP |  | 3
VA1169200 | GE | TOA | RT | Y | IN001 | RW001 | RAW WATER TAP | DUFFIELD_SCOTT CO PSA | INTAKE - NORTH FORK CLINCH RIVER |  | 1
VA1169200 | GE | TOC | RT | Y | TP001 | UP001 | COMBINED FILTER EFFL | DUFFIELD_SCOTT CO PSA | TREATMENT PLANT |  | 1
VA1169225 | GE | THM | RT | Y | DS001 | DBP02 | DOROTHY TRIVETTE | DUNGANNON, TOWN OF | DISTRIBUTION SYSTEM |  | 1
VA1169225 | GE | HAA | RT | Y | DS001 | DBP03 | FIRST BAPTIST CHURCH | DUNGANNON, TOWN OF | DISTRIBUTION SYSTEM |  | 1
VA1169225 | PB | LC | RT | Y | DS001 | LCR03 | 113 5TH AVE | DUNGANNON, TOWN OF | DISTRIBUTION SYSTEM | FSD | 1
VA1169225 | PB | LC | RT | Y | DS001 | LCR05 | 260 WATERFORD AVE | DUNGANNON, TOWN OF | DISTRIBUTION SYSTEM | FSD | 1
VA1169225 | PB | LC | RT | Y | DS001 | LCR06 | 151 6TH AVE | DUNGANNON, TOWN OF | DISTRIBUTION SYSTEM | FSD | 1
VA1169225 | PB | LC | RT | Y | DS001 | LCR07 | 18948 VET MEM HWY BK | DUNGANNON, TOWN OF | DISTRIBUTION SYSTEM | FSD | 1
VA1169225 | PB | LC | RT | Y | DS001 | LCR08 | 246 4TH AVE | DUNGANNON, TOWN OF | DISTRIBUTION SYSTEM | FSD | 1
VA1169275 | GE | HAA | RT | Y | DS001 | DBP01 | TROY DORAN | EAST CARTERS VALLEY | DISTRIBUTION SYSTEM |  | 1
VA1169275 | GE | THM | RT | Y | DS001 | DBP01 | TROY DORAN | EAST CARTERS VALLEY | DISTRIBUTION SYSTEM |  | 1
VA1169300 | GE | HAA | RT | Y | DS001 | DBP02 | HARRY MCCLELLAN | ECV/SCOTT CO PSA | DISTRIBUTION SYSTEM |  | 1
VA1169300 | GE | THM | RT | Y | DS001 | DBP02 | HARRY MCCLELLAN | ECV/SCOTT CO PSA | DISTRIBUTION SYSTEM |  | 1
VA1169300 | GE | INO | RT | Y | EP001 | EP001 | TAP AFTER CL2 | ECV/SCOTT CO PSA | ENTRY POINT |  | 1
VA1169300 | GE | MET | RT | Y | EP001 | EP001 | TAP AFTER CL2 | ECV/SCOTT CO PSA | ENTRY POINT |  | 1
VA1169350 | GE | HAA | RT | Y | DS001 | DBP01 | BOBBY HARLIN | BOOZY CREEK/SCOTT CO PSA | DISTRIBUTION SYSTEM |  | 1
VA1169350 | GE | THM | RT | Y | DS001 | DBP01 | BOBBY HARLIN | BOOZY CREEK/SCOTT CO PSA | DISTRIBUTION SYSTEM |  | 1
VA1169350 | PB | LC | RT | Y | DS001 | LCR01 | 776 BOOZY CREEK RD | BOOZY CREEK/SCOTT CO PSA | DISTRIBUTION SYSTEM | FSD | 1
VA1169350 | PB | LC | RT | Y | DS001 | LCR03 | 2514 BOOZY CREEK RD | BOOZY CREEK/SCOTT CO PSA | DISTRIBUTION SYSTEM | FSD | 1
VA1169350 | PB | LC | RT | Y | DS001 | LCR06 | RT. 3, BOX 206 | BOOZY CREEK/SCOTT CO PSA | DISTRIBUTION SYSTEM | FSD | 1
VA1169350 | PB | LC | RT | Y | DS001 | LCR11 | RT. 3, BOX 221 | BOOZY CREEK/SCOTT CO PSA | DISTRIBUTION SYSTEM | FSD | 1
VA1169350 | PB | LC | RT | Y | DS001 | LCR12 | RT. 3, BOX 222-A | BOOZY CREEK/SCOTT CO PSA | DISTRIBUTION SYSTEM | FSD | 1
VA1169380 | GE | HAA | RT | Y | DS001 | DBP01 | BIG MOCCASIN | SCPSA-BIG MOCCASIN | BIG MOCCASIN |  | 1
VA1169380 | GE | THM | RT | Y | DS001 | DBP01 | BIG MOCCASIN | SCPSA-BIG MOCCASIN | BIG MOCCASIN |  | 1
VA1169405 | GE | HAA | RT | Y | DS013 | DBP04 | 3719 RED HILL ROAD | GATE CITY, TOWN OF | DISTRIBUTION SYSTEM |  | 1
VA1169405 | GE | THM | RT | Y | DS013 | DBP04 | 3719 RED HILL ROAD | GATE CITY, TOWN OF | DISTRIBUTION SYSTEM |  | 1
VA1169405 | GE | FL2 | ST | N | EP001 | EP001 | WTP - ENTRY POINT | GATE CITY, TOWN OF | ENTRY POINT |  | 3
VA1169405 | GE | TOA | RT | Y | IN001 | RW001 | RAW WATER TAP | GATE CITY, TOWN OF | INTAKE - BIG MOCCASIN CREEK |  | 1
VA3149050 | PB | LC | RT | Y | DS001 | LCR03 | 7433 CANTERBURY RD | BEXLEY PARK | BEXLEY PARK | FSD | 1
VA3149050 | PB | LC | RT | Y | DS001 | LCR04 | 200 BANCROFT AVE | BEXLEY PARK | BEXLEY PARK | FSD | 1
VA3149850 | PB | LC | RT | Y | DS001 | LCR05 | KITCHEN HAND SINK | SOUTH ELEMENTARY SCHOOL | SOUTH ELEMENTARY SCHOOL | FSD | 1
VA3149850 | PB | LC | RT | Y | DS001 | LCR15 | ROOM 105 | SOUTH ELEMENTARY SCHOOL | SOUTH ELEMENTARY SCHOOL | FSD | 1
VA3149850 | PB | LC | RT | Y | DS001 | LCR16 | ROOM 106 | SOUTH ELEMENTARY SCHOOL | SOUTH ELEMENTARY SCHOOL | FSD | 1
VA3149850 | PB | LC | RT | Y | DS001 | LCR17 | ROOM 107 | SOUTH ELEMENTARY SCHOOL | SOUTH ELEMENTARY SCHOOL | FSD | 1
VA3149850 | PB | LC | RT | Y | DS001 | LCR18 | ROOM 109 | SOUTH ELEMENTARY SCHOOL | SOUTH ELEMENTARY SCHOOL | FSD | 1
VA3149850 | PB | LC | RT | Y | DS001 | LCR20 | ROOM 206 | SOUTH ELEMENTARY SCHOOL | SOUTH ELEMENTARY SCHOOL | FSD | 1
VA3149850 | PB | LC | RT | Y | DS001 | LCR21 | ROOM 207 | SOUTH ELEMENTARY SCHOOL | SOUTH ELEMENTARY SCHOOL | FSD | 1
VA3149850 | PB | LC | RT | Y | DS001 | LCR22 | ROOM 208 | SOUTH ELEMENTARY SCHOOL | SOUTH ELEMENTARY SCHOOL | FSD | 1
VA3149850 | PB | LC | RT | Y | DS001 | LCR23 | ROOM 209 | SOUTH ELEMENTARY SCHOOL | SOUTH ELEMENTARY SCHOOL | FSD | 1
VA3149850 | PB | LC | RT | Y | DS001 | LCR24 | ROOM 210 | SOUTH ELEMENTARY SCHOOL | SOUTH ELEMENTARY SCHOOL | FSD | 1
VA3149850 | GE | NIT | RT | Y | EP001 | EP001 | HYDRO TANK TAP | SOUTH ELEMENTARY SCHOOL | ENTRY POINT |  | 1
VA3149850 | GE | VOC | RT | Y | EP001 | EP001 | HYDRO TANK TAP | SOUTH ELEMENTARY SCHOOL | ENTRY POINT |  | 1
VA3149950 | GE | NIT | RT | Y | EP001 | EP001 | ENTRY POINT | WILDWOOD FARMS | ENTRY POINT (LARGE WELLHOUSE) |  | 1
VA3149950 | GE | NIT | RT | Y | EP002 | EP002 | SMALL WELLHOUSE | WILDWOOD FARMS | ENTRY POINT AT WELL 2 (SMALL WELLHOUSE) |  | 1
VA3149960 | GE | NIT | RT | Y | EP001 | EP001 | WELL 1 EP | WHISPERING WINDS | WELL 1 ENTRY POINT NEXT TO HOUSE |  | 1
VA3149510 | PB | LC | RT | Y | DS001 | LCR06 | #18 | CLAYTON MANNING MOBILE HOME ESTATES | DISTRIBUTION SYSTEM | FSD | 1
VA3149510 | PB | LC | RT | Y | DS001 | LCR07 | #2 | CLAYTON MANNING MOBILE HOME ESTATES | DISTRIBUTION SYSTEM | FSD | 1
VA3149510 | PB | LC | RT | Y | DS001 | LCR08 | #6 | CLAYTON MANNING MOBILE HOME ESTATES | DISTRIBUTION SYSTEM | FSD | 1
VA3149510 | GE | NIT | RT | Y | EP003 | EP003 | WELL 3 ENTRY POINT | CLAYTON MANNING MOBILE HOME ESTATES | WELL 3 ENTRY POINT |  | 1
VA3149570 | PB | LC | RT | Y | DS001 | LCR02 | HAND SINK BY ICE MACH. (KITCH.) | COUNTRY CLUB OF PETERSBURG INC | COUNTRY CLUB OF PETERSBURG INC | FSD | 1
VA3149570 | PB | LC | RT | Y | DS001 | LCR03 | HAND SINK BY EXIT SIGN (KITCH.) | COUNTRY CLUB OF PETERSBURG INC | COUNTRY CLUB OF PETERSBURG INC | FSD | 1
VA3149570 | PB | LC | RT | Y | DS001 | LCR06 | BAR SINK (SPORTS BAR) | COUNTRY CLUB OF PETERSBURG INC | COUNTRY CLUB OF PETERSBURG INC | FSD | 1
VA3149570 | PB | LC | RT | Y | DS001 | LCR07 | TENNIS BLDG. - B/R SINK | COUNTRY CLUB OF PETERSBURG INC | COUNTRY CLUB OF PETERSBURG INC | FSD | 1
VA3149570 | PB | LC | RT | Y | DS001 | LCR08 | MAINTENANCE SHED - B/R SINK | COUNTRY CLUB OF PETERSBURG INC | COUNTRY CLUB OF PETERSBURG INC | FSD | 1
VA3149590 | GE | NIT | RT | Y | EP001 | EP001 | ENTRY POINT TAP | PRINCE GEORGE GOLF COURSE | ENTRY POINT TAP |  | 1
VA3149620 | GE | HAA | RT | Y | DS001 | DBP01 | 5108 BICKINGS LANE | PRINCE GEORGE WOODS ESTATES | PRINCE GEORGE WOODS ESTATES |  | 1
VA3149620 | GE | THM | RT | Y | DS001 | DBP01 | 5108 BICKINGS LANE | PRINCE GEORGE WOODS ESTATES | PRINCE GEORGE WOODS ESTATES |  | 1
VA3149700 | GE | CHL | RT | Y | DS001 | DBP02 | 1701 TEMPLE PKWY. | PUDDLEDOCK ROAD | DISTRIBUTION SYSTEM |  | 1
VA3149700 | GE | CHL | RT | Y | DS001 | DBP03 | 5404 ALLIN RD. | PUDDLEDOCK ROAD | DISTRIBUTION SYSTEM |  | 1
VA3149700 | GE | CHL | RT | Y | DS001 | DBP04 | 6130 COUNTY DRIVE | PUDDLEDOCK ROAD | DISTRIBUTION SYSTEM |  | 1
VA3149700 | GE | HAA | RT | Y | DS001 | DBP04 | 6130 COUNTY DRIVE | PUDDLEDOCK ROAD | DISTRIBUTION SYSTEM |  | 1
VA3149700 | GE | THM | RT | Y | DS001 | DBP04 | 6130 COUNTY DRIVE | PUDDLEDOCK ROAD | DISTRIBUTION SYSTEM |  | 1
VA3149700 | GE | HAA | RT | Y | DS001 | DBP05 | 4345 MARTINSON LANE | PUDDLEDOCK ROAD | DISTRIBUTION SYSTEM |  | 1
VA3149700 | GE | THM | RT | Y | DS001 | DBP05 | 4345 MARTINSON LANE | PUDDLEDOCK ROAD | DISTRIBUTION SYSTEM |  | 1
VA3149700 | GE | CHL | RT | Y | EP001 | EP001 | ENTRY POINT | PUDDLEDOCK ROAD | ENTRY POINT |  | 1
VA3149840 | GE | INO | RT | Y | EP001 | EP001 | BICORS ROAD ENTRY PO | RIVERS EDGE SUBDIVISION | BICORS ROAD ENTRY POINT |  | 1
VA3149840 | GE | MET | RT | Y | EP001 | EP001 | BICORS ROAD ENTRY PO | RIVERS EDGE SUBDIVISION | BICORS ROAD ENTRY POINT |  | 1
VA3149840 | GE | INO | RT | Y | EP002 | EP002 | LIVERMAN ROAD EP | RIVERS EDGE SUBDIVISION | LIVERMAN ROAD ENTRY POINT |  | 1
VA3149840 | GE | MET | RT | Y | EP002 | EP002 | LIVERMAN ROAD EP | RIVERS EDGE SUBDIVISION | LIVERMAN ROAD ENTRY POINT |  | 1
VA3199210 | GE | THM | RT | Y | DS001 | DBP01 | BUILDING 200 | CHEATHAM ANNEX | DISTRIBUTION SYSTEM |  | 1
VA3199210 | GE | HAA | RT | Y | DS001 | DBP02 | BUILDING 134 | CHEATHAM ANNEX | DISTRIBUTION SYSTEM |  | 1
VA3199220 | GE | NIT | RT | Y | EP001 | EP001 | ENTRY POINT | KOA COLONIAL CENTRAL | ENTERY POINT |  | 1
VA3199380 | GE | HAA | RT | Y | DS001 | DBP01 | 2000 LONDONBERRY LN. | LIGHTFOOT SYSTEM | DISTRIBUTION SYSTEM |  | 1
VA3199380 | GE | THM | RT | Y | DS001 | DBP02 | 447 E. ROCHAMBEAU DR. | LIGHTFOOT SYSTEM | DISTRIBUTION SYSTEM |  | 1
VA3199380 | GE | NIT | RT | Y | EP001 | EP001 | ROUTE 646 WELL | LIGHTFOOT SYSTEM | ENTRY POINT 1 |  | 1
VA3149960 | GE | NIT | RT | Y | EP004 | EP004 | WELL 4 ENTRY POINT | WHISPERING WINDS | WELL 4 ENTRY POINT |  | 1
VA3175007 | GE | HAA | RT | Y | DS001 | DBP01 | CULDESAC (FH) | AGRI-BUSINESS INDUSTRIAL PARK | AGRI-BUSINESS DS |  | 1
VA3175007 | GE | THM | RT | Y | DS001 | DBP01 | CULDESAC (FH) | AGRI-BUSINESS INDUSTRIAL PARK | AGRI-BUSINESS DS |  | 1
VA3175007 | PB | LC | RT | Y | DS001 | LCR01 | 28412 SOUTHAMPTON | AGRI-BUSINESS INDUSTRIAL PARK | AGRI-BUSINESS DS | FSD | 1
VA3175007 | PB | LC | RT | Y | DS001 | LCR02 | 24509 AGRI PARK DR | AGRI-BUSINESS INDUSTRIAL PARK | AGRI-BUSINESS DS | FSD | 1
VA3175007 | PB | LC | RT | Y | DS001 | LCR03 | 24540 AGRI PARK DR | AGRI-BUSINESS INDUSTRIAL PARK | AGRI-BUSINESS DS | FSD | 1
VA3175007 | PB | LC | RT | Y | DS001 | LCR04 | 28344 SOUTHAMPTON | AGRI-BUSINESS INDUSTRIAL PARK | AGRI-BUSINESS DS | FSD | 1
VA3175007 | PB | LC | RT | Y | DS001 | LCR05 | 28285 MILL CREEK DRIVE | AGRI-BUSINESS INDUSTRIAL PARK | AGRI-BUSINESS DS | FSD | 1
VA3175007 | GE | VOC | RT | Y | EP001 | EP001 | AT TANK | AGRI-BUSINESS INDUSTRIAL PARK | ENTRY POINT |  | 1
VA3175010 | GE | NIT | RT | Y | EP001 | EP001 | TANK | AGRI-CIVIC CENTER | ENTRY POINT |  | 1
VA3175020 | GE | INO | RT | Y | EP001 | EP001 | ENTRY POINT | BELMONT PEANUTS | ENTRY POINT |  | 1
VA3175020 | GE | MET | RT | Y | EP001 | EP001 | ENTRY POINT | BELMONT PEANUTS | ENTRY POINT |  | 1
VA3175020 | GE | NIT | RT | Y | EP001 | EP001 | ENTRY POINT | BELMONT PEANUTS | ENTRY POINT |  | 1
VA3175020 | GE | VOC | RT | Y | EP001 | EP001 | ENTRY POINT | BELMONT PEANUTS | ENTRY POINT |  | 1
VA3175100 | GE | HAA | RT | Y | DS001 | DBP09 | 33344 BRANCH BRIDGE STREET | BOYKINS-BRANCHVILLE SYSTEM | DISTRIBUTION |  | 1
VA3175100 | GE | THM | RT | Y | DS001 | DBP09 | 33344 BRANCH BRIDGE STREET | BOYKINS-BRANCHVILLE SYSTEM | DISTRIBUTION |  | 1
VA3175100 | PB | LC | RT | Y | DS001 | LCR02 | 18125 VIRGINIA AVE | BOYKINS-BRANCHVILLE SYSTEM | DISTRIBUTION | FSD | 1
VA3175100 | PB | LC | RT | Y | DS001 | LCR10 | 33217 PINECREST DR | BOYKINS-BRANCHVILLE SYSTEM | DISTRIBUTION | FSD | 1
VA3175100 | PB | LC | RT | Y | DS001 | LCR13 | 15118 BROAD ST | BOYKINS-BRANCHVILLE SYSTEM | DISTRIBUTION | FSD | 1
VA3175100 | PB | LC | RT | Y | DS001 | LCR14 | 15267 WHITEHEAD ROAD | BOYKINS-BRANCHVILLE SYSTEM | DISTRIBUTION | FSD | 1
VA3175100 | PB | LC | RT | Y | DS001 | LCR17 | 17287 PITTMAN RD | BOYKINS-BRANCHVILLE SYSTEM | DISTRIBUTION | FSD | 1
VA3175100 | PB | LC | RT | Y | DS001 | LCR18 | 33297 BRANCHBRIDGE | BOYKINS-BRANCHVILLE SYSTEM | DISTRIBUTION | FSD | 1
VA3175100 | PB | LC | RT | Y | DS001 | LCR19 | 15278 GOODWIN | BOYKINS-BRANCHVILLE SYSTEM | DISTRIBUTION | FSD | 1
VA3175100 | PB | LC | RT | Y | DS001 | LCR22 | 33153 SOUTH MAIN STREET | BOYKINS-BRANCHVILLE SYSTEM | DISTRIBUTION | FSD | 1
VA3175100 | PB | LC | RT | Y | DS001 | LCR23 | 18169 BEATON AVE | BOYKINS-BRANCHVILLE SYSTEM | DISTRIBUTION | FSD | 1
VA3175100 | PB | LC | RT | Y | DS001 | LCR24 | 16470 PITTMAN RD | BOYKINS-BRANCHVILLE SYSTEM | DISTRIBUTION | FSD | 1
VA3175100 | GE | NIT | RT | Y | EP001 | EP001 | COMMERCE STREET | BOYKINS-BRANCHVILLE SYSTEM | COMMERCE ST ENTRY POINT |  | 1
VA3175100 | GE | NIT | RT | Y | EP002 | EP002 | BRYANT STREET | BOYKINS-BRANCHVILLE SYSTEM | BRYANT ST ENTRY POINT |  | 1
VA3175100 | GE | NIT | RT | Y | EP003 | EP003 | BRANCHVILLE | BOYKINS-BRANCHVILLE SYSTEM | BRANCHVILLE ENTRY POINT |  | 1
VA3175155 | GE | NIT | RT | Y | EP001 | EP001 | ENTRY POINT TAP | CAPRON ELEMENTARY SCHOOL | ENTRY POINT |  | 1
VA3175170 | PB | LC | RT | Y | DS001 | LCR01 | 22650 MAIN ST | CAPRON, TOWN OF | DISTRIBUTION SYSTEM | FSD | 1
VA3175170 | PB | LC | RT | Y | DS001 | LCR02 | 22681 MAIN ST | CAPRON, TOWN OF | DISTRIBUTION SYSTEM | FSD | 1
VA3175170 | PB | LC | RT | Y | DS001 | LCR03 | 18172 ELM AVE | CAPRON, TOWN OF | DISTRIBUTION SYSTEM | FSD | 1
VA3175170 | PB | LC | RT | Y | DS001 | LCR04 | 23052 MAIN ST | CAPRON, TOWN OF | DISTRIBUTION SYSTEM | FSD | 1
VA3175170 | PB | LC | RT | Y | DS001 | LCR05 | 22549 MAIN ST | CAPRON, TOWN OF | DISTRIBUTION SYSTEM | FSD | 1
VA3199380 | GE | NIT | RT | Y | EP005 | EP005 | LIGHTFOOT WELL | LIGHTFOOT SYSTEM | ENTRY POINT 5 |  | 1
VA3199500 | GE | THM | RT | Y | DS001 | DBP01 | BLDG 58 | YORKTOWN NAVAL WEAPONS STATION | DISTRIBUTION SYSTEM |  | 1
VA3199500 | GE | HAA | RT | Y | DS001 | DBP02 | BLDG 1525 | YORKTOWN NAVAL WEAPONS STATION | DISTRIBUTION SYSTEM |  | 1
VA3199510 | GE | HAA | RT | Y | DS001 | DBP01 | 401 HUBBARD LANE (SMS #1) | NELSON PARK | DISTRIBUTION SYSTEM |  | 1
VA3199510 | GE | THM | RT | Y | DS001 | DBP02 | 123 NELSON DR (SMS #2) | NELSON PARK | DISTRIBUTION SYSTEM |  | 1
VA3199510 | PB | LC | RT | Y | DS001 | LCR01 | 111 HUBBARD LN | NELSON PARK | DISTRIBUTION SYSTEM | FSD | 1
VA3199510 | PB | LC | RT | Y | DS001 | LCR02 | 117 W SEMPLE RD | NELSON PARK | DISTRIBUTION SYSTEM | FSD | 1
VA3199510 | PB | LC | RT | Y | DS001 | LCR10 | 149 SHEPPARD DR | NELSON PARK | DISTRIBUTION SYSTEM | FSD | 1
VA3199510 | PB | LC | RT | Y | DS001 | LCR20 | 115 COLONIAL | NELSON PARK | DISTRIBUTION SYSTEM | FSD | 1
VA3199510 | PB | LC | RT | Y | DS001 | LCR23 | 800 PENNIMAN RD | NELSON PARK | DISTRIBUTION SYSTEM | FSD | 1
VA3199510 | PB | LC | RT | Y | DS001 | LCR24 | 808 PENNIMAN RD | NELSON PARK | DISTRIBUTION SYSTEM | FSD | 1
VA3199510 | PB | LC | RT | Y | DS001 | LCR25 | 806 PENNIMAN RD | NELSON PARK | DISTRIBUTION SYSTEM | FSD | 1
VA3199510 | PB | LC | RT | Y | DS001 | LCR26 | 103 SEMPLE RD | NELSON PARK | DISTRIBUTION SYSTEM | FSD | 1
VA3199510 | PB | LC | RT | Y | DS001 | LCR30 | 125 W SEMPLE RD | NELSON PARK | DISTRIBUTION SYSTEM | FSD | 1
VA3199510 | PB | LC | RT | Y | DS001 | LCR32 | 139 W SEMPLE RD | NELSON PARK | DISTRIBUTION SYSTEM | FSD | 1
VA3199520 | GE | NIT | RT | Y | EP001 | EP001 | EP001 | NEW QUARTER PARK | NEW QUARTER PARK ENTRY POINT |  | 1
VA3199700 | GE | THM | RT | Y | DS001 | DBP01 | 200 W. QUEENS DRIVE | QUEENS LAKE SYSTEM | DISTRIBUTION SYSTEM |  | 1
VA3199700 | GE | HAA | RT | Y | DS001 | DBP02 | 100 NATIONAL LANE (SMP-S1) | QUEENS LAKE SYSTEM | DISTRIBUTION SYSTEM |  | 1
VA3199850 | GE | NIT | RT | Y | EP001 | EP001 | ENTRY | KOA CAMPGROUNDS-WILLIAMSBURG | ENTRY POINT |  | 1
VA3199851 | GE | NIT | RT | Y | EP001 | EP001 | ENTRY POINT | KOA CAMPGROUNDS-HIGH GROUND | ENTRY POINT |  | 1
VA3199860 | GE | NIT | RT | Y | EP001 | EP001 | TAP ON OUTLET PIPE OF UV UNIT | SUBWAY (WOODFIN) | OUTLET PIPE OF UV UNIT |  | 1
VA3199995 | GE | THM | RT | Y | DS001 | DBP01 | 1169 RICHWINE DR, LOT 20 | YORK TERRACE SYSTEM | DISTRIBUTION SYSTEM |  | 1
VA3199995 | GE | HAA | RT | Y | DS001 | DBP02 | 1122 PENNIMAN RD, LOT 6 (SMS#2) | YORK TERRACE SYSTEM | DISTRIBUTION SYSTEM |  | 1
VA3175170 | GE | NIT | RT | Y | EP002 | EP002 | WELL NO. 2 ENTRY PT | CAPRON, TOWN OF | ENTRY POINT WELL NO. 2 |  | 1
VA3175220 | PB | LC | RT | Y | DS001 | LCR01 | 21407 MAIN STREET | TOWN OF COURTLAND | DISTRIBUTION SYSTEM | FSD | 1
VA3175220 | PB | LC | RT | Y | DS001 | LCR02 | 22091 HIGH STREET | TOWN OF COURTLAND | DISTRIBUTION SYSTEM | FSD | 1
VA3175220 | PB | LC | RT | Y | DS001 | LCR03 | 26073 COURT STREET | TOWN OF COURTLAND | DISTRIBUTION SYSTEM | FSD | 1
VA3175220 | PB | LC | RT | Y | DS001 | LCR04 | 22248 LINDEN STREET | TOWN OF COURTLAND | DISTRIBUTION SYSTEM | FSD | 1
VA1169405 | GE | TOC | RT | Y | TP003 | UP001 | COMBINED FILTER EFFL | GATE CITY, TOWN OF | GATE CITY WTP |  | 1
VA1169415 | GE | HAA | RT | Y | DS001 | DBP02 | 114 QUARRYVIEW LANE | DANIEL BOONE/SCOTT CO PSA | DISTRIBUTION SYSTEM |  | 1
VA1169415 | GE | THM | RT | Y | DS001 | DBP02 | 114 QUARRYVIEW LANE | DANIEL BOONE/SCOTT CO PSA | DISTRIBUTION SYSTEM |  | 1
VA1169425 | GE | HAA | RT | Y | DS001 | DBP01 | 638 RURITAN RUN ROAD | SCPSA-MANVILLE | DISTRIBUTION SYSTEM |  | 1
VA1169425 | GE | THM | RT | Y | DS001 | DBP01 | 638 RURITAN RUN ROAD | SCPSA-MANVILLE | DISTRIBUTION SYSTEM |  | 1
VA1169650 | GE | HAA | RT | Y | DS010 | DBP02 | 14194 YUMA RD (JOHN MINNICH) | MOCCASIN GAP_SCOTT CO PSA | DISTRIBUTION SYSTEM |  | 1
VA1169650 | GE | THM | RT | Y | DS010 | DBP02 | 14194 YUMA RD (JOHN MINNICH) | MOCCASIN GAP_SCOTT CO PSA | DISTRIBUTION SYSTEM |  | 1
VA1169650 | GE | HAA | RT | Y | DS010 | DBP03 | 6674 AP CARTER HIGHWAY | MOCCASIN GAP_SCOTT CO PSA | DISTRIBUTION SYSTEM |  | 1
VA1169650 | GE | THM | RT | Y | DS010 | DBP03 | 6674 AP CARTER HIGHWAY | MOCCASIN GAP_SCOTT CO PSA | DISTRIBUTION SYSTEM |  | 1
VA1169650 | GE | FL2 | ST | N | EP001 | EP001 | WTP - ENTRY POINT | MOCCASIN GAP_SCOTT CO PSA | ENTRY POINT |  | 3
VA1169650 | GE | TOA | RT | Y | IN001 | RW001 | RAW WATER TAP | MOCCASIN GAP_SCOTT CO PSA | BIG MOCASSIN CREEK INTAKE |  | 1
VA1169650 | GE | TOC | RT | Y | TP002 | UP001 | COMBINED FILTER EFFL | MOCCASIN GAP_SCOTT CO PSA | MOCCASIN GAP WTP |  | 1
VA1169725 | GE | HAA | RT | Y | DS001 | DBP03 | AMY CAMPBELL- 409 CRABAPPLE RD | SCPSA - NICKELSVILLE | DISTRIBUTION SYSTEM |  | 1
VA1169725 | GE | THM | RT | Y | DS001 | DBP03 | AMY CAMPBELL- 409 CRABAPPLE RD | SCPSA - NICKELSVILLE | DISTRIBUTION SYSTEM |  | 1
VA1169725 | GE | NIT | RT | Y | EP004 | EP004 | TAP AFTER CHLORINATI | SCPSA - NICKELSVILLE | ENTRY POINT WELL #4 |  | 1
VA1169725 | GE | VOC | RT | Y | EP004 | EP004 | TAP AFTER CHLORINATI | SCPSA - NICKELSVILLE | ENTRY POINT WELL #4 |  | 1
VA1169725 | GE | NIT | RT | Y | EP006 | EP006 | TAP AFTER CHLORINATI | SCPSA - NICKELSVILLE | ENTRY POINT - WELL #6 |  | 1
VA1169725 | GE | NIT | RT | Y | EP007 | EP007 | TAP AFTER CL2 | SCPSA - NICKELSVILLE | ENTRY POINT MEMBRANE PLANT |  | 1
VA1169725 | GE | VOC | RT | Y | EP007 | EP007 | TAP AFTER CL2 | SCPSA - NICKELSVILLE | ENTRY POINT MEMBRANE PLANT |  | 1
VA1169725 | GE | INO | RT | Y | EP008 | EP008 | TAP AT WELL HEAD | SCPSA - NICKELSVILLE | ENTRY POINT WELL #8 |  | 1
VA1169725 | GE | MET | RT | Y | EP008 | EP008 | TAP AT WELL HEAD | SCPSA - NICKELSVILLE | ENTRY POINT WELL #8 |  | 1
VA1169725 | GE | NIT | RT | Y | EP008 | EP008 | TAP AT WELL HEAD | SCPSA - NICKELSVILLE | ENTRY POINT WELL #8 |  | 1
VA1169725 | GE | VOC | RT | Y | EP008 | EP008 | TAP AT WELL HEAD | SCPSA - NICKELSVILLE | ENTRY POINT WELL #8 |  | 1
VA1169900 | GE | HAA | RT | Y | DS001 | DBP01 | TOMMY GRAHAM | SPRING VALLEY SUBDIVISION | DISTRIBUTION SYSTEM |  | 1
VA1169900 | GE | THM | RT | Y | DS001 | DBP01 | TOMMY GRAHAM | SPRING VALLEY SUBDIVISION | DISTRIBUTION SYSTEM |  | 1
VA1169929 | GE | INO | RT | Y | EP001 | EP001 | TAP AFTER CL2 | TWIN SPRINGS HIGH SCHOOL | ENTRY POINT |  | 1
VA1169929 | GE | MET | RT | Y | EP001 | EP001 | TAP AFTER CL2 | TWIN SPRINGS HIGH SCHOOL | ENTRY POINT |  | 1
VA1169929 | GE | NIT | RT | Y | EP001 | EP001 | TAP AFTER CL2 | TWIN SPRINGS HIGH SCHOOL | ENTRY POINT |  | 1
VA1169929 | GE | VOC | RT | Y | EP001 | EP001 | TAP AFTER CL2 | TWIN SPRINGS HIGH SCHOOL | ENTRY POINT |  | 1
VA1173023 | GE | HAA | RT | Y | DS001 | DBP01 | 7468 LEE HIGHWAY | ATKINS EXTENSION-SMYTH CO PSA | DISTRIBUTION SYSTEM |  | 1
VA1173023 | GE | THM | RT | Y | DS001 | DBP01 | 7468 LEE HIGHWAY | ATKINS EXTENSION-SMYTH CO PSA | DISTRIBUTION SYSTEM |  | 1
VA1173070 | GE | NIT | RT | Y | EP001 | EP001 | OUTSIDE HYDRANT | BRUSHY MOUNTAIN ADMIN SITE | ENTRY POINT - WELL |  | 1
VA1173090 | GE | HAA | RT | Y | DS001 | DBP01 | MARVIN PERRY RES. | CHILHOWIE, TOWN OF | DISTRIBUTION SYSTEM |  | 1
VA1173090 | GE | THM | RT | Y | DS001 | DBP01 | MARVIN PERRY RES. | CHILHOWIE, TOWN OF | DISTRIBUTION SYSTEM |  | 1
VA1173090 | GE | HAA | RT | Y | DS001 | DBP03 | LONGWALL ASSOCIATES | CHILHOWIE, TOWN OF | DISTRIBUTION SYSTEM |  | 1
VA1173090 | GE | THM | RT | Y | DS001 | DBP03 | LONGWALL ASSOCIATES | CHILHOWIE, TOWN OF | DISTRIBUTION SYSTEM |  | 1
VA1173090 | PB | LC | RT | Y | DS001 | LCR01 | 215 VANCE DRIVE | CHILHOWIE, TOWN OF | DISTRIBUTION SYSTEM | FSD | 1
VA1173090 | PB | LC | RT | Y | DS001 | LCR07 | 226 VANCE DRIVE | CHILHOWIE, TOWN OF | DISTRIBUTION SYSTEM | FSD | 1
VA1173090 | PB | LC | RT | Y | DS001 | LCR09 | 775 SKYVIEW DRIVE | CHILHOWIE, TOWN OF | DISTRIBUTION SYSTEM | FSD | 1
VA1173481 | PB | LC | RT | Y | DS002 | LCR38 | 743 MEADOW DR. | MARION, TOWN OF | DISTRIBUTION SYSTEM - WTP | FSD | 1
VA1173481 | GE | FL2 | ST | N | EP002 | EP002 | LAB SINK | MARION, TOWN OF | ENTRY POINT - WTP |  | 3
VA1173481 | GE | SVO | RT | Y | EP002 | EP002 | LAB SINK | MARION, TOWN OF | ENTRY POINT - WTP |  | 1
VA1173481 | GE | CAH | RT | Y | EP002 | EP002 | LAB SINK | MARION, TOWN OF | ENTRY POINT - WTP |  | 1
VA1173481 | GE | CAR | RT | Y | EP002 | EP002 | LAB SINK | MARION, TOWN OF | ENTRY POINT - WTP |  | 1
VA1173481 | GE | VOC | RT | Y | EP002 | EP002 | LAB SINK | MARION, TOWN OF | ENTRY POINT - WTP |  | 1
VA1173481 | GE | TOA | RT | Y | IN001 | RW001 | RAW WATER SAMPLE TAP | MARION, TOWN OF | MIDDLE FORK HOLSTON RIVER |  | 1
VA1173481 | GE | TOC | RT | Y | TP002 | UP010 | COMBINED FILT. EFF. | MARION, TOWN OF | WATER TREATMENT PLANT |  | 1
VA1173550 | GE | NIT | RT | Y | EP001 | EP001 | FIRST HYDRANT | RACCOON BRANCH | ENTRY POINT - WELL |  | 1
VA1173720 | GE | HAA | RT | Y | DS001 | DBP01 | 1706 COTTON LANE | SAINT CLAIRS CREEK | DISTRIBUTION SYSTEM |  | 1
VA1173720 | GE | THM | RT | Y | DS001 | DBP01 | 1706 COTTON LANE | SAINT CLAIRS CREEK | DISTRIBUTION SYSTEM |  | 1
VA1173723 | GE | HAA | RT | Y | DS900 | DBP01 | RT 107 PUMP STATION | SALTVILLE, TOWN OF | DISTRIBUTION SYSTEM |  | 1
VA1173723 | GE | THM | RT | Y | DS900 | DBP01 | RT 107 PUMP STATION | SALTVILLE, TOWN OF | DISTRIBUTION SYSTEM |  | 1
VA1173723 | GE | FL2 | ST | N | EP002 | EP002 | CARDWELL TAP AFT CL | SALTVILLE, TOWN OF | ENTRY POINT - CARDWELL TOWN WELL |  | 3
VA1173738 | GE | HAA | RT | Y | DS100 | DBP01 | 2866 SOUTH FORK RD | SOUTH FORK | DISTRIBUTION SYSTEM |  | 1
VA1173738 | GE | THM | RT | Y | DS100 | DBP01 | 2866 SOUTH FORK RD | SOUTH FORK | DISTRIBUTION SYSTEM |  | 1
VA1173742 | PB | LC | RT | Y | DS900 | LCR01 | 506 SLEMP CREEK RD | RYE VALLEY WATER AUTHORITY | DISTRIBUTION SYSTEM | FSD | 1
VA1173742 | PB | LC | RT | Y | DS900 | LCR02 | 430 SLEMP CREEK RD | RYE VALLEY WATER AUTHORITY | DISTRIBUTION SYSTEM | FSD | 1
VA1173742 | PB | LC | RT | Y | DS900 | LCR03 | 629 BROOKS LANE | RYE VALLEY WATER AUTHORITY | DISTRIBUTION SYSTEM | FSD | 1
VA1173742 | PB | LC | RT | Y | DS900 | LCR08 | 189 SLEMP CREEK RD | RYE VALLEY WATER AUTHORITY | DISTRIBUTION SYSTEM | FSD | 1
VA1173742 | PB | LC | RT | Y | DS900 | LCR09 | 301 CEDAR SPRINGS RD | RYE VALLEY WATER AUTHORITY | DISTRIBUTION SYSTEM | FSD | 1
VA1173742 | PB | LC | RT | Y | DS900 | LCR11 | 242 DICKEY'S CRK RD | RYE VALLEY WATER AUTHORITY | DISTRIBUTION SYSTEM | FSD | 1
VA1173742 | PB | LC | RT | Y | DS900 | LCR23 | 143 LEAD MINE RD | RYE VALLEY WATER AUTHORITY | DISTRIBUTION SYSTEM | FSD | 1
VA1173742 | PB | LC | RT | Y | DS900 | LCR24 | 5185 SUGAR GROVE HW | RYE VALLEY WATER AUTHORITY | DISTRIBUTION SYSTEM | FSD | 1
VA1173742 | PB | LC | RT | Y | DS900 | LCR28 | 530 FLAT RIDGE ROAD | RYE VALLEY WATER AUTHORITY | DISTRIBUTION SYSTEM | FSD | 1
VA1173742 | PB | LC | RT | Y | DS900 | LCR30 | 140 REDBUD LANE | RYE VALLEY WATER AUTHORITY | DISTRIBUTION SYSTEM | FSD | 1
VA1173742 | GE | NIT | RT | Y | EP001 | EP001 | TAP AFTER TREATMENT | RYE VALLEY WATER AUTHORITY | ENTRY POINT |  | 1
VA1173742 | GE | RAD | RT | Y | EP001 | EP001 | TAP AFTER TREATMENT | RYE VALLEY WATER AUTHORITY | ENTRY POINT |  | 1
VA1173745 | GE | HAA | RT | Y | DS001 | DBP01 | RANDY RICH RESIDENCE | ST. JOHNS CROSSING | DISTRIBUTION SYSTEM |  | 1
VA1173745 | GE | THM | RT | Y | DS001 | DBP01 | RANDY RICH RESIDENCE | ST. JOHNS CROSSING | DISTRIBUTION SYSTEM |  | 1
VA1173770 | GE | HAA | RT | Y | DS900 | DBP01 | 135 DRY FORK RD | THOMAS BRIDGE WATER CORP | DISTRIBUTION SYSTEM |  | 1
VA1173770 | GE | THM | RT | Y | DS900 | DBP01 | 135 DRY FORK RD | THOMAS BRIDGE WATER CORP | DISTRIBUTION SYSTEM |  | 1
VA1173770 | GE | HAA | RT | Y | DS900 | DBP02 | 272 NORTH OVERLOOK ROAD | THOMAS BRIDGE WATER CORP | DISTRIBUTION SYSTEM |  | 1
VA1173770 | GE | THM | RT | Y | DS900 | DBP02 | 272 NORTH OVERLOOK ROAD | THOMAS BRIDGE WATER CORP | DISTRIBUTION SYSTEM |  | 1
VA1173770 | PB | LC | RT | Y | DS900 | LCR01 | 839 MINING RIDGE RD | THOMAS BRIDGE WATER CORP | DISTRIBUTION SYSTEM | FSD | 1
VA1173770 | PB | LC | RT | Y | DS900 | LCR07 | 772 STONEY BATTERY R | THOMAS BRIDGE WATER CORP | DISTRIBUTION SYSTEM | FSD | 1
VA1173770 | PB | LC | RT | Y | DS900 | LCR11 | 1700 SCRATCH GRAVEL | THOMAS BRIDGE WATER CORP | DISTRIBUTION SYSTEM | FSD | 1
VA1173770 | PB | LC | RT | Y | DS900 | LCR12 | 205 JERRYS CREEK RD | THOMAS BRIDGE WATER CORP | DISTRIBUTION SYSTEM | FSD | 1
VA1173770 | PB | LC | RT | Y | DS900 | LCR15 | 152 THOMAS ROAD | THOMAS BRIDGE WATER CORP | DISTRIBUTION SYSTEM | FSD | 1
VA1173770 | PB | LC | RT | Y | DS900 | LCR19 | 241 CANDY LANE | THOMAS BRIDGE WATER CORP | DISTRIBUTION SYSTEM | FSD | 1
VA1173770 | PB | LC | RT | Y | DS900 | LCR20 | 713 THOMAS BRIDGE RD | THOMAS BRIDGE WATER CORP | DISTRIBUTION SYSTEM | FSD | 1
VA1173770 | PB | LC | RT | Y | DS900 | LCR31 | 117 HARLEY ROAD | THOMAS BRIDGE WATER CORP | DISTRIBUTION SYSTEM | FSD | 1
VA1173770 | PB | LC | RT | Y | DS900 | LCR37 | 307 THOMAS HEIGHTS | THOMAS BRIDGE WATER CORP | DISTRIBUTION SYSTEM | FSD | 1
VA1173770 | PB | LC | RT | Y | DS900 | LCR38 | 1961 SCRATCH GRAVEL | THOMAS BRIDGE WATER CORP | DISTRIBUTION SYSTEM | FSD | 1
VA1173770 | PB | LC | RT | Y | DS900 | LCR40 | 1965 RIVERSIDE ROAD | THOMAS BRIDGE WATER CORP | DISTRIBUTION SYSTEM | FSD | 1
VA1173770 | PB | LC | RT | Y | DS900 | LCR41 | 455 FLATWOODS ROAD | THOMAS BRIDGE WATER CORP | DISTRIBUTION SYSTEM | FSD | 1
VA1173770 | PB | LC | RT | Y | DS900 | LCR42 | 999 REDSTONE ROAD | THOMAS BRIDGE WATER CORP | DISTRIBUTION SYSTEM | FSD | 1
VA1173770 | PB | LC | RT | Y | DS900 | LCR43 | 223 BROWNS SUBDIV | THOMAS BRIDGE WATER CORP | DISTRIBUTION SYSTEM | FSD | 1
VA1173770 | PB | LC | RT | Y | DS900 | LCR44 | 223 PRICE STREET | THOMAS BRIDGE WATER CORP | DISTRIBUTION SYSTEM | FSD | 1
VA1173770 | PB | LC | RT | Y | DS900 | LCR45 | 470 THOMAS BRIDGE RD | THOMAS BRIDGE WATER CORP | DISTRIBUTION SYSTEM | FSD | 1
VA1173770 | PB | LC | RT | Y | DS900 | LCR46 | 189 CYPRESS DRIVE | THOMAS BRIDGE WATER CORP | DISTRIBUTION SYSTEM | FSD | 1
VA1173770 | PB | LC | RT | Y | DS900 | LCR47 | 218 PRICE STREET | THOMAS BRIDGE WATER CORP | DISTRIBUTION SYSTEM | FSD | 1
VA1173770 | PB | LC | RT | Y | DS900 | LCR48 | 349 RED HILL ROAD | THOMAS BRIDGE WATER CORP | DISTRIBUTION SYSTEM | FSD | 1
VA1173770 | PB | LC | RT | Y | DS900 | LCR49 | 714 BELLE HOLLOW RD | THOMAS BRIDGE WATER CORP | DISTRIBUTION SYSTEM | FSD | 1
VA1173770 | GE | FL2 | ST | N | EP001 | EP001 | WTP LAB SINK | THOMAS BRIDGE WATER CORP | ENTRY POINT - WTP |  | 3
VA1173770 | GE | SVO | RT | Y | EP001 | EP001 | WTP LAB SINK | THOMAS BRIDGE WATER CORP | ENTRY POINT - WTP |  | 1
VA1173770 | GE | CAH | RT | Y | EP001 | EP001 | WTP LAB SINK | THOMAS BRIDGE WATER CORP | ENTRY POINT - WTP |  | 1
VA1173770 | GE | CAR | RT | Y | EP001 | EP001 | WTP LAB SINK | THOMAS BRIDGE WATER CORP | ENTRY POINT - WTP |  | 1
VA1173770 | GE | TOA | RT | Y | IN001 | RW001 | RAW H2O SAMPLE TAP | THOMAS BRIDGE WATER CORP | SOUTH FORK HOLSTON RIVER |  | 1
VA1173770 | GE | TOC | RT | Y | TP001 | UP001 | COMBINED FILT. EFF. | THOMAS BRIDGE WATER CORP | WATER TREATMENT PLANT |  | 1
VA1173783 | GE | HAA | RT | Y | DS950 | DBP02 | 376 BLAKE ROAD | WALKER CREEK | DISTRIBUTION SYSTEM |  | 1
VA1173783 | GE | THM | RT | Y | DS950 | DBP02 | 376 BLAKE ROAD | WALKER CREEK | DISTRIBUTION SYSTEM |  | 1
VA1173785 | GE | HAA | RT | Y | DS950 | DBP01 | 544 STILLHOUSE H RD | WATSONS GAP WATER SYSTEM | DISTRIBUTION SYSTEM |  | 1
VA1173785 | GE | THM | RT | Y | DS950 | DBP01 | 544 STILLHOUSE H RD | WATSONS GAP WATER SYSTEM | DISTRIBUTION SYSTEM |  | 1
VA1173785 | GE | HAA | RT | Y | DS950 | DBP02 | 2279 RIVER BOTTOM CIRCLE | WATSONS GAP WATER SYSTEM | DISTRIBUTION SYSTEM |  | 1
VA1173785 | GE | THM | RT | Y | DS950 | DBP02 | 2279 RIVER BOTTOM CIRCLE | WATSONS GAP WATER SYSTEM | DISTRIBUTION SYSTEM |  | 1
VA1173785 | PB | LC | RT | Y | DS950 | LCR01 | 1664 SALTVILLE HWY | WATSONS GAP WATER SYSTEM | DISTRIBUTION SYSTEM | FSD | 1
VA1173785 | PB | LC | RT | Y | DS950 | LCR07 | 2209 SALTVILLE HWY | WATSONS GAP WATER SYSTEM | DISTRIBUTION SYSTEM | FSD | 1
VA1173785 | PB | LC | RT | Y | DS950 | LCR08 | 2187 RIVR BOTTOM CIR | WATSONS GAP WATER SYSTEM | DISTRIBUTION SYSTEM | FSD | 1
VA1173785 | PB | LC | RT | Y | DS950 | LCR09 | 2264 SALTVILLE HWY | WATSONS GAP WATER SYSTEM | DISTRIBUTION SYSTEM | FSD | 1
VA1173785 | PB | LC | RT | Y | DS950 | LCR10 | 2352 SALTVILLE HWY | WATSONS GAP WATER SYSTEM | DISTRIBUTION SYSTEM | FSD | 1
VA1173785 | PB | LC | RT | Y | DS950 | LCR12 | 2454 SALTVILLE HWY | WATSONS GAP WATER SYSTEM | DISTRIBUTION SYSTEM | FSD | 1
VA1173785 | PB | LC | RT | Y | DS950 | LCR13 | 971 UPPER POORE VALL | WATSONS GAP WATER SYSTEM | DISTRIBUTION SYSTEM | FSD | 1
VA1173785 | PB | LC | RT | Y | DS950 | LCR15 | 471 UPPER POORE VALL | WATSONS GAP WATER SYSTEM | DISTRIBUTION SYSTEM | FSD | 1
VA1173785 | PB | LC | RT | Y | DS950 | LCR36 | 2273 SALTVILLE HWY | WATSONS GAP WATER SYSTEM | DISTRIBUTION SYSTEM | FSD | 1
VA1173785 | PB | LC | RT | Y | DS950 | LCR37 | 2419 SALTVILLE HWY | WATSONS GAP WATER SYSTEM | DISTRIBUTION SYSTEM | FSD | 1
VA1173785 | GE | INO | RT | Y | EP001 | EP001 | TAP AFTER TREATMENT | WATSONS GAP WATER SYSTEM | ENTRY POINT - WATSONS GAP WELL |  | 1
VA1173785 | GE | MET | RT | Y | EP001 | EP001 | TAP AFTER TREATMENT | WATSONS GAP WATER SYSTEM | ENTRY POINT - WATSONS GAP WELL |  | 1
VA1173785 | GE | NIT | RT | Y | EP001 | EP001 | TAP AFTER TREATMENT | WATSONS GAP WATER SYSTEM | ENTRY POINT - WATSONS GAP WELL |  | 1
VA1173785 | GE | VOC | RT | Y | EP001 | EP001 | TAP AFTER TREATMENT | WATSONS GAP WATER SYSTEM | ENTRY POINT - WATSONS GAP WELL |  | 1
VA1185047 | PB | LC | RT | Y | DS001 | LCR03 | LOT 26 | BARKAY ESTATES | DISTRIBUTION SYSTEM | FSD | 1
VA1185047 | PB | LC | RT | Y | DS001 | LCR04 | LOT 27 | BARKAY ESTATES | DISTRIBUTION SYSTEM | FSD | 1
VA1185047 | PB | LC | RT | Y | DS001 | LCR05 | LOT 12 | BARKAY ESTATES | DISTRIBUTION SYSTEM | FSD | 1
VA1185047 | PB | LC | RT | Y | DS001 | LCR08 | LOT 1 | BARKAY ESTATES | DISTRIBUTION SYSTEM | FSD | 1
VA1185047 | PB | LC | RT | Y | DS001 | LCR11 | LOT 6 | BARKAY ESTATES | DISTRIBUTION SYSTEM | FSD | 1
VA1185047 | GE | INO | RT | Y | EP001 | EP001 | TAP AT HYDRO TANK | BARKAY ESTATES | ENTRY POINT |  | 1
VA1185047 | GE | MET | RT | Y | EP001 | EP001 | TAP AT HYDRO TANK | BARKAY ESTATES | ENTRY POINT |  | 1
VA1185047 | GE | NIT | RT | Y | EP001 | EP001 | TAP AT HYDRO TANK | BARKAY ESTATES | ENTRY POINT |  | 1
VA1185047 | GE | RAD | RT | Y | EP001 | EP001 | TAP AT HYDRO TANK | BARKAY ESTATES | ENTRY POINT |  | 1
VA1185047 | GE | VOC | RT | Y | EP001 | EP001 | TAP AT HYDRO TANK | BARKAY ESTATES | ENTRY POINT |  | 1
VA1185061 | GE | HAA | RT | Y | DS001 | DBP04 | 210 VIRGINIA AVENUE - SWIFT MART | BLUEFIELD, TOWN OF | DISTRIBUTION SYSTEM |  | 1
VA1185061 | GE | THM | RT | Y | DS001 | DBP04 | 210 VIRGINIA AVENUE - SWIFT MART | BLUEFIELD, TOWN OF | DISTRIBUTION SYSTEM |  | 1
VA1185061 | GE | HAA | RT | Y | DS001 | DBP05 | 105 HUFFARD DRIVE - GRAHAM MIDDLE SCHOOL | BLUEFIELD, TOWN OF | DISTRIBUTION SYSTEM |  | 1
VA1185061 | GE | THM | RT | Y | DS001 | DBP05 | 105 HUFFARD DRIVE - GRAHAM MIDDLE SCHOOL | BLUEFIELD, TOWN OF | DISTRIBUTION SYSTEM |  | 1
VA1185061 | PB | LC | RT | Y | DS001 | LCR01 | 427 VIRGINIA AVE | BLUEFIELD, TOWN OF | DISTRIBUTION SYSTEM | FSD | 1
VA1185061 | PB | LC | RT | Y | DS001 | LCR02 | 701 S COLLEGE AVE | BLUEFIELD, TOWN OF | DISTRIBUTION SYSTEM | FSD | 1
VA1185061 | PB | LC | RT | Y | DS001 | LCR04 | 204 RIDGEWAY DR | BLUEFIELD, TOWN OF | DISTRIBUTION SYSTEM | FSD | 1
VA1185061 | PB | LC | RT | Y | DS001 | LCR05 | 624 ORIOLE CIRCLE | BLUEFIELD, TOWN OF | DISTRIBUTION SYSTEM | FSD | 1
VA1185061 | PB | LC | RT | Y | DS001 | LCR06 | 654 QUAIL DR | BLUEFIELD, TOWN OF | DISTRIBUTION SYSTEM | FSD | 1
VA1185061 | PB | LC | RT | Y | DS001 | LCR07 | 8 FAIRLANE DR | BLUEFIELD, TOWN OF | DISTRIBUTION SYSTEM | FSD | 1
VA1185061 | PB | LC | RT | Y | DS001 | LCR08 | 648 SEDGE WREN ST | BLUEFIELD, TOWN OF | DISTRIBUTION SYSTEM | FSD | 1
VA1185061 | PB | LC | RT | Y | DS001 | LCR09 | 627 FAIRWAY ST | BLUEFIELD, TOWN OF | DISTRIBUTION SYSTEM | FSD | 1
VA1185061 | PB | LC | RT | Y | DS001 | LCR10 | 625 ROBIN ST | BLUEFIELD, TOWN OF | DISTRIBUTION SYSTEM | FSD | 1
VA1185061 | PB | LC | RT | Y | DS001 | LCR11 | 701 TANAGER DR | BLUEFIELD, TOWN OF | DISTRIBUTION SYSTEM | FSD | 1
VA1185061 | PB | LC | RT | Y | DS001 | LCR12 | 607 ROCK WREN ST | BLUEFIELD, TOWN OF | DISTRIBUTION SYSTEM | FSD | 1
VA1185061 | PB | LC | RT | Y | DS001 | LCR13 | 620 FAIRWAY ST | BLUEFIELD, TOWN OF | DISTRIBUTION SYSTEM | FSD | 1
VA1185061 | PB | LC | RT | Y | DS001 | LCR14 | 104 VISTA ST | BLUEFIELD, TOWN OF | DISTRIBUTION SYSTEM | FSD | 1
VA1185061 | PB | LC | RT | Y | DS001 | LCR15 | 406 CALVIN ST | BLUEFIELD, TOWN OF | DISTRIBUTION SYSTEM | FSD | 1
VA1185061 | PB | LC | RT | Y | DS001 | LCR16 | 232 WINTERCREEK DR | BLUEFIELD, TOWN OF | DISTRIBUTION SYSTEM | FSD | 1
VA1185061 | PB | LC | RT | Y | DS001 | LCR17 | 309 COVE ST | BLUEFIELD, TOWN OF | DISTRIBUTION SYSTEM | FSD | 1
VA1185061 | PB | LC | RT | Y | DS001 | LCR18 | 222 HOCKMAN PIKE | BLUEFIELD, TOWN OF | DISTRIBUTION SYSTEM | FSD | 1
VA1185061 | PB | LC | RT | Y | DS001 | LCR19 | 601 QUAIL DR | BLUEFIELD, TOWN OF | DISTRIBUTION SYSTEM | FSD | 1
VA1185061 | PB | LC | RT | Y | DS001 | LCR20 | 662 TANAGER DR | BLUEFIELD, TOWN OF | DISTRIBUTION SYSTEM | FSD | 1
VA1185061 | PB | LC | RT | Y | DS001 | LCR21 | 106 HUFFARD DR | BLUEFIELD, TOWN OF | DISTRIBUTION SYSTEM | FSD | 1
VA1185061 | GE | FL2 | ST | N | EP001 | EP001 | WTP - ENTRY POINT | BLUEFIELD, TOWN OF | ENTRY POINT - WTP |  | 3
VA1185061 | GE | TOA | RT | Y | IN001 | RW001 | RAW WATER SAMPLE | BLUEFIELD, TOWN OF | BLUESTONE RIVER |  | 1
VA1185061 | GE | TOC | RT | Y | TP001 | UP001 | COMBINED FILTER EFFL | BLUEFIELD, TOWN OF | CONVENTIONAL WATER TREATMENT PLANT |  | 1
VA1185062 | GE | HAA | RT | Y | DS001 | DBP01 | SAUNDERS DRIVE SH | BLUEFIELD VALLEY WATERWORKS | DISTRIBUTION SYSTEM |  | 1
VA1185062 | GE | THM | RT | Y | DS001 | DBP01 | SAUNDERS DRIVE SH | BLUEFIELD VALLEY WATERWORKS | DISTRIBUTION SYSTEM |  | 1
VA1185073 | GE | NIT | RT | Y | EP001 | EP001 | TAP AFTER CL2 | CAMP EVANGEL | ENTRY POINT |  | 1
VA1185085 | GE | HAA | RT | Y | DS001 | DBP01 | 179 FARM ROAD | CEDAR BLUFF, TOWN OF | DISTRIBUTION SYSTEM |  | 1
VA1185085 | GE | THM | RT | Y | DS001 | DBP02 | 11026 GOV G C PEERY HIGHWAY | CEDAR BLUFF, TOWN OF | DISTRIBUTION SYSTEM |  | 1
VA1185105 | GE | HAA | RT | Y | DS002 | DBP03 | 389 COUNTRY FARM ROAD, CEDAR BLUFF | CLAYPOOL HILL TAZEWELL CO PSA | DISTRIBUTION SYSTEM |  | 1
VA1185105 | GE | THM | RT | Y | DS002 | DBP03 | 389 COUNTRY FARM ROAD, CEDAR BLUFF | CLAYPOOL HILL TAZEWELL CO PSA | DISTRIBUTION SYSTEM |  | 1
VA1185105 | GE | HAA | RT | Y | DS002 | DBP04 | 4200 WARDELL ROAD, CEDAR BLUFF | CLAYPOOL HILL TAZEWELL CO PSA | DISTRIBUTION SYSTEM |  | 1
VA1185105 | GE | THM | RT | Y | DS002 | DBP04 | 4200 WARDELL ROAD, CEDAR BLUFF | CLAYPOOL HILL TAZEWELL CO PSA | DISTRIBUTION SYSTEM |  | 1
VA1185105 | GE | FL2 | ST | N | EP001 | EP001 | WTP - ENTRY POINT | CLAYPOOL HILL TAZEWELL CO PSA | EP001 - ENTRY POINT - WTP |  | 3
VA1185105 | GE | TOA | RT | Y | IN001 | RW001 | RAW WATER SAMPLE LITTLE RIVER INTAKE | CLAYPOOL HILL TAZEWELL CO PSA | IN001 - LITTLE RIVER INTAKE |  | 1
VA1185105 | GE | TOC | RT | Y | TP001 | UP001 | COMBINED FILTER EFFL | CLAYPOOL HILL TAZEWELL CO PSA | CONVENTIONAL WTP |  | 1
VA1185151 | GE | THM | RT | Y | DS001 | DBP02 | 922 BRUSHFORK ROAD, SS 010 | FALLS MILLS - TCPSA | DISTRIBUTION SYSTEM |  | 1
VA1185151 | GE | HAA | RT | Y | DS001 | DBP03 | 213 YARDS ROAD, YARDS MASTER METER | FALLS MILLS - TCPSA | DISTRIBUTION SYSTEM |  | 1
VA1185365 | GE | HAA | RT | Y | DS001 | DBP02 | 529 BEARWALLOW ROAD | TCPSA - JEWELL RIDGE | DISTRIBUTION SYSTEM |  | 1
VA1185365 | GE | THM | RT | Y | DS001 | DBP02 | 529 BEARWALLOW ROAD | TCPSA - JEWELL RIDGE | DISTRIBUTION SYSTEM |  | 1
VA1185365 | PB | LC | RT | Y | DS001 | LCR01 | 1332 JEWEL RIDGE RD. | TCPSA - JEWELL RIDGE | DISTRIBUTION SYSTEM | FSD | 1
VA1185365 | PB | LC | RT | Y | DS001 | LCR03 | 278 MITCHELL ROAD | TCPSA - JEWELL RIDGE | DISTRIBUTION SYSTEM | FSD | 1
VA1185365 | PB | LC | RT | Y | DS001 | LCR04 | 5660 STINSON RIDGE ROAD | TCPSA - JEWELL RIDGE | DISTRIBUTION SYSTEM | FSD | 1
VA1185365 | PB | LC | RT | Y | DS001 | LCR05 | 282 MITCHELL ROAD | TCPSA - JEWELL RIDGE | DISTRIBUTION SYSTEM | FSD | 1
VA1185365 | PB | LC | RT | Y | DS001 | LCR06 | 1333 JEWELL RIDGE ROAD | TCPSA - JEWELL RIDGE | DISTRIBUTION SYSTEM | FSD | 1
VA1185365 | PB | LC | RT | Y | DS001 | LCR07 | 1312 JEWELL RIDGE ROAD | TCPSA - JEWELL RIDGE | DISTRIBUTION SYSTEM | FSD | 1
VA1185365 | PB | LC | RT | Y | DS001 | LCR16 | 4901 STINSON RIDGE ROAD | TCPSA - JEWELL RIDGE | DISTRIBUTION SYSTEM | FSD | 1
VA1185365 | PB | LC | RT | Y | DS001 | LCR17 | 6742 STINSON RIDGE ROAD | TCPSA - JEWELL RIDGE | DISTRIBUTION SYSTEM | FSD | 1
VA1185365 | PB | LC | RT | Y | DS001 | LCR33 | 1701 SMITH RIDGE ROAD | TCPSA - JEWELL RIDGE | DISTRIBUTION SYSTEM | FSD | 1
VA1185365 | PB | LC | RT | Y | DS001 | LCR37 | 2337 SMITH RIDGE ROAD | TCPSA - JEWELL RIDGE | DISTRIBUTION SYSTEM | FSD | 1
VA1185400 | GE | HAA | RT | Y | DS001 | DBP01 | 1905 MIDDLE CREEK ROAD | MIDDLE CREEK - TCPSA | DS001 DISTRIBUTION SYSTEM |  | 1
VA1185400 | GE | THM | RT | Y | DS001 | DBP01 | 1905 MIDDLE CREEK ROAD | MIDDLE CREEK - TCPSA | DS001 DISTRIBUTION SYSTEM |  | 1
VA1185685 | GE | HAA | RT | Y | DS001 | DBP01 | 165 MILLERS ROAD, DORAN | TCPSA - RAVEN/DORAN | DS001 - DISTRIBUTION SYSTEM |  | 1
VA3595250 | PB | LC | RT | Y | DS001 | DS035 | 203 LAUREL STREET | EMPORIA, CITY OF | DISTRIBUTION SYSTEM | FSD | 1
VA3595250 | PB | LC | RT | Y | DS001 | DS036 | 706 BRUNSWICK AVENUE | EMPORIA, CITY OF | DISTRIBUTION SYSTEM | FSD | 1
VA3595250 | PB | LC | RT | Y | DS001 | DS043 | 201 JEFFERSON STREET | EMPORIA, CITY OF | DISTRIBUTION SYSTEM | FSD | 1
VA3595250 | PB | LC | RT | Y | DS001 | DS044 | 506 LEE ST | EMPORIA, CITY OF | DISTRIBUTION SYSTEM | FSD | 1
VA3595250 | PB | LC | RT | Y | DS001 | DS045 | 314 ECHOLS ST | EMPORIA, CITY OF | DISTRIBUTION SYSTEM | FSD | 1
VA3595250 | PB | LC | RT | Y | DS001 | DS046 | 212 HICKSFORD AVE | EMPORIA, CITY OF | DISTRIBUTION SYSTEM | FSD | 1
VA3595250 | GE | FL2 | ST | N | EP001 | EP001 | ENTRY P0INT | EMPORIA, CITY OF | ENTRY POINT |  | 3
VA3595250 | GE | VOC | RT | Y | EP001 | EP001 | ENTRY P0INT | EMPORIA, CITY OF | ENTRY POINT |  | 1
VA3175300 | GE | NIT | RT | Y | EP001 | EP001 | TANK TAP (ENTRY PT) | DREWRYVILLE | ENTRY POINT |  | 1
VA3175340 | GE | HAA | RT | Y | DS001 | DBP01 | 32493 HICKORY CIR | EDGEHILL | DISTRIBUTION SYSTEM |  | 1
VA3175340 | GE | THM | RT | Y | DS001 | DBP01 | 32493 HICKORY CIR | EDGEHILL | DISTRIBUTION SYSTEM |  | 1
VA3175370 | GE | INO | RT | Y | EP001 | EP001 | HYDRO TANK TAP (EP) | SOUTHAMPTON POWER STATION | ENTRY POINT |  | 1
VA3175370 | GE | MET | RT | Y | EP001 | EP001 | HYDRO TANK TAP (EP) | SOUTHAMPTON POWER STATION | ENTRY POINT |  | 1
VA3175370 | GE | NIT | RT | Y | EP001 | EP001 | HYDRO TANK TAP (EP) | SOUTHAMPTON POWER STATION | ENTRY POINT |  | 1
VA3175380 | GE | INO | RT | Y | EP001 | EP001 | TANK TAP (EP) | SOLENIS | ENTRY POINT |  | 1
VA3175380 | GE | MET | RT | Y | EP001 | EP001 | TANK TAP (EP) | SOLENIS | ENTRY POINT |  | 1
VA3175380 | GE | NIT | RT | Y | EP001 | EP001 | TANK TAP (EP) | SOLENIS | ENTRY POINT |  | 1
VA3175380 | GE | VOC | RT | Y | EP001 | EP001 | TANK TAP (EP) | SOLENIS | ENTRY POINT |  | 1
VA3175400 | GE | NIT | RT | Y | EP001 | EP001 | BABB ST HYDRO TANK | TOWN OF IVOR | ENTRY POINT- BABB ST |  | 1
VA3175400 | GE | NIT | RT | Y | EP002 | EP002 | MAIN ST HYDRO TANK | TOWN OF IVOR | ENTRY POINT - MAIN STREET |  | 1
VA3175461 | GE | NIT | RT | Y | EP001 | EP001 | HYDRO TANK TAP | KINGSDALE - MOSELEY | ENTRY POINT |  | 1
VA3175500 | GE | HAA | RT | Y | DS001 | DBP01 | 22173 GENERAL THOMAS HWY | TOWN OF NEWSOMS | DISTRIBUTION SYSTEM |  | 1
VA3175500 | GE | THM | RT | Y | DS001 | DBP01 | 22173 GENERAL THOMAS HWY | TOWN OF NEWSOMS | DISTRIBUTION SYSTEM |  | 1
VA3175515 | GE | NIT | RT | Y | EP001 | EP001 | HYDRO TANK TAP | NOTTOWAY ELEMENTARY SCHOOL | ENTRY POINT |  | 1
VA3175520 | GE | VOC | RT | Y | EP001 | EP001 | HYDRO TANK TAP | NOTTOWAY GARDENS | ENTRY POINT |  | 1
VA3175530 | GE | NIT | RT | Y | EP001 | EP001 | HYDRO TANK TAP | NOTTOWAY SHORES | ENTRY POINT |  | 1
VA3175650 | GE | NIT | RT | Y | EP001 | EP001 | HYDRO TANK TAP | SCOTTSWOOD | ENTRY POINT |  | 1
VA3620350 | GE | HAA | RT | Y | DS001 | DBP06 | 747 HUNTERDALE ROAD | FRANKLIN, CITY OF | DISTRIBUTION SYSTEM |  | 1
VA3620350 | GE | THM | RT | Y | DS001 | DBP06 | 747 HUNTERDALE ROAD | FRANKLIN, CITY OF | DISTRIBUTION SYSTEM |  | 1
VA3620350 | GE | HAA | RT | Y | DS001 | DBP07 | 1510 ARMORY DRIVE | FRANKLIN, CITY OF | DISTRIBUTION SYSTEM |  | 1
VA3620350 | GE | THM | RT | Y | DS001 | DBP07 | 1510 ARMORY DRIVE | FRANKLIN, CITY OF | DISTRIBUTION SYSTEM |  | 1
VA3620350 | PB | LC | RT | Y | DS001 | LCR01 | 301 FAIRVIEW DRIVE | FRANKLIN, CITY OF | DISTRIBUTION SYSTEM | FSD | 1
VA3620350 | PB | LC | RT | Y | DS001 | LCR02 | 139 CRESCENT DRIVE | FRANKLIN, CITY OF | DISTRIBUTION SYSTEM | FSD | 1
VA3620350 | PB | LC | RT | Y | DS001 | LCR03 | 124 BOBWHITE LANE | FRANKLIN, CITY OF | DISTRIBUTION SYSTEM | FSD | 1
VA3620350 | PB | LC | RT | Y | DS001 | LCR07 | 160 CRESCENT DRIVE | FRANKLIN, CITY OF | DISTRIBUTION SYSTEM | FSD | 1
VA3620350 | PB | LC | RT | Y | DS001 | LCR08 | 309 CRESCENT DRIVE | FRANKLIN, CITY OF | DISTRIBUTION SYSTEM | FSD | 1
VA3620350 | PB | LC | RT | Y | DS001 | LCR12 | 129 CRESCENT DRIVE | FRANKLIN, CITY OF | DISTRIBUTION SYSTEM | FSD | 1
VA3620350 | PB | LC | RT | Y | DS001 | LCR15 | 1928 HARRIS STREET | FRANKLIN, CITY OF | DISTRIBUTION SYSTEM | FSD | 1
VA3620350 | PB | LC | RT | Y | DS001 | LCR16 | 209 ROBINHOOD ROAD | FRANKLIN, CITY OF | DISTRIBUTION SYSTEM | FSD | 1
VA3620350 | PB | LC | RT | Y | DS001 | LCR17 | 308 OLD SEDLEY RD | FRANKLIN, CITY OF | DISTRIBUTION SYSTEM | FSD | 1
VA3620350 | PB | LC | RT | Y | DS001 | LCR18 | 773 OAK STREET | FRANKLIN, CITY OF | DISTRIBUTION SYSTEM | FSD | 1
VA3620350 | PB | LC | RT | Y | DS001 | LCR19 | 214 OLD SEDLEY | FRANKLIN, CITY OF | DISTRIBUTION SYSTEM | FSD | 1
VA3620350 | PB | LC | RT | Y | DS001 | LCR20 | 712 FAIRVIEW DRIVE | FRANKLIN, CITY OF | DISTRIBUTION SYSTEM | FSD | 1
VA3620350 | PB | LC | RT | Y | DS001 | LCR21 | 217 FAIRVIEW DRIVE | FRANKLIN, CITY OF | DISTRIBUTION SYSTEM | FSD | 1
VA3620350 | PB | LC | RT | Y | DS001 | LCR22 | 401 FAIRVIEW DRIVE | FRANKLIN, CITY OF | DISTRIBUTION SYSTEM | FSD | 1
VA3620350 | PB | LC | RT | Y | DS001 | LCR23 | 209 MEADOW LANE | FRANKLIN, CITY OF | DISTRIBUTION SYSTEM | FSD | 1
VA3620350 | PB | LC | RT | Y | DS001 | LCR27 | 112 SUNSET DRIVE | FRANKLIN, CITY OF | DISTRIBUTION SYSTEM | FSD | 1
VA3620350 | PB | LC | RT | Y | DS001 | LCR30 | 132 CRESCENT DRIVE | FRANKLIN, CITY OF | DISTRIBUTION SYSTEM | FSD | 1
VA1185685 | GE | THM | RT | Y | DS001 | DBP01 | 165 MILLERS ROAD, DORAN | TCPSA - RAVEN/DORAN | DS001 - DISTRIBUTION SYSTEM |  | 1
VA1185685 | GE | HAA | RT | Y | DS001 | DBP02 | 3529 MILL CREEK ROAD, SS 080 | TCPSA - RAVEN/DORAN | DS001 - DISTRIBUTION SYSTEM |  | 1
VA1185685 | GE | THM | RT | Y | DS001 | DBP02 | 3529 MILL CREEK ROAD, SS 080 | TCPSA - RAVEN/DORAN | DS001 - DISTRIBUTION SYSTEM |  | 1
VA1185695 | GE | HAA | RT | Y | DS001 | DBP01 | 15 SOUTH FARMER ST. | RICHLANDS, TOWN OF | DS001 - DISTRIBUTION SYSTEM |  | 1
VA1185695 | GE | THM | RT | Y | DS001 | DBP01 | 15 SOUTH FARMER ST. | RICHLANDS, TOWN OF | DS001 - DISTRIBUTION SYSTEM |  | 1
VA1185695 | GE | HAA | RT | Y | DS001 | DBP02 | CHARLES STREET | RICHLANDS, TOWN OF | DS001 - DISTRIBUTION SYSTEM |  | 1
VA1185695 | GE | THM | RT | Y | DS001 | DBP02 | CHARLES STREET | RICHLANDS, TOWN OF | DS001 - DISTRIBUTION SYSTEM |  | 1
VA1185695 | GE | TOA | RT | Y | IN001 | RW001 | RAW WATER SAMPLE | RICHLANDS, TOWN OF | IN001 - CLINCH RIVER INTAKE |  | 1
VA1185695 | GE | TOC | RT | Y | TP001 | UP004 | COMBINED FILTER EFF | RICHLANDS, TOWN OF | TP001 - TREATMENT PLANT |  | 1
VA1185754 | GE | HAA | RT | Y | DS001 | DBP01 | 142 LOWE ROAD, SAMPLE STA. 030 | TCPSA - BIG CREEK/COALDAN | DISTRIBUTION SYSTEM |  | 1
VA1185754 | GE | THM | RT | Y | DS001 | DBP01 | 142 LOWE ROAD, SAMPLE STA. 030 | TCPSA - BIG CREEK/COALDAN | DISTRIBUTION SYSTEM |  | 1
VA1185755 | GE | HAA | RT | Y | DS001 | DBP01 | 672 ABBS VALLEY ROAD | EASTERN TAZEWELL COUNTY | DS001 - DISTRIBUTION SYSTEM |  | 1
VA1185755 | GE | THM | RT | Y | DS001 | DBP01 | 672 ABBS VALLEY ROAD | EASTERN TAZEWELL COUNTY | DS001 - DISTRIBUTION SYSTEM |  | 1
VA1185755 | GE | HAA | RT | Y | DS001 | DBP03 | 5607 FALLS MILL ROAD | EASTERN TAZEWELL COUNTY | DS001 - DISTRIBUTION SYSTEM |  | 1
VA1185755 | GE | THM | RT | Y | DS001 | DBP03 | 5607 FALLS MILL ROAD | EASTERN TAZEWELL COUNTY | DS001 - DISTRIBUTION SYSTEM |  | 1
VA1185759 | GE | NIT | RT | Y | EP001 | EP001 | LAUNDRY TUB TAP | TAZEWELL MOTEL | ENTRY POINT |  | 1
VA1185761 | GE | HAA | RT | Y | DS001 | DBP03 | 258 DIAL ROCK ROAD | TAZEWELL, TOWN OF | DISTRIBUTION SYSTEM |  | 1
VA1185761 | GE | THM | RT | Y | DS001 | DBP03 | 258 DIAL ROCK ROAD | TAZEWELL, TOWN OF | DISTRIBUTION SYSTEM |  | 1
VA1185761 | GE | HAA | RT | Y | DS001 | DBP04 | 407 STEELES LANE, TAZEWELL RESCUE SQUAD | TAZEWELL, TOWN OF | DISTRIBUTION SYSTEM |  | 1
VA1185761 | GE | THM | RT | Y | DS001 | DBP04 | 407 STEELES LANE, TAZEWELL RESCUE SQUAD | TAZEWELL, TOWN OF | DISTRIBUTION SYSTEM |  | 1
VA1185761 | PB | LC | RT | Y | DS001 | LCR01 | 121 SHANNON STREET | TAZEWELL, TOWN OF | DISTRIBUTION SYSTEM | FSD | 1
VA1185761 | PB | LC | RT | Y | DS001 | LCR02 | 136 FLORENCE CIRCLE | TAZEWELL, TOWN OF | DISTRIBUTION SYSTEM | FSD | 1
VA1185761 | PB | LC | RT | Y | DS001 | LCR03 | 404 HOTEL AVENUE | TAZEWELL, TOWN OF | DISTRIBUTION SYSTEM | FSD | 1
VA1185761 | PB | LC | RT | Y | DS001 | LCR04 | 593 PINE STREET | TAZEWELL, TOWN OF | DISTRIBUTION SYSTEM | FSD | 1
VA1185761 | PB | LC | RT | Y | DS001 | LCR05 | 164 MAIN STREET | TAZEWELL, TOWN OF | DISTRIBUTION SYSTEM | FSD | 1
VA1185761 | PB | LC | RT | Y | DS001 | LCR06 | 264 DIAL ROCK ROAD | TAZEWELL, TOWN OF | DISTRIBUTION SYSTEM | FSD | 1
VA1185761 | PB | LC | RT | Y | DS001 | LCR08 | 168 STEELES LANE | TAZEWELL, TOWN OF | DISTRIBUTION SYSTEM | FSD | 1
VA1185761 | PB | LC | RT | Y | DS001 | LCR09 | 251 WALNUT STREET | TAZEWELL, TOWN OF | DISTRIBUTION SYSTEM | FSD | 1
VA1185761 | PB | LC | RT | Y | DS001 | LCR10 | 166 ORANGE STREET | TAZEWELL, TOWN OF | DISTRIBUTION SYSTEM | FSD | 1
VA1185761 | PB | LC | RT | Y | DS001 | LCR17 | 416 HARMAN STREET | TAZEWELL, TOWN OF | DISTRIBUTION SYSTEM | FSD | 1
VA1185761 | PB | LC | RT | Y | DS001 | LCR19 | 211 AUSTIN ST | TAZEWELL, TOWN OF | DISTRIBUTION SYSTEM | FSD | 1
VA1185761 | PB | LC | RT | Y | DS001 | LCR22 | 295 TEXAS ST | TAZEWELL, TOWN OF | DISTRIBUTION SYSTEM | FSD | 1
VA1185761 | PB | LC | RT | Y | DS001 | LCR24 | 1388 RIVERSIDE DR | TAZEWELL, TOWN OF | DISTRIBUTION SYSTEM | FSD | 1
VA1185761 | PB | LC | RT | Y | DS001 | LCR25 | 172 THORN ST | TAZEWELL, TOWN OF | DISTRIBUTION SYSTEM | FSD | 1
VA1185761 | PB | LC | RT | Y | DS001 | LCR27 | 177 HIGHLAND AVENUE | TAZEWELL, TOWN OF | DISTRIBUTION SYSTEM | FSD | 1
VA1185761 | PB | LC | RT | Y | DS001 | LCR28 | 122 AUSTIN ST | TAZEWELL, TOWN OF | DISTRIBUTION SYSTEM | FSD | 1
VA1185761 | PB | LC | RT | Y | DS001 | LCR30 | 542 DOGWOOD DRIVE | TAZEWELL, TOWN OF | DISTRIBUTION SYSTEM | FSD | 1
VA1185761 | PB | LC | RT | Y | DS001 | LCR34 | 218 VERNON AVENUE | TAZEWELL, TOWN OF | DISTRIBUTION SYSTEM | FSD | 1
VA1185761 | PB | LC | RT | Y | DS001 | LCR39 | 233 THORN STREET | TAZEWELL, TOWN OF | DISTRIBUTION SYSTEM | FSD | 1
VA1185761 | PB | LC | RT | Y | DS001 | LCR77 | 473 MARION AVE | TAZEWELL, TOWN OF | DISTRIBUTION SYSTEM | FSD | 1
VA1185762 | GE | FL2 | ST | N | EP001 | EP001 | WTP-ENTRY POINT | GREATER TAZEWELL WTP | ENTRY POINT - WTP |  | 3
VA1185762 | GE | TOA | RT | Y | IN004 | RW002 | COMBINED INTAKE RAW WATER SAMPLE | GREATER TAZEWELL WTP | COMBINED INTAKE |  | 1
VA1185762 | GE | TOC | RT | Y | TP001 | UP003 | COMBINED FILTER EFF | GREATER TAZEWELL WTP | GREATER TAZEWELL AREA REGIONAL WTP |  | 1
VA1185763 | GE | HAA | RT | Y | DS001 | DBP03 | 2010 INDIAN CREEK ROAD, CEDAR BLUFF PRV | BAPTIST VALLEY | DISTRIBUTION SYSTEM |  | 1
VA1185763 | GE | THM | RT | Y | DS001 | DBP03 | 2010 INDIAN CREEK ROAD, CEDAR BLUFF PRV | BAPTIST VALLEY | DISTRIBUTION SYSTEM |  | 1
VA1185763 | GE | HAA | RT | Y | DS001 | DBP04 | 6475 FIRETOWER ROAD, BANDY | BAPTIST VALLEY | DISTRIBUTION SYSTEM |  | 1
VA1185763 | GE | THM | RT | Y | DS001 | DBP04 | 6475 FIRETOWER ROAD, BANDY | BAPTIST VALLEY | DISTRIBUTION SYSTEM |  | 1
VA1185763 | PB | LC | RT | Y | DS001 | LCR19 | 7526 BAPTIST VALLEY RD | BAPTIST VALLEY | DISTRIBUTION SYSTEM | FSD | 1
VA1185763 | PB | LC | RT | Y | DS001 | LCR22 | 6388 BAPTIST VALLEY RD | BAPTIST VALLEY | DISTRIBUTION SYSTEM | FSD | 1
VA1185763 | PB | LC | RT | Y | DS001 | LCR25 | 7172 BAPTIST VALLEY RD | BAPTIST VALLEY | DISTRIBUTION SYSTEM | FSD | 1
VA1185763 | PB | LC | RT | Y | DS001 | LCR26 | 6147 SINKING WATERS RD | BAPTIST VALLEY | DISTRIBUTION SYSTEM | FSD | 1
VA1185763 | PB | LC | RT | Y | DS001 | LCR27 | 5617 SINKING WATERS RD | BAPTIST VALLEY | DISTRIBUTION SYSTEM | FSD | 1
VA1185763 | PB | LC | RT | Y | DS001 | LCR28 | 103 ASHBROOK AVE | BAPTIST VALLEY | DISTRIBUTION SYSTEM | FSD | 1
VA1185763 | PB | LC | RT | Y | DS001 | LCR29 | 3918 BAPTIST VALLEY RD | BAPTIST VALLEY | DISTRIBUTION SYSTEM | FSD | 1
VA1185763 | PB | LC | RT | Y | DS001 | LCR30 | 1451 BAPTIST VALLEY RD | BAPTIST VALLEY | DISTRIBUTION SYSTEM | FSD | 1
VA1185763 | PB | LC | RT | Y | DS001 | LCR31 | 520 CREED BRANCH RD | BAPTIST VALLEY | DISTRIBUTION SYSTEM | FSD | 1
VA1185763 | PB | LC | RT | Y | DS001 | LCR32 | 591 CREED BRANCH RD | BAPTIST VALLEY | DISTRIBUTION SYSTEM | FSD | 1
VA1185763 | PB | LC | RT | Y | DS001 | LCR33 | 305 BANDY RD | BAPTIST VALLEY | DISTRIBUTION SYSTEM | FSD | 1
VA1185763 | PB | LC | RT | Y | DS001 | LCR34 | 172 BARNETTE AVE. | BAPTIST VALLEY | DISTRIBUTION SYSTEM | FSD | 1
VA1185763 | PB | LC | RT | Y | DS001 | LCR35 | 176 EMPIRE DR. | BAPTIST VALLEY | DISTRIBUTION SYSTEM | FSD | 1
VA1185763 | PB | LC | RT | Y | DS001 | LCR36 | 4397 BAPTIST VALLEY RD | BAPTIST VALLEY | DISTRIBUTION SYSTEM | FSD | 1
VA1185763 | PB | LC | RT | Y | DS001 | LCR37 | 5264 DRY CREEK RD. | BAPTIST VALLEY | DISTRIBUTION SYSTEM | FSD | 1
VA1185763 | PB | LC | RT | Y | DS001 | LCR38 | 167 LICK BRANCH RD. | BAPTIST VALLEY | DISTRIBUTION SYSTEM | FSD | 1
VA1185763 | PB | LC | RT | Y | DS001 | LCR39 | 6365 BAPTIST VALLEY RD. | BAPTIST VALLEY | DISTRIBUTION SYSTEM | FSD | 1
VA1185763 | PB | LC | RT | Y | DS001 | LCR40 | 4902 BAPTIST VALLEY RD. | BAPTIST VALLEY | DISTRIBUTION SYSTEM | FSD | 1
VA1185763 | PB | LC | RT | Y | DS001 | LCR41 | 1736 INDIAN CREEK RD. | BAPTIST VALLEY | DISTRIBUTION SYSTEM | FSD | 1
VA1185763 | PB | LC | RT | Y | DS001 | LCR42 | 1156 JOHNSON BRANCH RD. | BAPTIST VALLEY | DISTRIBUTION SYSTEM | FSD | 1
VA1185766 | GE | HAA | RT | Y | DS001 | DBP01 | 1245 CLEAR FORK ROAD SS 030 | TCPSA - GRATTON | DISTRIBUTION SYSTEM |  | 1
VA1185766 | GE | THM | RT | Y | DS001 | DBP01 | 1245 CLEAR FORK ROAD SS 030 | TCPSA - GRATTON | DISTRIBUTION SYSTEM |  | 1
VA1185767 | GE | HAA | RT | Y | DS001 | DBP001 | 290 WOODALL ST. SAMPLE STA 030 | TCPSA - FORT WITTEN | DISTRIBUTION SYSTEM |  | 1
VA1185767 | GE | THM | RT | Y | DS001 | DBP001 | 290 WOODALL ST. SAMPLE STA 030 | TCPSA - FORT WITTEN | DISTRIBUTION SYSTEM |  | 1
VA1185769 | GE | HAA | RT | Y | DS001 | DBP01 | 2328 DAW ROAD, SAMPLE STA 030 | TCPSA - DAW ROAD | DS001 DISTRIBUTION SYSTEM |  | 1
VA1185769 | GE | THM | RT | Y | DS001 | DBP01 | 2328 DAW ROAD, SAMPLE STA 030 | TCPSA - DAW ROAD | DS001 DISTRIBUTION SYSTEM |  | 1
VA1191070 | GE | NIT | RT | Y | EP001 | EP001 | FIRST SINK | CALLEBS COVE CAMPGROUND | ENTRY POINT |  | 1
VA1191150 | GE | HAA | RT | Y | DS950 | DBP03 | 137 ACORN LANE - STAGE 2 SITE | CLEAR CREEK | DISTRIBUTION SYSTEM |  | 1
VA1191150 | GE | THM | RT | Y | DS950 | DBP03 | 137 ACORN LANE - STAGE 2 SITE | CLEAR CREEK | DISTRIBUTION SYSTEM |  | 1
VA1191295 | GE | HAA | RT | Y | DS950 | DBP01 | 28350 POOR VALLEY RD | HAYTER`S GAP | DISTRIBUTION SYSTEM |  | 1
VA1191295 | GE | THM | RT | Y | DS950 | DBP01 | 28350 POOR VALLEY RD | HAYTER`S GAP | DISTRIBUTION SYSTEM |  | 1
VA1191310 | GE | HAA | RT | Y | DS004 | DBP01 | 3348 MENDOTA RD MRT | MENDOTA | DISTRIBUTION SYSTEM |  | 1
VA1191310 | GE | THM | RT | Y | DS004 | DBP01 | 3348 MENDOTA RD MRT | MENDOTA | DISTRIBUTION SYSTEM |  | 1
VA1191310 | GE | NIT | RT | Y | EP001 | EP001 | TAP AFTER TREATMENT | MENDOTA | ENTRY POINT |  | 1
VA1191311 | GE | HAA | RT | Y | DS001 | DBP01 | 8670 HIDDEN VALLEY RD | HIDDEN VALLEY | DISTRIBUTION SYSTEM |  | 1
VA1191311 | GE | THM | RT | Y | DS001 | DBP01 | 8670 HIDDEN VALLEY RD | HIDDEN VALLEY | DISTRIBUTION SYSTEM |  | 1
VA1191315 | GE | NIT | RT | Y | EP001 | EP001 | TAP AFTER TREATMENT | BEARTREE NO. 1 | ENTRY POINT - WELL |  | 1
VA1191316 | GE | NIT | RT | Y | EP001 | EP001 | TAP AFTER TREATMENT | BEARTREE NO. 2 | ENTRY POINT - WELL |  | 1
VA1191883 | GE | HAA | RT | Y | DS101 | DB205 | LOCATION 205 | WASHINGTON COUNTY SERVICE AUTHORITY | MIDDLE FORK WTP |  | 1
VA1191883 | GE | THM | RT | Y | DS101 | DB205 | LOCATION 205 | WASHINGTON COUNTY SERVICE AUTHORITY | MIDDLE FORK WTP |  | 1
VA1191883 | GE | HAA | RT | Y | DS101 | DB208 | T1 - BRUMLEY TANK EFFLUENT | WASHINGTON COUNTY SERVICE AUTHORITY | MIDDLE FORK WTP |  | 1
VA1191883 | GE | THM | RT | Y | DS101 | DB208 | T1 - BRUMLEY TANK EFFLUENT | WASHINGTON COUNTY SERVICE AUTHORITY | MIDDLE FORK WTP |  | 1
VA1191883 | PB | LC | RT | Y | DS102 | LCR02 | 10653 FOREST HILL DR | WASHINGTON COUNTY SERVICE AUTHORITY | RESERVATION SPRING | FSD | 1
VA1191883 | PB | LC | RT | Y | DS102 | LCR03 | 29501 BLUE SPGS RD | WASHINGTON COUNTY SERVICE AUTHORITY | RESERVATION SPRING | FSD | 1
VA1191883 | PB | LC | RT | Y | DS102 | LCR08 | 34219 LEE HWY | WASHINGTON COUNTY SERVICE AUTHORITY | RESERVATION SPRING | FSD | 1
VA1191883 | PB | LC | RT | Y | DS102 | LCR10 | 25013 KELLER DR | WASHINGTON COUNTY SERVICE AUTHORITY | RESERVATION SPRING | FSD | 1
VA1191883 | PB | LC | RT | Y | DS102 | LCR11 | 18169 MACEDONIA RD | WASHINGTON COUNTY SERVICE AUTHORITY | RESERVATION SPRING | FSD | 1
VA1191883 | PB | LC | RT | Y | DS102 | LCR12 | 26182 BEECH HIDEAWAY | WASHINGTON COUNTY SERVICE AUTHORITY | RESERVATION SPRING | FSD | 1
VA1191883 | PB | LC | RT | Y | DS102 | LCR13 | 18195 WOODLAND HILLS | WASHINGTON COUNTY SERVICE AUTHORITY | RESERVATION SPRING | FSD | 1
VA1191883 | PB | LC | RT | Y | DS102 | LCR14 | 825 COLONIAL RD | WASHINGTON COUNTY SERVICE AUTHORITY | RESERVATION SPRING | FSD | 1
VA1191883 | PB | LC | RT | Y | DS102 | LCR15 | 19101 STONE MTN RD | WASHINGTON COUNTY SERVICE AUTHORITY | RESERVATION SPRING | FSD | 1
VA1191883 | PB | LC | RT | Y | DS102 | LCR16 | 956 MAIDEN ST | WASHINGTON COUNTY SERVICE AUTHORITY | RESERVATION SPRING | FSD | 1
VA1191883 | PB | LC | RT | Y | DS102 | LCR17 | 21456 JEB STUART HWY | WASHINGTON COUNTY SERVICE AUTHORITY | RESERVATION SPRING | FSD | 1
VA1191883 | PB | LC | RT | Y | DS102 | LCR18 | 344 BEVERLY DR | WASHINGTON COUNTY SERVICE AUTHORITY | RESERVATION SPRING | FSD | 1
VA1191883 | PB | LC | RT | Y | DS102 | LCR21 | 3535 GATE CITY HWY | WASHINGTON COUNTY SERVICE AUTHORITY | RESERVATION SPRING | FSD | 1
VA1191883 | PB | LC | RT | Y | DS102 | LCR23 | 15308 HEARST RD | WASHINGTON COUNTY SERVICE AUTHORITY | RESERVATION SPRING | FSD | 1
VA1191883 | PB | LC | RT | Y | DS102 | LCR32 | 12274 MEDALLION DR | WASHINGTON COUNTY SERVICE AUTHORITY | RESERVATION SPRING | FSD | 1
VA1191883 | PB | LC | RT | Y | DS102 | LCR33 | 17085 SEDONA DR | WASHINGTON COUNTY SERVICE AUTHORITY | RESERVATION SPRING | FSD | 1
VA1191883 | PB | LC | RT | Y | DS102 | LCR36 | 6698 GATE CITY HWY | WASHINGTON COUNTY SERVICE AUTHORITY | RESERVATION SPRING | FSD | 1
VA1191883 | PB | LC | RT | Y | DS102 | LCR38 | 11086 ECHO LANE | WASHINGTON COUNTY SERVICE AUTHORITY | RESERVATION SPRING | FSD | 1
VA1191883 | PB | LC | RT | Y | DS102 | LCR39 | 14102 WILLOWCREST | WASHINGTON COUNTY SERVICE AUTHORITY | RESERVATION SPRING | FSD | 1
VA1191883 | PB | LC | RT | Y | DS102 | LCR40 | 24148 WALDON RD NE | WASHINGTON COUNTY SERVICE AUTHORITY | RESERVATION SPRING | FSD | 1
VA1191883 | PB | LC | RT | Y | DS102 | LCR41 | 710 MOSBY CT | WASHINGTON COUNTY SERVICE AUTHORITY | RESERVATION SPRING | FSD | 1
VA1191883 | PB | LC | RT | Y | DS102 | LCR42 | 10115 ISLAND RD | WASHINGTON COUNTY SERVICE AUTHORITY | RESERVATION SPRING | FSD | 1
VA1191883 | PB | LC | RT | Y | DS102 | LCR43 | 21171 CLEAR CREEK RD | WASHINGTON COUNTY SERVICE AUTHORITY | RESERVATION SPRING | FSD | 1
VA1191883 | PB | LC | RT | Y | DS102 | LCR44 | 15510 CHANTILLY WAY | WASHINGTON COUNTY SERVICE AUTHORITY | RESERVATION SPRING | FSD | 1
VA1191883 | PB | LC | RT | Y | DS102 | LCR45 | 30500 RAMBLEWD RD | WASHINGTON COUNTY SERVICE AUTHORITY | RESERVATION SPRING | FSD | 1
VA1191883 | PB | LC | RT | Y | DS102 | LCR46 | 518 MONTE VISTA DR | WASHINGTON COUNTY SERVICE AUTHORITY | RESERVATION SPRING | FSD | 1
VA1191883 | PB | LC | RT | Y | DS102 | LCR47 | 10491 REDWOOD CIR | WASHINGTON COUNTY SERVICE AUTHORITY | RESERVATION SPRING | FSD | 1
VA1191883 | PB | LC | RT | Y | DS102 | LCR48 | 11348 GOOSE CREEK RD | WASHINGTON COUNTY SERVICE AUTHORITY | RESERVATION SPRING | FSD | 1
VA1191883 | PB | LC | RT | Y | DS102 | LCR49 | 31760 OLD SALTWORKS | WASHINGTON COUNTY SERVICE AUTHORITY | RESERVATION SPRING | FSD | 1
VA1191883 | PB | LC | RT | Y | DS102 | LCR51 | 19339 DENNISON DR | WASHINGTON COUNTY SERVICE AUTHORITY | RESERVATION SPRING | FSD | 1
VA1191883 | GE | HAA | RT | Y | DS104 | DB103 | LOCATION 103 | WASHINGTON COUNTY SERVICE AUTHORITY | BVUB/WCSA MIX |  | 1
VA1191883 | GE | THM | RT | Y | DS104 | DB103 | LOCATION 103 | WASHINGTON COUNTY SERVICE AUTHORITY | BVUB/WCSA MIX |  | 1
VA1191883 | GE | HAA | RT | Y | DS104 | DB104 | LOCATION 104 | WASHINGTON COUNTY SERVICE AUTHORITY | BVUB/WCSA MIX |  | 1
VA1191883 | GE | THM | RT | Y | DS104 | DB104 | LOCATION 104 | WASHINGTON COUNTY SERVICE AUTHORITY | BVUB/WCSA MIX |  | 1
VA1191883 | GE | FL2 | ST | N | EP001 | EP001 | LAB SINK | WASHINGTON COUNTY SERVICE AUTHORITY | ENTRY POINT - MIDDLE FORK HOLSTON WTP |  | 3
VA1191883 | GE | SVO | RT | Y | EP001 | EP001 | LAB SINK | WASHINGTON COUNTY SERVICE AUTHORITY | ENTRY POINT - MIDDLE FORK HOLSTON WTP |  | 1
VA1191883 | GE | CAH | RT | Y | EP001 | EP001 | LAB SINK | WASHINGTON COUNTY SERVICE AUTHORITY | ENTRY POINT - MIDDLE FORK HOLSTON WTP |  | 1
VA1191883 | GE | CAR | RT | Y | EP001 | EP001 | LAB SINK | WASHINGTON COUNTY SERVICE AUTHORITY | ENTRY POINT - MIDDLE FORK HOLSTON WTP |  | 1
VA1191883 | GE | VOC | RT | Y | EP002 | EP002 | RESERVATION SPRING | WASHINGTON COUNTY SERVICE AUTHORITY | ENTRY POINT - RESERVATION SPRING |  | 1
VA1191883 | GE | TOA | RT | Y | IN001 | RW001 | MIDDLE FORK RAW WATER SAMPLE TAP | WASHINGTON COUNTY SERVICE AUTHORITY | MIDDLE FORK HOLSTON RIVER |  | 1
VA1191883 | GE | TOC | RT | Y | TP001 | UP001 | COMBINED FILTER EFFLUENT | WASHINGTON COUNTY SERVICE AUTHORITY | MIDDLE FORK WATER TREATMENT PLANT |  | 1
VA1195050 | GE | THM | RT | Y | DS001 | DBP01 | RODA SAMPLE TAP 070 | APPALACHIA, TOWN OF | DISTRIBUTION SYSTEM |  | 1
VA1195050 | GE | FL2 | ST | N | EP001 | EP001 | WTP - ENTRY POINT | APPALACHIA, TOWN OF | ENTRY POINT - WTP |  | 3
VA1195050 | GE | TOA | RT | Y | IN001 | RW001 | RAW WATER TAP | APPALACHIA, TOWN OF | BEN'S BRANCH IMPOUNDMENT |  | 1
VA1195050 | GE | TOC | RT | Y | TP002 | UP001 | COMBINED FILTER EFFL | APPALACHIA, TOWN OF | TOWN OF APPALACHIA WTP |  | 1
VA1195100 | GE | HAA | RT | Y | DS001 | DBP02 | LONESOME PINE HOSPITAL | BIG STONE GAP, TOWN OF | DISTRIBUTION SYSTEM |  | 1
VA1195100 | GE | THM | RT | Y | DS001 | DBP02 | LONESOME PINE HOSPITAL | BIG STONE GAP, TOWN OF | DISTRIBUTION SYSTEM |  | 1
VA1195100 | GE | HAA | RT | Y | DS001 | DBP03 | LONESOME PINE COUNTRY CLUB | BIG STONE GAP, TOWN OF | DISTRIBUTION SYSTEM |  | 1
VA1195100 | GE | THM | RT | Y | DS001 | DBP03 | LONESOME PINE COUNTRY CLUB | BIG STONE GAP, TOWN OF | DISTRIBUTION SYSTEM |  | 1
VA1195100 | GE | FL2 | ST | N | EP001 | EP001 | WTP - ENTRY POINT | BIG STONE GAP, TOWN OF | ENTRY POINT - WTP |  | 3
VA1195100 | GE | VOC | RT | Y | EP001 | EP001 | WTP - ENTRY POINT | BIG STONE GAP, TOWN OF | ENTRY POINT - WTP |  | 1
VA1195100 | GE | TOA | RT | Y | IN001 | RW001 | RAW WATER TAP | BIG STONE GAP, TOWN OF | SOUTH FORK POWELL RIVER |  | 1
VA1195100 | GE | TOC | RT | Y | TP002 | UP001 | COMBINED FILTER EFFL | BIG STONE GAP, TOWN OF | BIG STONE GAP WTP |  | 1
VA1195170 | GE | HAA | RT | Y | DS001 | DBP02 | FLATWOODS STP | COEBURN, TOWN OF | DISTRIBUTION SYSTEM |  | 1
VA1195170 | GE | THM | RT | Y | DS001 | DBP02 | FLATWOODS STP | COEBURN, TOWN OF | DISTRIBUTION SYSTEM |  | 1
VA1195170 | GE | HAA | RT | Y | DS001 | DBP03 | 4218 MCIENURG RD | COEBURN, TOWN OF | DISTRIBUTION SYSTEM |  | 1
VA1195170 | GE | THM | RT | Y | DS001 | DBP03 | 4218 MCIENURG RD | COEBURN, TOWN OF | DISTRIBUTION SYSTEM |  | 1
VA1195170 | PB | LC | RT | Y | DS001 | LCR01 | 606 MEADOW ST, NE | COEBURN, TOWN OF | DISTRIBUTION SYSTEM | FSD | 1
VA1195170 | PB | LC | RT | Y | DS001 | LCR02 | 302 DAVIS AVE, SE | COEBURN, TOWN OF | DISTRIBUTION SYSTEM | FSD | 1
VA1195170 | PB | LC | RT | Y | DS001 | LCR03 | 821-A LAUREL AVE | COEBURN, TOWN OF | DISTRIBUTION SYSTEM | FSD | 1
VA1195170 | PB | LC | RT | Y | DS001 | LCR04 | 411 CENTRE AVE, NE | COEBURN, TOWN OF | DISTRIBUTION SYSTEM | FSD | 1
VA1195170 | PB | LC | RT | Y | DS001 | LCR05 | 215 HARRIS ST, SW | COEBURN, TOWN OF | DISTRIBUTION SYSTEM | FSD | 1
VA1195170 | PB | LC | RT | Y | DS001 | LCR06 | 329 CHALET DR, SW | COEBURN, TOWN OF | DISTRIBUTION SYSTEM | FSD | 1
VA1195170 | PB | LC | RT | Y | DS001 | LCR09 | 275 DAVIS AVE, SE | COEBURN, TOWN OF | DISTRIBUTION SYSTEM | FSD | 1
VA1195170 | PB | LC | RT | Y | DS001 | LCR10 | 816 FRONT ST, EAST | COEBURN, TOWN OF | DISTRIBUTION SYSTEM | FSD | 1
VA1195170 | PB | LC | RT | Y | DS001 | LCR12 | 107 VALLEY VIEW DRIVE | COEBURN, TOWN OF | DISTRIBUTION SYSTEM | FSD | 1
VA1195170 | PB | LC | RT | Y | DS001 | LCR13 | 301 CHALET AVE | COEBURN, TOWN OF | DISTRIBUTION SYSTEM | FSD | 1
VA1195170 | PB | LC | RT | Y | DS001 | LCR15 | 109 LAUREL AVE | COEBURN, TOWN OF | DISTRIBUTION SYSTEM | FSD | 1
VA1195170 | PB | LC | RT | Y | DS001 | LCR22 | 313 CENTRE AVENUE | COEBURN, TOWN OF | DISTRIBUTION SYSTEM | FSD | 1
VA1195170 | PB | LC | RT | Y | DS001 | LCR23 | 402 GRAND AVEUNE | COEBURN, TOWN OF | DISTRIBUTION SYSTEM | FSD | 1
VA1195170 | PB | LC | RT | Y | DS001 | LCR24 | 314 CENTRE AVENUE | COEBURN, TOWN OF | DISTRIBUTION SYSTEM | FSD | 1
VA1195170 | PB | LC | RT | Y | DS001 | LCR30 | 510 MAY AVE SW | COEBURN, TOWN OF | DISTRIBUTION SYSTEM | FSD | 1
VA1195170 | PB | LC | RT | Y | DS001 | LCR35 | 112 LAUREL AVE | COEBURN, TOWN OF | DISTRIBUTION SYSTEM | FSD | 1
VA1195170 | PB | LC | RT | Y | DS001 | LCR36 | 711 FRONT ST E | COEBURN, TOWN OF | DISTRIBUTION SYSTEM | FSD | 1
VA1195170 | PB | LC | RT | Y | DS001 | LCR37 | 420 MAY AVE | COEBURN, TOWN OF | DISTRIBUTION SYSTEM | FSD | 1
VA1195170 | PB | LC | RT | Y | DS001 | LCR38 | 806 LAUREL AVE | COEBURN, TOWN OF | DISTRIBUTION SYSTEM | FSD | 1
VA1195170 | PB | LC | RT | Y | DS001 | LCR39 | 506 STARLA LANE | COEBURN, TOWN OF | DISTRIBUTION SYSTEM | FSD | 1
VA1195170 | GE | FL2 | ST | N | EP001 | EP001 | WTP-ENTRY POINT | COEBURN, TOWN OF | ENTRY POINT - WTP |  | 3
VA1195170 | GE | TOA | RT | Y | IN001 | RW001 | RAW WATER TAP | COEBURN, TOWN OF | TOM'S CREEK IMPOUNDMENT |  | 1
VA1195170 | GE | TOC | RT | Y | TP003 | UP001 | COMBINED FILTER EFFL | COEBURN, TOWN OF | TOWN OF COEBURN WTP |  | 1
VA1195640 | GE | HAA | RT | Y | DS001 | DBP01 | MID.FK. BLOWOFF | BOLD CAMP | DISTRIBUTION SYSTEM |  | 1
VA1195640 | GE | THM | RT | Y | DS001 | DBP01 | MID.FK. BLOWOFF | BOLD CAMP | DISTRIBUTION SYSTEM |  | 1
VA1195650 | GE | HAA | RT | Y | DS001 | DBP03 | FLOYD CANTREL RES | POUND, TOWN OF | DISTRIBUTION SYSTEM |  | 1
VA1195650 | GE | THM | RT | Y | DS001 | DBP04 | 9262 MOUNTAIN COVE ROAD | POUND, TOWN OF | DISTRIBUTION SYSTEM |  | 1
VA1195650 | GE | FL2 | ST | N | EP001 | EP001 | WTP - ENTRY POINT | POUND, TOWN OF | ENTRY POINT - WTP |  | 3
VA1195650 | GE | TOA | RT | Y | IN001 | RW001 | RAW WATER SAMPLE | POUND, TOWN OF | NORTH FORK OF THE POUND RIVER LAKE |  | 1
VA1195650 | GE | TOC | RT | Y | TP002 | UP001 | COMBINED FILTER EFFL | POUND, TOWN OF | TOWN OF POUND WTP |  | 1
VA1195700 | GE | HAA | RT | Y | DS001 | DBP02 | 3500 HARDY HOLLOW RD | ST PAUL, TOWN OF | DISTRIBUTION SYSTEM |  | 1
VA1195700 | GE | THM | RT | Y | DS001 | DBP02 | 3500 HARDY HOLLOW RD | ST PAUL, TOWN OF | DISTRIBUTION SYSTEM |  | 1
VA1195700 | GE | FL2 | ST | N | EP001 | EP001 | WTP - ENTRY POINT | ST PAUL, TOWN OF | ENTRY POINT - WTP |  | 3
VA1195700 | GE | TOA | RT | Y | IN001 | RW001 | RAW WATER SAMPLE | ST PAUL, TOWN OF | CLINCH RIVER |  | 1
VA1195700 | GE | TOC | RT | Y | TP002 | UP001 | COMBINED FILTER EFFL | ST PAUL, TOWN OF | TOWN OF ST. PAUL WTP |  | 1
VA1195900 | GE | HAA | RT | Y | DS001 | DBP01 | NATHAN BURNHAM | WISE COUNTY REGIONAL WATER SYSTEM | DISTRIBUTION SYSTEM |  | 1
VA1195900 | GE | THM | RT | Y | DS001 | DBP01 | NATHAN BURNHAM | WISE COUNTY REGIONAL WATER SYSTEM | DISTRIBUTION SYSTEM |  | 1
VA1195900 | GE | HAA | RT | Y | DS001 | DBP02 | DONNIE BOLLING | WISE COUNTY REGIONAL WATER SYSTEM | DISTRIBUTION SYSTEM |  | 1
VA1195900 | GE | THM | RT | Y | DS001 | DBP02 | DONNIE BOLLING | WISE COUNTY REGIONAL WATER SYSTEM | DISTRIBUTION SYSTEM |  | 1
VA1195900 | GE | HAA | RT | Y | DS001 | DBP03 | TONY NUNLEY | WISE COUNTY REGIONAL WATER SYSTEM | DISTRIBUTION SYSTEM |  | 1
VA1195900 | GE | THM | RT | Y | DS001 | DBP03 | TONY NUNLEY | WISE COUNTY REGIONAL WATER SYSTEM | DISTRIBUTION SYSTEM |  | 1
VA1195900 | GE | HAA | RT | Y | DS001 | DBP05 | DCPSA SANDY RIDGE MM | WISE COUNTY REGIONAL WATER SYSTEM | DISTRIBUTION SYSTEM |  | 1
VA1195900 | GE | THM | RT | Y | DS001 | DBP05 | DCPSA SANDY RIDGE MM | WISE COUNTY REGIONAL WATER SYSTEM | DISTRIBUTION SYSTEM |  | 1
VA1197435 | GE | SVO | RT | Y | EP001 | EP001 | LAB SINK TAP | NEW RIVER REGIONAL WATER AUTHORITY | ENTRY POINT |  | 1
VA1197435 | GE | CAH | RT | Y | EP001 | EP001 | LAB SINK TAP | NEW RIVER REGIONAL WATER AUTHORITY | ENTRY POINT |  | 1
VA1197435 | GE | CAR | RT | Y | EP001 | EP001 | LAB SINK TAP | NEW RIVER REGIONAL WATER AUTHORITY | ENTRY POINT |  | 1
VA1197435 | GE | TOA | RT | Y | IN001 | RW001 | RAW WATER TAP | NEW RIVER REGIONAL WATER AUTHORITY | INTAKE - NEW RIVER |  | 1
VA1197435 | GE | TOC | RT | Y | TP001 | UP001 | COMBINED FILTER EFF | NEW RIVER REGIONAL WATER AUTHORITY | WATER TREATMENT PLANT |  | 1
VA1197700 | GE | HAA | RT | Y | DS950 | DBP01 | STW MRT | RURAL RETREAT, TOWN OF | DISTRIBUTION SYSTEM |  | 1
VA1197700 | GE | THM | RT | Y | DS950 | DBP01 | STW MRT | RURAL RETREAT, TOWN OF | DISTRIBUTION SYSTEM |  | 1
VA1197700 | PB | LC | RT | Y | DS950 | LCR02 | 214 E BUCK AVENUE | RURAL RETREAT, TOWN OF | DISTRIBUTION SYSTEM | FSD | 1
VA1197700 | PB | LC | RT | Y | DS950 | LCR03 | 496 CHINQUAPIN AVE | RURAL RETREAT, TOWN OF | DISTRIBUTION SYSTEM | FSD | 1
VA1197700 | PB | LC | RT | Y | DS950 | LCR04 | 228 SAGE ROAD | RURAL RETREAT, TOWN OF | DISTRIBUTION SYSTEM | FSD | 1
VA1197700 | PB | LC | RT | Y | DS950 | LCR06 | 202 S GREEVER ST | RURAL RETREAT, TOWN OF | DISTRIBUTION SYSTEM | FSD | 1
VA1197700 | PB | LC | RT | Y | DS950 | LCR07 | 327 E RAILROAD AVE | RURAL RETREAT, TOWN OF | DISTRIBUTION SYSTEM | FSD | 1
VA1197700 | PB | LC | RT | Y | DS950 | LCR10 | 218 MAPLE AVENUE | RURAL RETREAT, TOWN OF | DISTRIBUTION SYSTEM | FSD | 1
VA1197700 | PB | LC | RT | Y | DS950 | LCR11 | 281 MYRTLE LANE | RURAL RETREAT, TOWN OF | DISTRIBUTION SYSTEM | FSD | 1
VA1197700 | PB | LC | RT | Y | DS950 | LCR13 | 419 PARSONAGE AVE | RURAL RETREAT, TOWN OF | DISTRIBUTION SYSTEM | FSD | 1
VA1197700 | PB | LC | RT | Y | DS950 | LCR14 | 129 ORCHARD HILLS RD | RURAL RETREAT, TOWN OF | DISTRIBUTION SYSTEM | FSD | 1
VA1197700 | PB | LC | RT | Y | DS950 | LCR15 | 6777 W LEE HWY | RURAL RETREAT, TOWN OF | DISTRIBUTION SYSTEM | FSD | 1
VA1197700 | GE | FL2 | ST | N | EP002 | EP2 | SAMPLE TAP | RURAL RETREAT, TOWN OF | ENTRY POINT - MEMBRANE PLANT |  | 3
VA1197725 | GE | NIT | RT | Y | EP001 | EP001 | TAP AFTER STORAGE | SHOT TOWER STATE PARK | ENTRY POINT - WELL |  | 1
VA1197776 | GE | NIT | RT | Y | EP001 | EP001 | KITCHEN SINK | TRAIL MOTEL | ENTRY POINT |  | 1
VA1197810 | GE | HAA | RT | Y | DS950 | DBP01 | PEPPERS F./MUDLICK | WYTHEVILLE, TOWN OF | DISTRIBUTION SYSTEM |  | 1
VA1197810 | GE | THM | RT | Y | DS950 | DBP01 | PEPPERS F./MUDLICK | WYTHEVILLE, TOWN OF | DISTRIBUTION SYSTEM |  | 1
VA1197810 | GE | HAA | RT | Y | DS950 | DBP03 | T1 - #304 - POWERSHOT | WYTHEVILLE, TOWN OF | DISTRIBUTION SYSTEM |  | 1
VA1197810 | GE | THM | RT | Y | DS950 | DBP03 | T1 - #304 - POWERSHOT | WYTHEVILLE, TOWN OF | DISTRIBUTION SYSTEM |  | 1
VA1197810 | PB | LC | RT | Y | DS950 | LCR03 | 485 LAKEVIEW DRIVE | WYTHEVILLE, TOWN OF | DISTRIBUTION SYSTEM | FSD | 1
VA1197810 | PB | LC | RT | Y | DS950 | LCR05 | 925 N. 3RD STREET | WYTHEVILLE, TOWN OF | DISTRIBUTION SYSTEM | FSD | 1
VA1197810 | PB | LC | RT | Y | DS950 | LCR06 | 995 N. 3RD STREET | WYTHEVILLE, TOWN OF | DISTRIBUTION SYSTEM | FSD | 1
VA1197810 | PB | LC | RT | Y | DS950 | LCR09 | 1230 FISHER RD | WYTHEVILLE, TOWN OF | DISTRIBUTION SYSTEM | FSD | 1
VA1197810 | PB | LC | RT | Y | DS950 | LCR13 | 1120 W. PINE ST. | WYTHEVILLE, TOWN OF | DISTRIBUTION SYSTEM | FSD | 1
VA1197810 | PB | LC | RT | Y | DS950 | LCR15 | 340 S. 9TH STREET | WYTHEVILLE, TOWN OF | DISTRIBUTION SYSTEM | FSD | 1
VA1197810 | PB | LC | RT | Y | DS950 | LCR16 | 120 LAKEVIEW DRIVE | WYTHEVILLE, TOWN OF | DISTRIBUTION SYSTEM | FSD | 1
VA1197810 | PB | LC | RT | Y | DS950 | LCR18 | 219 GOLF CLUB LANE | WYTHEVILLE, TOWN OF | DISTRIBUTION SYSTEM | FSD | 1
VA1197810 | PB | LC | RT | Y | DS950 | LCR19 | 825 S. 1ST STREET | WYTHEVILLE, TOWN OF | DISTRIBUTION SYSTEM | FSD | 1
VA1197810 | PB | LC | RT | Y | DS950 | LCR25 | 100 EAGLE DRIVE | WYTHEVILLE, TOWN OF | DISTRIBUTION SYSTEM | FSD | 1
VA1197810 | PB | LC | RT | Y | DS950 | LCR32 | 235 LAKEVIEW DRIVE | WYTHEVILLE, TOWN OF | DISTRIBUTION SYSTEM | FSD | 1
VA1197810 | PB | LC | RT | Y | DS950 | LCR34 | 445 LAKEVIEW DRIVE | WYTHEVILLE, TOWN OF | DISTRIBUTION SYSTEM | FSD | 1
VA1197810 | PB | LC | RT | Y | DS950 | LCR39 | 270 EAST RIDGE DRIVE | WYTHEVILLE, TOWN OF | DISTRIBUTION SYSTEM | FSD | 1
VA1197810 | PB | LC | RT | Y | DS950 | LCR40 | 290 EAST RIDGE DRIVE | WYTHEVILLE, TOWN OF | DISTRIBUTION SYSTEM | FSD | 1
VA1197810 | PB | LC | RT | Y | DS950 | LCR41 | 1000 UNION STREET | WYTHEVILLE, TOWN OF | DISTRIBUTION SYSTEM | FSD | 1
VA1197810 | PB | LC | RT | Y | DS950 | LCR43 | 1215 N. 11TH STREET | WYTHEVILLE, TOWN OF | DISTRIBUTION SYSTEM | FSD | 1
VA1197810 | PB | LC | RT | Y | DS950 | LCR46 | 510 FULTON STREET | WYTHEVILLE, TOWN OF | DISTRIBUTION SYSTEM | FSD | 1
VA1197810 | PB | LC | RT | Y | DS950 | LCR54 | 1120 FULTON W. ST. | WYTHEVILLE, TOWN OF | DISTRIBUTION SYSTEM | FSD | 1
VA1197810 | PB | LC | RT | Y | DS950 | LCR55 | 210 E. RIDGE RD | WYTHEVILLE, TOWN OF | DISTRIBUTION SYSTEM | FSD | 1
VA1197810 | PB | LC | RT | Y | DS950 | LCR56 | 520 W. FULTON ST | WYTHEVILLE, TOWN OF | DISTRIBUTION SYSTEM | FSD | 1
VA1197810 | GE | FL2 | ST | N | EP001 | EP001 | LAB SINK | WYTHEVILLE, TOWN OF | ENTRY POINT - WYTHEVILLE WTP |  | 3
VA1197810 | GE | SVO | RT | Y | EP001 | EP001 | LAB SINK | WYTHEVILLE, TOWN OF | ENTRY POINT - WYTHEVILLE WTP |  | 1
VA1197810 | GE | CAH | RT | Y | EP001 | EP001 | LAB SINK | WYTHEVILLE, TOWN OF | ENTRY POINT - WYTHEVILLE WTP |  | 1
VA1197810 | GE | CAR | RT | Y | EP001 | EP001 | LAB SINK | WYTHEVILLE, TOWN OF | ENTRY POINT - WYTHEVILLE WTP |  | 1
VA1197810 | GE | TOA | RT | Y | IN001 | RW001 | RAW H2O SAMPLE TAP | WYTHEVILLE, TOWN OF | REED CREEK |  | 1
VA1197810 | GE | TOC | RT | Y | TP001 | UP001 | COMBINED FILT. EFF. | WYTHEVILLE, TOWN OF | WYTHEVILLE WATER TREATMENT PLANT |  | 1
VA1197880 | GE | HAA | RT | Y | DS001 | DBP01 | END RADIO ROAD | WYTHE COUNTY WEST | DISTRIBUTION SYSTEM |  | 1
VA1197880 | GE | THM | RT | Y | DS001 | DBP01 | END RADIO ROAD | WYTHE COUNTY WEST | DISTRIBUTION SYSTEM |  | 1
VA1197880 | GE | HAA | RT | Y | DS001 | DBP02 | SPEEDEWELL RT. 773 P S | WYTHE COUNTY WEST | DISTRIBUTION SYSTEM |  | 1
VA1197880 | GE | THM | RT | Y | DS001 | DBP02 | SPEEDEWELL RT. 773 P S | WYTHE COUNTY WEST | DISTRIBUTION SYSTEM |  | 1
VA3595250 | PB | LC | RT | Y | DS001 | DS010 | 1521 WIGGINS RD | EMPORIA, CITY OF | DISTRIBUTION SYSTEM | FSD | 1
VA3595250 | PB | LC | RT | Y | DS001 | DS012 | 1502 WALNUT DR | EMPORIA, CITY OF | DISTRIBUTION SYSTEM | FSD | 1
VA3595250 | PB | LC | RT | Y | DS001 | DS015 | 505 LAKESIDE DR | EMPORIA, CITY OF | DISTRIBUTION SYSTEM | FSD | 1
VA3595250 | PB | LC | RT | Y | DS001 | DS016 | 603 CLEVELAND AVE | EMPORIA, CITY OF | DISTRIBUTION SYSTEM | FSD | 1
VA3595250 | PB | LC | RT | Y | DS001 | DS020 | 626 MADISON ST | EMPORIA, CITY OF | DISTRIBUTION SYSTEM | FSD | 1
VA3620350 | GE | CYN | RT | Y | EP007 | EP007 | HUNTERDALE WELL 7 | FRANKLIN, CITY OF | ENTRY POINT NO. 7 ( HUNTERDALE) |  | 1
VA3620350 | GE | INO | RT | Y | EP007 | EP007 | HUNTERDALE WELL 7 | FRANKLIN, CITY OF | ENTRY POINT NO. 7 ( HUNTERDALE) |  | 1
VA3620350 | GE | MET | RT | Y | EP007 | EP007 | HUNTERDALE WELL 7 | FRANKLIN, CITY OF | ENTRY POINT NO. 7 ( HUNTERDALE) |  | 1
VA3620350 | GE | NIT | RT | Y | EP007 | EP007 | HUNTERDALE WELL 7 | FRANKLIN, CITY OF | ENTRY POINT NO. 7 ( HUNTERDALE) |  | 1
VA3650150 | GE | THM | RT | Y | DS001 | DBP01 | 57 PATCH RD (BLDG 57) | FORT MONROE | DISTRIBUTION SYSTEM |  | 1
VA3650150 | GE | HAA | RT | Y | DS001 | DBP02 | 110 PRATT RD (BLDG 75) | FORT MONROE | DISTRIBUTION SYSTEM |  | 1
VA3650150 | PB | LC | RT | Y | DS001 | LCR01 | BLDG 9 | FORT MONROE | DISTRIBUTION SYSTEM | FSD | 1
VA3650150 | PB | LC | RT | Y | DS001 | LCR02 | BLDG 81 | FORT MONROE | DISTRIBUTION SYSTEM | FSD | 1
VA3650150 | PB | LC | RT | Y | DS001 | LCR03 | BLDG 245 | FORT MONROE | DISTRIBUTION SYSTEM | FSD | 1
VA3650150 | PB | LC | RT | Y | DS001 | LCR04 | BLDG 28 | FORT MONROE | DISTRIBUTION SYSTEM | FSD | 1
VA3650150 | PB | LC | RT | Y | DS001 | LCR05 | BLDG 87 | FORT MONROE | DISTRIBUTION SYSTEM | FSD | 1
VA3700500 | GE | FL2 | ST | N | EP001 | EP001 | HARWOODS MILL | NEWPORT NEWS, CITY OF | HARWOODS MILL ENTRY POINT |  | 3
VA3700500 | GE | BRO | RT | Y | EP002 | EP002 | LEE HALL | NEWPORT NEWS, CITY OF | LEE HALL ENTRY POINT |  | 3
VA3700500 | GE | FL2 | ST | N | EP002 | EP002 | LEE HALL | NEWPORT NEWS, CITY OF | LEE HALL ENTRY POINT |  | 3
VA3700500 | GE | TOA | RT | Y | IN001 | RAW - LH | INTAKE-LH | NEWPORT NEWS, CITY OF | LEE HALL |  | 3
VA3700500 | GE | TOA | RT | Y | IN002 | RAW - HM | INTAKE - HM | NEWPORT NEWS, CITY OF | HARWOOD MILL |  | 3
VA3700500 | GE | TOC | RT | Y | TP002 | TP-002 | FILTERED-HM | NEWPORT NEWS, CITY OF | HARWOOD MILL |  | 3
VA3700500 | GE | TOC | RT | Y | TP006 | TP-006 | FILTERED-LH_N | NEWPORT NEWS, CITY OF | LEE HALL - PLANT 5 |  | 3
VA3710050 | GE | HAA | RT | Y | DS001 | DBP202 | GATE 4 | NAVAL STATION NORFOLK | DISTRIBUTION SYSTEM |  | 1
VA3710050 | GE | THM | RT | Y | DS001 | DBP202 | GATE 4 | NAVAL STATION NORFOLK | DISTRIBUTION SYSTEM |  | 1
VA3710050 | GE | HAA | RT | Y | DS001 | DBP203 | A81 | NAVAL STATION NORFOLK | DISTRIBUTION SYSTEM |  | 1
VA3710050 | GE | THM | RT | Y | DS001 | DBP203 | A81 | NAVAL STATION NORFOLK | DISTRIBUTION SYSTEM |  | 1
VA3710050 | GE | HAA | RT | Y | DS001 | DBP204 | Q50 | NAVAL STATION NORFOLK | DISTRIBUTION SYSTEM |  | 1
VA3710050 | GE | THM | RT | Y | DS001 | DBP204 | Q50 | NAVAL STATION NORFOLK | DISTRIBUTION SYSTEM |  | 1
VA3710050 | GE | HAA | RT | Y | DS001 | DBP205 | N-24 | NAVAL STATION NORFOLK | DISTRIBUTION SYSTEM |  | 1
VA3710050 | GE | THM | RT | Y | DS001 | DBP205 | N-24 | NAVAL STATION NORFOLK | DISTRIBUTION SYSTEM |  | 1
VA3710100 | GE | HAA | RT | Y | DS001 | DBP201 | 249 S. NEWTOWN RD. | NORFOLK, CITY OF | DISTRIBUTION SYSTEM |  | 1
VA5025050 | GE | THM | RT | Y | DS001 | DBP02 | 2588 CHALK LEVEL RD | ALBERTA, TOWN OF | DISTRIBUTION SYSTEM |  | 1
VA5025050 | PB | LC | RT | Y | DS001 | LC002 | 42 SCHOOL STREET | ALBERTA, TOWN OF | DISTRIBUTION SYSTEM | FSD | 1
VA5025050 | PB | LC | RT | Y | DS001 | LC003 | 77 FOREST AVENUE | ALBERTA, TOWN OF | DISTRIBUTION SYSTEM | FSD | 1
VA5025050 | PB | LC | RT | Y | DS001 | LC005 | 967 SECOND AVENUE | ALBERTA, TOWN OF | DISTRIBUTION SYSTEM | FSD | 1
VA5025050 | PB | LC | RT | Y | DS001 | LC007 | 122 EAST FIRST AVENUE | ALBERTA, TOWN OF | DISTRIBUTION SYSTEM | FSD | 1
VA5025050 | PB | LC | RT | Y | DS001 | LC014 | 187 ELM STREET | ALBERTA, TOWN OF | DISTRIBUTION SYSTEM | FSD | 1
VA5025120 | GE | THM | RT | Y | DS001 | DBP01 | EMMA CANNON RESIDENC | BRODNAX, TOWN OF | DISTRIBUTION SYSTEM |  | 1
VA5025120 | GE | HAA | RT | Y | DS001 | DBP02 | BRODNAX MINI STORAGE | BRODNAX, TOWN OF | DISTRIBUTION SYSTEM |  | 1
VA5025150 | GE | HAA | RT | Y | DS001 | DBP01 | MRJ TANK - OUTLET | BRUNSWICK IDA - NORTH | DISTRIBUTION SYSTEM |  | 1
VA5025150 | GE | THM | RT | Y | DS001 | DBP02 | COMM. COLLEGE EDUC. BUILDING | BRUNSWICK IDA - NORTH | DISTRIBUTION SYSTEM |  | 1
VA5025405 | GE | NIT | RT | Y | EP001 | EP001 | ENTRY POINT | RAY RAY'S DINER | ENTRY POINT |  | 1
VA5025450 | GE | HAA | RT | Y | DS001 | DBP02 | 15946 CHRISTIANNA | LAWRENCEVILLE, TOWN OF | DISTRIBUTION SYSTEM |  | 1
VA5025450 | GE | THM | RT | Y | DS001 | DBP02 | 15946 CHRISTIANNA | LAWRENCEVILLE, TOWN OF | DISTRIBUTION SYSTEM |  | 1
VA5025450 | GE | HAA | RT | Y | DS001 | DBP03 | 400 N. MAIN STREET | LAWRENCEVILLE, TOWN OF | DISTRIBUTION SYSTEM |  | 1
VA5025450 | GE | THM | RT | Y | DS001 | DBP03 | 400 N. MAIN STREET | LAWRENCEVILLE, TOWN OF | DISTRIBUTION SYSTEM |  | 1
VA5025450 | GE | FL2 | ST | N | EP001 | EP001 | FINISHED WATER TAP | LAWRENCEVILLE, TOWN OF | ENTRY POINT TAP |  | 3
VA2109025 | PB | LC | RT | Y | DS001 | LCR16 | DF 4 LIBRARY | TREVILIANS ELEMENTARY SCHOOL | DISTRIBUTION SYSTEM | FSD | 1
VA2109025 | PB | LC | RT | Y | DS001 | LCR18 | DF 7 ROOM 33 | TREVILIANS ELEMENTARY SCHOOL | DISTRIBUTION SYSTEM | FSD | 1
VA2109025 | PB | LC | RT | Y | DS001 | LCR19 | DF 8 COURTYARD | TREVILIANS ELEMENTARY SCHOOL | DISTRIBUTION SYSTEM | FSD | 1
VA2109025 | PB | LC | RT | Y | DS001 | LCR20 | DF 9 ROOM 3 | TREVILIANS ELEMENTARY SCHOOL | DISTRIBUTION SYSTEM | FSD | 1
VA2109025 | PB | LC | RT | Y | DS001 | LCR21 | DF 10 IN CAFE | TREVILIANS ELEMENTARY SCHOOL | DISTRIBUTION SYSTEM | FSD | 1
VA2109025 | PB | LC | RT | Y | DS001 | LCR23 | KITCHEN SINK #4 | TREVILIANS ELEMENTARY SCHOOL | DISTRIBUTION SYSTEM | FSD | 1
VA2109035 | GE | HAA | RT | Y | DS001 | DBP01 | ROOM 27 | MOSS-NUCKOLS ELEMENTARY SCHOOL | DISTRIBUTION SYSTEM |  | 1
VA2109035 | GE | THM | RT | Y | DS001 | DBP01 | ROOM 27 | MOSS-NUCKOLS ELEMENTARY SCHOOL | DISTRIBUTION SYSTEM |  | 1
VA2109060 | PB | LC | RT | Y | DS001 | LCR01 | MENS ROOM UP | BIO-CAT INC | DISTRIBUTION SYSTEM | FSD | 1
VA2109060 | PB | LC | RT | Y | DS001 | LCR02 | LUNCH ROOM | BIO-CAT INC | DISTRIBUTION SYSTEM | FSD | 1
VA2109060 | PB | LC | RT | Y | DS001 | LCR03 | LIQUID ROOM | BIO-CAT INC | DISTRIBUTION SYSTEM | FSD | 1
VA2109060 | PB | LC | RT | Y | DS001 | LCR04 | LAB | BIO-CAT INC | DISTRIBUTION SYSTEM | FSD | 1
VA2109060 | PB | LC | RT | Y | DS001 | LCR05 | PRODUCTION ROOM 1 | BIO-CAT INC | DISTRIBUTION SYSTEM | FSD | 1
VA2109075 | GE | HAA | RT | Y | DS001 | DBP02 | LANDSCAPE FAUCET W. GATE | BLUE RIDGE SHORES | DISTRIBUTION SYSTEM |  | 1
VA2109075 | GE | THM | RT | Y | DS001 | DBP02 | LANDSCAPE FAUCET W. GATE | BLUE RIDGE SHORES | DISTRIBUTION SYSTEM |  | 1
VA2109205 | GE | NIT | RT | Y | EP001 | EP001 | FINISHED WATER TAP | DOLLAR GENERAL - BUMPASS | ENTRY POINT |  | 1
VA4085398 | PB | LC | RT | Y | DS001 | LC002 | 6306 QUEENS LACE RD | HANOVER SUBURBAN WATER SYSTEM | DISTRIBUTION - RICHMOND ZONE | FSD | 1
VA4085398 | PB | LC | RT | Y | DS001 | LC003 | 8225 SKIRMISH LN | HANOVER SUBURBAN WATER SYSTEM | DISTRIBUTION - RICHMOND ZONE | FSD | 1
VA4085398 | PB | LC | RT | Y | DS001 | LC004 | 8247 SIEGE RD | HANOVER SUBURBAN WATER SYSTEM | DISTRIBUTION - RICHMOND ZONE | FSD | 1
VA4085398 | PB | LC | RT | Y | DS001 | LC005 | 8000 DARVA GLEN DR | HANOVER SUBURBAN WATER SYSTEM | DISTRIBUTION - RICHMOND ZONE | FSD | 1
VA4085398 | PB | LC | RT | Y | DS001 | LC006 | 6305 BANSHIRE DR | HANOVER SUBURBAN WATER SYSTEM | DISTRIBUTION - RICHMOND ZONE | FSD | 1
VA4085398 | PB | LC | RT | Y | DS001 | LC007 | 9315 BLAGDON DR | HANOVER SUBURBAN WATER SYSTEM | DISTRIBUTION - RICHMOND ZONE | FSD | 1
VA4085398 | PB | LC | RT | Y | DS001 | LC008 | 9406 BLACKSMITH DR | HANOVER SUBURBAN WATER SYSTEM | DISTRIBUTION - RICHMOND ZONE | FSD | 1
VA4085398 | PB | LC | RT | Y | DS001 | LC009 | 6521 TAMMY LN | HANOVER SUBURBAN WATER SYSTEM | DISTRIBUTION - RICHMOND ZONE | FSD | 1
VA4085398 | PB | LC | RT | Y | DS001 | LC010 | 8313 OLD CAVALRY CT | HANOVER SUBURBAN WATER SYSTEM | DISTRIBUTION - RICHMOND ZONE | FSD | 1
VA4085398 | PB | LC | RT | Y | DS001 | LC011 | 6107 MAGAZINE DR | HANOVER SUBURBAN WATER SYSTEM | DISTRIBUTION - RICHMOND ZONE | FSD | 1
VA4085398 | PB | LC | RT | Y | DS001 | LC012 | 8034 KERRICK TRACE | HANOVER SUBURBAN WATER SYSTEM | DISTRIBUTION - RICHMOND ZONE | FSD | 1
VA4085398 | PB | LC | RT | Y | DS001 | LC013 | 6478 TAMMY LN | HANOVER SUBURBAN WATER SYSTEM | DISTRIBUTION - RICHMOND ZONE | FSD | 1
VA4085398 | PB | LC | RT | Y | DS001 | LC014 | 8317 OLD CALVALRY DR | HANOVER SUBURBAN WATER SYSTEM | DISTRIBUTION - RICHMOND ZONE | FSD | 1
VA4085398 | PB | LC | RT | Y | DS001 | LC017 | 8266 FIELDSHIRE DR | HANOVER SUBURBAN WATER SYSTEM | DISTRIBUTION - RICHMOND ZONE | FSD | 1
VA4159500 | PB | LC | RT | Y | DS003 | LC007 | 582 NORMANS CORNER | LUTTRELLVILLE | DISTRIBUTION SYSTEM | FSD | 1
VA4159500 | PB | LC | RT | Y | DS003 | LC008 | 3224 LUTRELLVILLE LN | LUTTRELLVILLE | DISTRIBUTION SYSTEM | FSD | 1
VA4159500 | PB | LC | RT | Y | DS003 | LC009 | 15907 RICHMOND RD | LUTTRELLVILLE | DISTRIBUTION SYSTEM | FSD | 1
VA4159500 | PB | LC | RT | Y | DS003 | LC014 | 15884 RICHMOND ROAD | LUTTRELLVILLE | DISTRIBUTION SYSTEM | FSD | 1
VA4159500 | GE | VOC | RT | Y | EP001 | EP001 | HYDRO TANK | LUTTRELLVILLE | ENTRY POINT @ WELL NO 1A |  | 1
VA4159700 | GE | HAA | RT | Y | DS001 | DBP01 | 1816 TOTUSKEY RD | PLEASANT VIEW ESTATES | DISTRIBUTION SYSTEM |  | 1
VA4159700 | GE | THM | RT | Y | DS001 | DBP01 | 1816 TOTUSKEY RD | PLEASANT VIEW ESTATES | DISTRIBUTION SYSTEM |  | 1
VA4133980 | GE | HAA | RT | Y | DS001 | DBP01 | STOREROOM (UPSTAIRS) | OMEGA PROTEIN, INCORPORATED | OMEGA PROTEIN DOMESTIC DIS SYS |  | 1
VA4133980 | GE | THM | RT | Y | DS001 | DBP01 | STOREROOM (UPSTAIRS) | OMEGA PROTEIN, INCORPORATED | OMEGA PROTEIN DOMESTIC DIS SYS |  | 1
VA4133980 | PB | LC | RT | Y | DS001 | LC001 | SINK BATHROOM MEN MAIN OFFICE | OMEGA PROTEIN, INCORPORATED | OMEGA PROTEIN DOMESTIC DIS SYS | FSD | 1
VA4133980 | PB | LC | RT | Y | DS001 | LC003 | DRINKING FOUNTAIN BRICK OFFICE | OMEGA PROTEIN, INCORPORATED | OMEGA PROTEIN DOMESTIC DIS SYS | FSD | 1
VA4133980 | PB | LC | RT | Y | DS001 | LC004 | BATHROOM BRICK OFFICE DOWNSTAIRS | OMEGA PROTEIN, INCORPORATED | OMEGA PROTEIN DOMESTIC DIS SYS | FSD | 1
VA4133980 | PB | LC | RT | Y | DS001 | LC005 | SINK-KITCHEN BRICK OFFICE | OMEGA PROTEIN, INCORPORATED | OMEGA PROTEIN DOMESTIC DIS SYS | FSD | 1
VA4133980 | PB | LC | RT | Y | DS001 | LC011 | WOMEN BR SINK MAIN OFFICE | OMEGA PROTEIN, INCORPORATED | OMEGA PROTEIN DOMESTIC DIS SYS | FSD | 1
VA4145100 | PB | LC | RT | Y | DS001 | LC003 | WF-STAFF BREAK SINK | POWHATAN WELLNESS | DISTRIBUTION SYSTEM | FSD | 1
VA4145100 | PB | LC | RT | Y | DS001 | LC004 | WF-DONNLLY OFF SINK | POWHATAN WELLNESS | DISTRIBUTION SYSTEM | FSD | 1
VA4145100 | PB | LC | RT | Y | DS001 | LC005 | WF-DARKRM HND SINK | POWHATAN WELLNESS | DISTRIBUTION SYSTEM | FSD | 1
VA4145100 | PB | LC | RT | Y | DS001 | LC009 | SUITE B | POWHATAN WELLNESS | DISTRIBUTION SYSTEM | FSD | 1
VA4145100 | PB | LC | RT | Y | DS001 | LC010 | SUITE F | POWHATAN WELLNESS | DISTRIBUTION SYSTEM | FSD | 1
VA4145150 | PB | LC | RT | Y | DS001 | LC001 | DOWN KITCH HND SINK | ESSENE HOME FOR ADULTS | DISTRIBUTON SYSTEM | FSD | 1
VA4145150 | PB | LC | RT | Y | DS001 | LC002 | PHESHETTE BATHROOM | ESSENE HOME FOR ADULTS | DISTRIBUTON SYSTEM | FSD | 1
VA4145150 | PB | LC | RT | Y | DS001 | LC003 | UP KITCHEN HANK SINK | ESSENE HOME FOR ADULTS | DISTRIBUTON SYSTEM | FSD | 1
VA4145150 | PB | LC | RT | Y | DS001 | LC004 | BACK DOOR HAND SINK | ESSENE HOME FOR ADULTS | DISTRIBUTON SYSTEM | FSD | 1
VA4145150 | PB | LC | RT | Y | DS001 | LC005 | UPSTAIR WOMEN BATH | ESSENE HOME FOR ADULTS | DISTRIBUTON SYSTEM | FSD | 1
VA4145150 | GE | VOC | RT | Y | EP001 | EP001 | ESSENE ENTRY | ESSENE HOME FOR ADULTS | ESSENE HOME ENTRY PT. |  | 1
VA4145190 | GE | HAA | RT | Y | DS001 | DBP04 | METER VAULT | FLAT ROCK AREA WATER SYSTEM | DISTRIBUTION SYSTEM |  | 1
VA4145190 | GE | THM | RT | Y | DS001 | DBP04 | METER VAULT | FLAT ROCK AREA WATER SYSTEM | DISTRIBUTION SYSTEM |  | 1
VA4145200 | GE | HAA | RT | Y | DS001 | DBP01 | 2407 FOUNDERS CR CT | FOUNDERS BRIDGE | DISTRIBUTION SYSTEM |  | 1
VA4145200 | GE | THM | RT | Y | DS001 | DBP01 | 2407 FOUNDERS CR CT | FOUNDERS BRIDGE | DISTRIBUTION SYSTEM |  | 1
VA4145200 | PB | LC | RT | Y | DS001 | LCR01 | 2367 FOUNDERS CR CT | FOUNDERS BRIDGE | DISTRIBUTION SYSTEM | FSD | 1
VA4145200 | PB | LC | RT | Y | DS001 | LCR02 | 2386 FOUNDERS CR CT | FOUNDERS BRIDGE | DISTRIBUTION SYSTEM | FSD | 1
VA4145200 | PB | LC | RT | Y | DS001 | LCR04 | 2391 FOUNDERS CR CT | FOUNDERS BRIDGE | DISTRIBUTION SYSTEM | FSD | 1
VA4145200 | PB | LC | RT | Y | DS001 | LCR06 | 2383 FOUNDERS CR CT | FOUNDERS BRIDGE | DISTRIBUTION SYSTEM | FSD | 1
VA4145200 | PB | LC | RT | Y | DS001 | LCR08 | 19021 FOUNDERS KN TR | FOUNDERS BRIDGE | DISTRIBUTION SYSTEM | FSD | 1
VA4145200 | PB | LC | RT | Y | DS001 | LCR09 | 19033 FOUNDERS KN TR | FOUNDERS BRIDGE | DISTRIBUTION SYSTEM | FSD | 1
VA4145200 | PB | LC | RT | Y | DS001 | LCR10 | 19049 FOUNDERS KN TR | FOUNDERS BRIDGE | DISTRIBUTION SYSTEM | FSD | 1
VA4145200 | PB | LC | RT | Y | DS001 | LCR14 | 2358 FOUNDERS CR CT | FOUNDERS BRIDGE | DISTRIBUTION SYSTEM | FSD | 1
VA4145200 | PB | LC | RT | Y | DS001 | LCR16 | 2382 FOUNDERS CREEK | FOUNDERS BRIDGE | DISTRIBUTION SYSTEM | FSD | 1
VA4145200 | PB | LC | RT | Y | DS001 | LCR17 | 2383 FOUNDERS CREEK | FOUNDERS BRIDGE | DISTRIBUTION SYSTEM | FSD | 1
VA4145240 | GE | HAA | RT | Y | DS001 | DBP01 | OFFICE - MEN'S RR | GOODWYN LUMBER COMPANY | DISTRIBUTION SYSTEM |  | 1
VA4145240 | GE | THM | RT | Y | DS001 | DBP01 | OFFICE - MEN'S RR | GOODWYN LUMBER COMPANY | DISTRIBUTION SYSTEM |  | 1
VA4145240 | GE | NIT | RT | Y | EP001 | EP001 | PUMP ROOM | GOODWYN LUMBER COMPANY | ENTRY POINT |  | 1
VA4145510 | GE | HAA | RT | Y | DS001 | DBP02 | 2001 HIGHLAND DRIVE | LAKE SHAWNEE ESTATES | DISTRIBUTION SYSTEM |  | 1
VA4145510 | GE | THM | RT | Y | DS001 | DBP02 | 2001 HIGHLAND DRIVE | LAKE SHAWNEE ESTATES | DISTRIBUTION SYSTEM |  | 1
VA4145510 | PB | LC | RT | Y | DS001 | LC004 | 2009 ULETA ROAD | LAKE SHAWNEE ESTATES | DISTRIBUTION SYSTEM | FSD | 1
VA4145510 | PB | LC | RT | Y | DS001 | LC007 | 2131 HIGHLAND DRIVE | LAKE SHAWNEE ESTATES | DISTRIBUTION SYSTEM | FSD | 1
VA4145510 | PB | LC | RT | Y | DS001 | LC008 | 2216 LAKEVIEW DR. | LAKE SHAWNEE ESTATES | DISTRIBUTION SYSTEM | FSD | 1
VA4145510 | PB | LC | RT | Y | DS001 | LC009 | 2222 LAKEVIEW DR. | LAKE SHAWNEE ESTATES | DISTRIBUTION SYSTEM | FSD | 1
VA4145510 | PB | LC | RT | Y | DS001 | LC010 | 2241 LAKEVIEW DRIVE | LAKE SHAWNEE ESTATES | DISTRIBUTION SYSTEM | FSD | 1
VA4145510 | GE | RAD | RT | Y | EP007 | EP007 | 1,000-GALLON HYDRO TANK | LAKE SHAWNEE ESTATES | ENTRY POINT - WELL NO. 7 |  | 1
VA4145600 | GE | INO | RT | Y | EP002 | EP002 | HYDRO TANK-WELL 2 | MILL QUARTER PLANTATION | ENTRY POINT - WELL 2 |  | 1
VA4145600 | GE | MET | RT | Y | EP002 | EP002 | HYDRO TANK-WELL 2 | MILL QUARTER PLANTATION | ENTRY POINT - WELL 2 |  | 1
VA4145650 | GE | HAA | RT | Y | DS001 | DBP01 | YARD HYDRANT BY 2140 OFFICE | PLAINVIEW BUSINESS CENTER | DISTRIBUTION SYSTEM |  | 1
VA4145650 | GE | THM | RT | Y | DS001 | DBP01 | YARD HYDRANT BY 2140 OFFICE | PLAINVIEW BUSINESS CENTER | DISTRIBUTION SYSTEM |  | 1
VA4145650 | PB | LC | RT | Y | DS001 | LC001 | UNIT 2182 | PLAINVIEW BUSINESS CENTER | DISTRIBUTION SYSTEM | FSD | 1
VA4119300 | TC | TC | RT | Y | DS001 | TCR01 |  | CEDAR POINTE | DISTRIBUTION SYSTEM |  | 3
VA4119400 | TC | TC | RT | Y | DS001 | TCR01 |  | CHRISTCHURCH SCHOOL | DISTRIBUTION SYSTEM |  | 3
VA4119403 | TC | TC | RT | Y | DS001 | TCR01 |  | CROSS RIP CAMPGROUND | DISTRIBUTION SYSTEM |  | 1
VA4119405 | TC | TC | RT | Y | DS009 | TCR01 |  | COVES AT WILTON CREEK | DISTRIBUTION SYSTEM |  | 3
VA4119410 | TC | TC | RT | Y | DS001 | TCR01 |  | FISHING BAY MARINA | DISTRIBUTION SYSTEM A - DOCK |  | 1
VA4119412 | TC | TC | RT | Y | DS001 | TCR01 |  | FISHING BAY TRACE | DISTRIBUTION SYSTEM |  | 1
VA4119415 | TC | TC | RT | Y | DS001 | TCR01 |  | DEBBIES FAMILY RESTAURANT | DISTRIBUTION SYSTEM |  | 1
VA4119417 | TC | TC | RT | Y | DS001 | TCR01 |  | DANO'S PIZZA | RESTAURANT |  | 1
VA4119418 | TC | TC | RT | Y | DS001 | TCR01 |  | DOCKSIDE INN | DISTRIBUTION SYSTEM |  | 3
VA4119420 | TC | TC | RT | Y | DS001 | TCR01 |  | DELTAVILLE MARINA | DISTRIBUTION SYSTEM |  | 1
VA4119430 | TC | TC | RT | Y | DS001 | TCR01 |  | DELTAVILLE YACHTING CENTER | DISTRIBUTION SYSTEM |  | 1
VA4119459 | TC | TC | RT | Y | DS001 | TCR01 |  | FISHING BAY YACHT CLUB | DISTRIBUTION SYSTEM |  | 1
VA4119464 | TC | TC | RT | Y | DS005 | TCR01 |  | GREEN BRANCH MOBILE HOME PARK | DISTRIBUTION SYSTEM |  | 3
VA4119470 | TC | TC | RT | Y | DS001 | TCR01 |  | GREYS POINT CAMPGROUND | DISTRIBUTION SYSTEM |  | 2
VA4119472 | TC | TC | RT | Y | DS001 | TCR01 |  | HARDEE`S-SALUDA | DISTRIBUTION SYSTEM |  | 1
VA4119475 | TC | TC | RT | Y | DS006 | TCR01 |  | HARBOUR HOUSE | DISTRIBUTION SYTEM |  | 1
VA4119500 | TC | TC | RT | Y | DS006 | TCR01 |  | JACKSON CREEK CONDOMINIUMS | DISTRIBUTION SYSTEM |  | 1
VA4119515 | TC | TC | RT | Y | DS005 | TCR01 |  | KILMERS POINT | DISTRIBUTION SYSTEM |  | 3
VA4119523 | TC | TC | RT | Y | DS001 | TCR01 |  | LOCKLIES, LLC | DISTRIBUTION SYSTEM |  | 1
VA4119525 | TC | TC | RT | Y | DS001 | TCR01 |  | LUCYS COVE | DISTRIBUTION SYSTEM |  | 3
VA4119527 | TC | TC | RT | Y | DS005 | TCR01 |  | MEADOWS MOBILE HOME ESTATES | DISTRIBUTION SYSTEM |  | 3
VA4119532 | TC | TC | RT | Y | DS01 | TCR01 |  | MIDDLESEX ELEMENTARY SCHOOL | DISTRIBUTION SYSTEM |  | 3
VA4119535 | TC | TC | RT | Y | DS007 | TCR01 |  | DOCKSIDE HEALTH & REHAB CENTER | DISTRIBUTION SYSTEM |  | 3
VA4119536 | TC | TC | RT | Y | DS001 | TCR01 |  | GALLEY, THE | THE GALLEY |  | 3
VA6059050 | GE | THM | RT | Y | DS001 | DBP004 | 1G - HERTZ CAR RENTAL | DULLES AIRPORT | DISTRIBUTION SYSTEM |  | 1
VA6059195 | GE | NIT | RT | Y | EP001 | EP001 | WELL DISCHARGE LINE | BULL RUN - SHOOTING CENTER | ENTRY POINT |  | 1
VA6059196 | GE | NIT | RT | Y | EP001 | EP001 | WELL DISCHARGE LINE | BULL RUN - COMFORT STATION 2 | ENTRY POINT |  | 1
VA6059197 | GE | NIT | RT | Y | EP001 | EP001 | WELL DISCHARGE LINE | BULL RUN - COMFORT STATION 1 | ENTRY POINT |  | 1
VA6059210 | GE | NIT | RT | Y | EP001 | EP001 | TAP AFTER PRESSURE TANK | BULL RUN - MAIN SYSTEM | MAIN WELL ENTRY POINT |  | 1
VA6059210 | GE | NIT | RT | Y | EP002 | EP002 | TAP AFTER PRESSURE TANK | BULL RUN - MAIN SYSTEM | POOL WELL ENTRY POINT |  | 1
VA6059363 | PB | LC | RT | Y | DS001 | DS001 | LC SITE 1 | EASTERN RIDGE SCHOOL, THE | DISTRIBUTION SYSTEM | FSD | 1
VA6059363 | PB | LC | RT | Y | DS001 | DS002 | LC SITE 2 | EASTERN RIDGE SCHOOL, THE | DISTRIBUTION SYSTEM | FSD | 1
VA6059363 | PB | LC | RT | Y | DS001 | DS003 | LC SITE 3 | EASTERN RIDGE SCHOOL, THE | DISTRIBUTION SYSTEM | FSD | 1
VA6059363 | PB | LC | RT | Y | DS001 | DS004 | LC SITE 4 | EASTERN RIDGE SCHOOL, THE | DISTRIBUTION SYSTEM | FSD | 1
VA6059363 | PB | LC | RT | Y | DS001 | DS005 | LC SITE 5 | EASTERN RIDGE SCHOOL, THE | DISTRIBUTION SYSTEM | FSD | 1
VA6059455 | GE | THM | RT | Y | DS001 | DBP02 | CBB IPO SAMPLE POINT | FORT BELVOIR NORTH AREA | DISTRIBUTION SYSTEM |  | 1
VA6059460 | GE | HAA | RT | Y | DS001 | DBP01 | ADF-RDF | FORT BELVOIR WOODLAWN | DISTRIBUTION SYSTEM |  | 1
VA6059460 | GE | THM | RT | Y | DS001 | DBP01 | ADF-RDF | FORT BELVOIR WOODLAWN | DISTRIBUTION SYSTEM |  | 1
VA6059460 | GE | HAA | RT | Y | DS001 | DBP02 | ADF-CAFE | FORT BELVOIR WOODLAWN | DISTRIBUTION SYSTEM |  | 1
VA6059460 | GE | THM | RT | Y | DS001 | DBP02 | ADF-CAFE | FORT BELVOIR WOODLAWN | DISTRIBUTION SYSTEM |  | 1
VA6059501 | GE | HAA | RT | Y | DS001 | DBP001 | 6641 - 5909 POCOL DR | FAIRFAX COUNTY WATER AUTHORITY | DISTRIBUTION SYSTEM |  | 1
VA6059501 | GE | THM | RT | Y | DS001 | DBP001 | 6641 - 5909 POCOL DR | FAIRFAX COUNTY WATER AUTHORITY | DISTRIBUTION SYSTEM |  | 1
VA6059501 | GE | HAA | RT | Y | DS001 | DBP002 | 11942 - MALLOW TR & GUNSTON RD WY | FAIRFAX COUNTY WATER AUTHORITY | DISTRIBUTION SYSTEM |  | 1
VA6059501 | GE | THM | RT | Y | DS001 | DBP002 | 11942 - MALLOW TR & GUNSTON RD WY | FAIRFAX COUNTY WATER AUTHORITY | DISTRIBUTION SYSTEM |  | 1
VA6059501 | GE | HAA | RT | Y | DS001 | DBP003 | 4811 - 9576 LAGERFIELD CIR | FAIRFAX COUNTY WATER AUTHORITY | DISTRIBUTION SYSTEM |  | 1
VA6059501 | GE | THM | RT | Y | DS001 | DBP003 | 4811 - 9576 LAGERFIELD CIR | FAIRFAX COUNTY WATER AUTHORITY | DISTRIBUTION SYSTEM |  | 1
VA6059501 | GE | HAA | RT | Y | DS001 | DBP004 | 3721 - 2421 HUNTER MILL RD | FAIRFAX COUNTY WATER AUTHORITY | DISTRIBUTION SYSTEM |  | 1
VA5011045 | GE | NIT | RT | Y | EP001 | EP001 | ENTRY POINT TAP | APPOMATTOX COUNTY COMMUNITY PARK | ENTRY POINT TAP |  | 1
VA5011047 | PB | LC | RT | Y | DS001 | LC004 | KITCHEN SINK | APPOMATTOX CHRISTIAN ACADEMY | DISTRIBUTION SYSTEM | FSD | 3
VA5011047 | PB | LC | RT | Y | DS001 | LC010 | JANITORS CLOSET SINK | APPOMATTOX CHRISTIAN ACADEMY | DISTRIBUTION SYSTEM | FSD | 2
VA5011047 | GE | CYN | RT | Y | EP001 | EP001 | ENTRY POINT | APPOMATTOX CHRISTIAN ACADEMY | ENTRY POINT |  | 1
VA5011050 | GE | THM | RT | Y | DS001 | DBP01 | WALTON PLACE HYDRANT | APPOMATTOX WATER SYSTEM | DISTRIBUTION SYSTEM |  | 1
VA5011050 | GE | HAA | RT | Y | DS001 | DBP02 | PUMP SUCTION LINE | APPOMATTOX WATER SYSTEM | DISTRIBUTION SYSTEM |  | 1
VA5011050 | PB | LC | RT | Y | DS001 | LC001 | 254 ANNIE ST | APPOMATTOX WATER SYSTEM | DISTRIBUTION SYSTEM | FSD | 1
VA5011050 | PB | LC | RT | Y | DS001 | LC002 | 116 WINSTON PLACE | APPOMATTOX WATER SYSTEM | DISTRIBUTION SYSTEM | FSD | 1
VA5011050 | PB | LC | RT | Y | DS001 | LC004 | 139 CAWTHORNE AVE | APPOMATTOX WATER SYSTEM | DISTRIBUTION SYSTEM | FSD | 1
VA5011050 | PB | LC | RT | Y | DS001 | LC005 | 270 LOMBARDY ST | APPOMATTOX WATER SYSTEM | DISTRIBUTION SYSTEM | FSD | 1
VA5031050 | GE | FL2 | ST | N | EP001 | EP001 | MCMINNIS - FINISHED | ALTAVISTA, TOWN OF | ENTRY POINT TAP - MCMINNIS SPRING |  | 3
VA5031050 | GE | FL2 | ST | N | EP002 | EP002 | REYNOLDS - FINISHED | ALTAVISTA, TOWN OF | ENTRY POINT TAP - REYNOLDS SPRING |  | 3
VA5031050 | GE | FL2 | ST | N | EP003 | EP003 | SWTP - FINISHED | ALTAVISTA, TOWN OF | ENTRY POINT TAP - SURFACE WATER PLANT |  | 3
VA5031050 | GE | TOA | RT | Y | IN003 | RW001 | COMBINED INTAKE - SAMPLING | ALTAVISTA, TOWN OF | COMBINED INTAKE - SAMPLING |  | 3
VA5031050 | GE | TOC | RT | Y | TP003 | UP003 | CFE TAP | ALTAVISTA, TOWN OF | SURFACE WATER TREATMENT PLANT |  | 3
VA5031150 | GE | HAA | RT | Y | DS001 | DBP01 | LEESVILLE RD SOUTH | CAMPBELL COUNTY CENTRAL SYSTEM | DISTRIBUTION SYSTEM |  | 1
VA5031150 | GE | THM | RT | Y | DS001 | DBP01 | LEESVILLE RD SOUTH | CAMPBELL COUNTY CENTRAL SYSTEM | DISTRIBUTION SYSTEM |  | 1
VA5031150 | GE | HAA | RT | Y | DS001 | DBP02 | TIMKEN BEARING | CAMPBELL COUNTY CENTRAL SYSTEM | DISTRIBUTION SYSTEM |  | 1
VA5031150 | GE | THM | RT | Y | DS001 | DBP02 | TIMKEN BEARING | CAMPBELL COUNTY CENTRAL SYSTEM | DISTRIBUTION SYSTEM |  | 1
VA5031150 | GE | HAA | RT | Y | DS001 | DBP04 | RIVERBEND ROAD | CAMPBELL COUNTY CENTRAL SYSTEM | DISTRIBUTION SYSTEM |  | 1
VA5031150 | GE | THM | RT | Y | DS001 | DBP04 | RIVERBEND ROAD | CAMPBELL COUNTY CENTRAL SYSTEM | DISTRIBUTION SYSTEM |  | 1
VA5031150 | GE | HAA | RT | Y | DS001 | DBP05 | CONCORD RT 460-RT 24 | CAMPBELL COUNTY CENTRAL SYSTEM | DISTRIBUTION SYSTEM |  | 1
VA5031150 | GE | THM | RT | Y | DS001 | DBP05 | CONCORD RT 460-RT 24 | CAMPBELL COUNTY CENTRAL SYSTEM | DISTRIBUTION SYSTEM |  | 1
VA5031150 | PB | LC | RT | Y | DS001 | LC001 | 18 BRADFORD LANE | CAMPBELL COUNTY CENTRAL SYSTEM | DISTRIBUTION SYSTEM | FSD | 1
VA5031150 | PB | LC | RT | Y | DS001 | LC002 | 196 CATALPA ROAD | CAMPBELL COUNTY CENTRAL SYSTEM | DISTRIBUTION SYSTEM | FSD | 1
VA5031150 | PB | LC | RT | Y | DS001 | LC003 | 11 GOLDFINCH ROAD | CAMPBELL COUNTY CENTRAL SYSTEM | DISTRIBUTION SYSTEM | FSD | 1
VA5031150 | PB | LC | RT | Y | DS001 | LC004 | 2 CATALPA ROAD | CAMPBELL COUNTY CENTRAL SYSTEM | DISTRIBUTION SYSTEM | FSD | 1
VA5031150 | PB | LC | RT | Y | DS001 | LC005 | 133 FOXCREST DRIVE | CAMPBELL COUNTY CENTRAL SYSTEM | DISTRIBUTION SYSTEM | FSD | 1
VA5031150 | PB | LC | RT | Y | DS001 | LC006 | 48 FOXCREST DRIVE | CAMPBELL COUNTY CENTRAL SYSTEM | DISTRIBUTION SYSTEM | FSD | 1
VA5031150 | PB | LC | RT | Y | DS001 | LC007 | 46 PHEASANT RIDGE DR | CAMPBELL COUNTY CENTRAL SYSTEM | DISTRIBUTION SYSTEM | FSD | 1
VA5031150 | PB | LC | RT | Y | DS001 | LC008 | 75 FOXCREST DRIVE | CAMPBELL COUNTY CENTRAL SYSTEM | DISTRIBUTION SYSTEM | FSD | 1
VA5031150 | PB | LC | RT | Y | DS001 | LC009 | 26 FOXCREST DRIVE | CAMPBELL COUNTY CENTRAL SYSTEM | DISTRIBUTION SYSTEM | FSD | 1
VA5031150 | PB | LC | RT | Y | DS001 | LC010 | 191 GOLDFINCH ROAD | CAMPBELL COUNTY CENTRAL SYSTEM | DISTRIBUTION SYSTEM | FSD | 1
VA5031150 | PB | LC | RT | Y | DS001 | LC011 | 120 PHEASANT RIDGE | CAMPBELL COUNTY CENTRAL SYSTEM | DISTRIBUTION SYSTEM | FSD | 1
VA5031150 | PB | LC | RT | Y | DS001 | LC012 | 187 PHEASANT RIDGE | CAMPBELL COUNTY CENTRAL SYSTEM | DISTRIBUTION SYSTEM | FSD | 1
VA5031150 | PB | LC | RT | Y | DS001 | LC013 | 82 YEATTS COURT | CAMPBELL COUNTY CENTRAL SYSTEM | DISTRIBUTION SYSTEM | FSD | 1
VA5031150 | PB | LC | RT | Y | DS001 | LC014 | 160 SALEM ROAD | CAMPBELL COUNTY CENTRAL SYSTEM | DISTRIBUTION SYSTEM | FSD | 1
VA5031150 | PB | LC | RT | Y | DS001 | LC015 | 332 SUNRISE DRIVE | CAMPBELL COUNTY CENTRAL SYSTEM | DISTRIBUTION SYSTEM | FSD | 1
VA5031150 | PB | LC | RT | Y | DS001 | LC016 | 420 POPLAR FOREST DR | CAMPBELL COUNTY CENTRAL SYSTEM | DISTRIBUTION SYSTEM | FSD | 1
VA5031150 | PB | LC | RT | Y | DS001 | LC017 | 3 POPLAR FOREST DR | CAMPBELL COUNTY CENTRAL SYSTEM | DISTRIBUTION SYSTEM | FSD | 1
VA5031150 | PB | LC | RT | Y | DS001 | LC018 | 220 POPLAR FOREST DR | CAMPBELL COUNTY CENTRAL SYSTEM | DISTRIBUTION SYSTEM | FSD | 1
VA5031150 | PB | LC | RT | Y | DS001 | LC019 | 99 LAUREL LANE | CAMPBELL COUNTY CENTRAL SYSTEM | DISTRIBUTION SYSTEM | FSD | 1
VA5031150 | PB | LC | RT | Y | DS001 | LC020 | 108 LYNVIEW DRIVE | CAMPBELL COUNTY CENTRAL SYSTEM | DISTRIBUTION SYSTEM | FSD | 1
VA5031150 | PB | LC | RT | Y | DS001 | LC022 | 21 CHURCHILL DRIVE | CAMPBELL COUNTY CENTRAL SYSTEM | DISTRIBUTION SYSTEM | FSD | 1
VA5067943 | GE | NIT | RT | Y | EP001 | EP001 | ENT SAMPLING STATION | SUNSHINE VALLEY SCHOOL | ENTRY POINT TAP |  | 1
VA5067945 | PB | LC | RT | Y | DS001 | LC005 | RM 11 HAND SINK | SONTAG ELEMENTARY SCHOOL | DISTRIBUTION SYSTEM | FSD | 1
VA5067945 | PB | LC | RT | Y | DS001 | LC006 | ROOM 6 HAND SINK | SONTAG ELEMENTARY SCHOOL | DISTRIBUTION SYSTEM | FSD | 1
VA5067945 | PB | LC | RT | Y | DS001 | LC007 | FOUNT-GYM HALLWAY | SONTAG ELEMENTARY SCHOOL | DISTRIBUTION SYSTEM | FSD | 1
VA5067945 | PB | LC | RT | Y | DS001 | LC009 | FOUNT-GIRLS RR HALL | SONTAG ELEMENTARY SCHOOL | DISTRIBUTION SYSTEM | FSD | 1
VA5067945 | PB | LC | RT | Y | DS001 | LC010 | FOUNT-CAFETERIA | SONTAG ELEMENTARY SCHOOL | DISTRIBUTION SYSTEM | FSD | 1
VA5067951 | PB | LC | RT | Y | DS001 | LC001 | 156 MTN COVE DR | TIMBERLAKE CROSSING | DISTRIBUTION SYSTEM | FSD | 1
VA5067951 | PB | LC | RT | Y | DS001 | LC002 | 231 MTN COVE-UNIT 2 | TIMBERLAKE CROSSING | DISTRIBUTION SYSTEM | FSD | 1
VA5067951 | PB | LC | RT | Y | DS001 | LC008 | 232 MTN COVE-UNIT 4 | TIMBERLAKE CROSSING | DISTRIBUTION SYSTEM | FSD | 1
VA5067951 | PB | LC | RT | Y | DS001 | LC009 | 232 MTN COVE-UNIT 1 | TIMBERLAKE CROSSING | DISTRIBUTION SYSTEM | FSD | 1
VA5067951 | PB | LC | RT | Y | DS001 | LC012 | 230 MTN COVE-UNIT 9 | TIMBERLAKE CROSSING | DISTRIBUTION SYSTEM | FSD | 1
VA5067954 | GE | NIT | RT | Y | EP001 | EP001 | ENT SAMPLING STATION | WAID PARK | ENTRY POINT TAP |  | 1
VA5067961 | GE | HAA | RT | Y | DS001 | DBP01 | 450 ISLAND VIEW-LT74 | THE WATERS EDGE | DISTRIBUTION SYSTEM |  | 1
VA5067961 | GE | THM | RT | Y | DS001 | DBP01 | 450 ISLAND VIEW-LT74 | THE WATERS EDGE | DISTRIBUTION SYSTEM |  | 1
VA5067961 | PB | LC | RT | Y | DS001 | LC002 | 2740 WATERS EDGE DR | THE WATERS EDGE | DISTRIBUTION SYSTEM | FSD | 1
VA5067961 | PB | LC | RT | Y | DS001 | LC003 | 20 LANDS END RD | THE WATERS EDGE | DISTRIBUTION SYSTEM | FSD | 1
VA5067961 | PB | LC | RT | Y | DS001 | LC006 | 560 SILVER TEE DR | THE WATERS EDGE | DISTRIBUTION SYSTEM | FSD | 1
VA5067961 | PB | LC | RT | Y | DS001 | LC007 | 350 ISLAND VIEW DR | THE WATERS EDGE | DISTRIBUTION SYSTEM | FSD | 1
VA5067961 | PB | LC | RT | Y | DS001 | LC009 | 190 BLACKWATER CIR | THE WATERS EDGE | DISTRIBUTION SYSTEM | FSD | 1
VA1520070 | GE | HAA | RT | Y | DS950 | DB500 | 613 HIGHLAND | BVU AUTHORITY | DISTRIBUTION SYSTEM |  | 1
VA1520070 | GE | THM | RT | Y | DS950 | DB500 | 613 HIGHLAND | BVU AUTHORITY | DISTRIBUTION SYSTEM |  | 1
VA1520070 | GE | HAA | RT | Y | DS950 | DB502 | 245 NORTH STREET | BVU AUTHORITY | DISTRIBUTION SYSTEM |  | 1
VA1520070 | GE | THM | RT | Y | DS950 | DB502 | 245 NORTH STREET | BVU AUTHORITY | DISTRIBUTION SYSTEM |  | 1
VA1520070 | GE | HAA | RT | Y | DS950 | DB505 | 100 ASHLEY DRIVE | BVU AUTHORITY | DISTRIBUTION SYSTEM |  | 1
VA1520070 | GE | THM | RT | Y | DS950 | DB505 | 100 ASHLEY DRIVE | BVU AUTHORITY | DISTRIBUTION SYSTEM |  | 1
VA1520070 | GE | HAA | RT | Y | DS950 | DB506 | 1 LIBERTY PLACE | BVU AUTHORITY | DISTRIBUTION SYSTEM |  | 1
VA1520070 | GE | THM | RT | Y | DS950 | DB506 | 1 LIBERTY PLACE | BVU AUTHORITY | DISTRIBUTION SYSTEM |  | 1
VA1520070 | GE | FL2 | ST | N | EP001 | EP001 | LAB SINK | BVU AUTHORITY | ENTRY POINT - WTP |  | 3
VA1520070 | GE | SVO | RT | Y | EP001 | EP001 | LAB SINK | BVU AUTHORITY | ENTRY POINT - WTP |  | 1
VA1520070 | GE | CAH | RT | Y | EP001 | EP001 | LAB SINK | BVU AUTHORITY | ENTRY POINT - WTP |  | 1
VA1520070 | GE | CAR | RT | Y | EP001 | EP001 | LAB SINK | BVU AUTHORITY | ENTRY POINT - WTP |  | 1
VA1520070 | GE | TOA | RT | Y | IN001 | RW001 | RAW H2O SAMPLE TAP | BVU AUTHORITY | SOUTH HOLSTON LAKE |  | 1
VA1520070 | GE | TOC | RT | Y | TP001 | UP001 | COMBINED FILT. EFF. | BVU AUTHORITY | WATER TREATMENT PLANT |  | 1
VA1640243 | GE | HAA | RT | Y | DS950 | DBP03 | 105 FAIRWAY DRIVE | GALAX, CITY OF | DISTRIBUTION SYSTEM |  | 1
VA1640243 | GE | THM | RT | Y | DS950 | DBP03 | 105 FAIRWAY DRIVE | GALAX, CITY OF | DISTRIBUTION SYSTEM |  | 1
VA1750100 | PB | LC | RT | Y | DS001 | LCR49 | 901 JORDAN AVENUE | RADFORD, CITY OF | DISTRIBUTION SYSTEM | FSD | 1
VA1750100 | PB | LC | RT | Y | DS001 | LCR51 | 1500 STAPLES ST (48) | RADFORD, CITY OF | DISTRIBUTION SYSTEM | FSD | 1
VA1750100 | PB | LC | RT | Y | DS001 | LCR52 | 304 CLEMENT STREET | RADFORD, CITY OF | DISTRIBUTION SYSTEM | FSD | 1
VA1750100 | PB | LC | RT | Y | DS001 | LCR53 | 2211 7TH STREET | RADFORD, CITY OF | DISTRIBUTION SYSTEM | FSD | 1
VA1750100 | PB | LC | RT | Y | DS001 | LCR55 | 2514 RIVER STREET | RADFORD, CITY OF | DISTRIBUTION SYSTEM | FSD | 1
VA1750100 | PB | LC | RT | Y | DS001 | LCR59 | 109 9TH STREET | RADFORD, CITY OF | DISTRIBUTION SYSTEM | FSD | 1
VA1750100 | PB | LC | RT | Y | DS001 | LCR60 | 13 PINE VIEW DRIVE | RADFORD, CITY OF | DISTRIBUTION SYSTEM | FSD | 1
VA1750100 | PB | LC | RT | Y | DS001 | LCR61 | 703 WALKER STREET | RADFORD, CITY OF | DISTRIBUTION SYSTEM | FSD | 1
VA1750100 | PB | LC | RT | Y | DS001 | LCR62 | 600 RANDOLPH ST | RADFORD, CITY OF | DISTRIBUTION SYSTEM | FSD | 1
VA1750100 | PB | LC | RT | Y | DS001 | LCR63 | 104 BUCKEYE LANE | RADFORD, CITY OF | DISTRIBUTION SYSTEM | FSD | 1
VA1750100 | PB | LC | RT | Y | DS001 | LCR65 | 1903 8TH STREET | RADFORD, CITY OF | DISTRIBUTION SYSTEM | FSD | 1
VA1750100 | PB | LC | RT | Y | DS001 | LCR66 | FIRST AND KENT | RADFORD, CITY OF | DISTRIBUTION SYSTEM | FSD | 1
VA1750100 | PB | LC | RT | Y | DS001 | LCR70 | 1200 TYLER AVE #2 | RADFORD, CITY OF | DISTRIBUTION SYSTEM | FSD | 1
VA1750100 | PB | LC | RT | Y | DS001 | LCR71 | 700 12TH STREET | RADFORD, CITY OF | DISTRIBUTION SYSTEM | FSD | 1
VA1750100 | PB | LC | RT | Y | DS001 | LCR72 | 50 DALTON DRIVE | RADFORD, CITY OF | DISTRIBUTION SYSTEM | FSD | 1
VA1750100 | PB | LC | RT | Y | DS001 | LCR78 | 1032 CARSON STREET | RADFORD, CITY OF | DISTRIBUTION SYSTEM | FSD | 1
VA1750100 | PB | LC | RT | Y | DS001 | LCR79 | 1005 CUSTIS STREET | RADFORD, CITY OF | DISTRIBUTION SYSTEM | FSD | 1
VA1750100 | GE | FL2 | ST | N | EP001 | EP001 | WTP | RADFORD, CITY OF | ENTRY POINT - WTP |  | 3
VA1750100 | GE | SVO | RT | Y | EP001 | EP001 | WTP | RADFORD, CITY OF | ENTRY POINT - WTP |  | 1
VA1750100 | GE | CAH | RT | Y | EP001 | EP001 | WTP | RADFORD, CITY OF | ENTRY POINT - WTP |  | 1
VA1750100 | GE | TOA | RT | Y | IN001 | RW002 | RAW WATER TAP | RADFORD, CITY OF | INTAKE ON NEW RIVER |  | 1
VA1750100 | GE | TOC | RT | Y | TP001 | UP001 | COMBINED FILTER EFFL | RADFORD, CITY OF | WATER TREATMENT PLANT |  | 1
VA5067938 | GE | NIT | RT | Y | EP001 | EP001 | TAP AFTER CHLORINATI | SMART VIEW PICNIC AREA | ENTRY POINT TAP |  | 1
VA1051107 | TC | TC | RT | Y | DS001 | TCR01 |  | BARTLICK/BREAKS - DCPSA | DS001 DISTRIBUTION SYSTEM |  | 3
VA1051720 | TC | TC | RT | Y | DS001 | TCR01 |  | SANDY RIDGE - DCPSA | DISTRIBUTION SYSTEM |  | 3
VA1051721 | TC | TC | RT | Y | DS001 | TCR01 |  | DICKENSON COUNTY REGIONAL - DCPSA | DS001 - DISTRIBUTION SYSTEM |  | 9
VA1051722 | TC | TC | RT | Y | DS001 | TCR01 |  | WOLF PEN BRANCH - DCPSA | DISTRIBUTION SYSTEM |  | 3
VA1051723 | TC | TC | RT | Y | DS001 | TCR01 |  | DOE BRANCH - DCPSA | DISTRIBUTION SYSTEM |  | 3
VA1051724 | TC | TC | RT | Y | DS001 | TCR01 |  | CROOKED BRANCH - DCPSA | DISTRIBUTION SYSTEM |  | 3
VA1051725 | TC | TC | RT | Y | DS001 | TCR01 |  | DCPSA - SKEETROCK | DISTRIBUTION SYSTEM |  | 6
VA1051726 | TC | TC | RT | Y | DS001 | TCR01 |  | DCPSA - HONEY CAMP/DARWIN | DISTRIBUTION SYSTEM |  | 3
VA1051727 | TC | TC | RT | Y | DS001 | TCR01 |  | DCPSA - OSBORNS GAP | DS001 DISTRIBUTION SYSTEM |  | 3
VA1051728 | TC | TC | RT | Y | DS001 | TCR01 |  | DCPSA - RT. 80 | DISTRIBUTION SYSTEM |  | 3
VA1051729 | TC | TC | RT | Y | DS001 | TCR01 |  | DCPSA - RAKES RIDGE | DISTRIBUTION SYSTEM |  | 3
VA1051731 | TC | TC | RT | Y | DS001 | TCR01 |  | DCPSA-FEARLS BRANCH | DISTRIBUTION SYSTEM |  | 3
VA1051732 | TC | TC | RT | Y | DS001 | TCR01 |  | DCPSA - RUSH CREEK | DS001 DISTRIBUTION SYSTEM |  | 3
VA1051735 | TC | TC | RT | Y | DS001 | TCR01 |  | DCPSA - MONTE LANE | DISTRIBUTION SYSTEM |  | 3
VA1051736 | TC | TC | RT | Y | DS001 | TCR01 |  | DCPSA - SULLIVAN BRANCH | DISTRIBUTION SYSTEM |  | 3
VA1051737 | TC | TC | RT | Y | DS001 | TCR01 |  | DCPSA - BIG CANEY | DS001 DISTRIBUTION SYSTEM |  | 12
VA1063030 | TC | TC | RT | Y | DS001 | TCR01 |  | APPLE RIDGE FARM | APPLE RIDGE FARM DS |  | 1
VA1063047 | TC | TC | RT | Y | DS001 | TCR01 |  | BIG ROCK TRAILER PARK | DISTRIBUTION SYSTEM |  | 3
VA1063140 | TC | TC | RT | Y | DS001 | TCR01 |  | CHANTILLY FESTIVAL FARM | DISTRIBUTION SYSTEM |  | 1
VA1063143 | TC | TC | RT | Y | DS001 | TCR01 |  | CHECK ELEMENTARY SCHOOL | DISTRIBUTION SYSTEM |  | 3
VA1063148 | TC | TC | RT | Y | DS148 | TCR01 |  | COPPER HILL DAY CARE CENTER | DISTRIBUTION SYSTEM |  | 3
VA1063149 | TC | TC | RT | Y | DS001 | TCR01 |  | COPPER HILL DOLLAR GENERAL (NO. 17657) | COPPER HILL DOLLAR GENERAL |  | 1
VA1063152 | TC | TC | RT | Y | DS152 | TCR01 |  | DADDY RABBITS CAMPGROUND | DADDY RABBITS CAMPGROUND |  | 3
VA1063154 | TC | TC | RT | Y | DS001 | TCR01 |  | RAMSEY MOBILE HOME PARK | DISTRIBUTION SYSTEM |  | 3
VA1063155 | TC | TC | RT | Y | DS001 | TCR01 |  | FLOYD ECO VILLAGE COMMUNITY CENTER | FLOYD ECO VILLAGE DS |  | 1
VA1063220 | TC | TC | RT | Y | DS001 | TCR01 |  | FLOYD-FLOYD CO PSA | DISTRIBUTION SYSTEM |  | 6
VA1063269 | TC | TC | RT | Y | DS001 | TCR01 |  | GREAT OAKS COUNTRY CLUB | DISTRIBUTION SYSTEM |  | 3
VA1063272 | TC | TC | RT | Y | DS001 | TCR01 |  | INDIAN VALLEY SCHOOL | DISTRIBUTION SYSTEM |  | 3
VA1063292 | TC | TC | RT | Y | DS001 | TCR01 |  | AMERICAN PIE RESTAURANT | DISTRIBUTION SYSTEM |  | 1
VA1063500 | TC | TC | RT | Y | DS001 | TCR01 |  | MABRY MILL NO. 1 | MABRY MILL NO. 1 |  | 6
VA1063501 | TC | TC | RT | Y | DS001 | TCR01 |  | MABRY MILL NO. 2 | MABRY MILL NO. 2 |  | 6
VA1063560 | TC | TC | RT | Y | DS001 | TCR01 |  | PARK RIDGE FOREST CAMPGROUND | DISTRIBUTION SYSTEM |  | 1
VA1063690 | TC | TC | RT | Y | DS001 | TCR01 |  | RIVERBEND NURSERY | RIVERBEND NURSERY |  | 3
VA1063701 | TC | TC | RT | Y | DS001 | TCR01 |  | ROCKY KNOB MAIN AREA | ROCKY KNOB MAINTENANCE AREA |  | 6
VA1063702 | TC | TC | RT | Y | DS001 | TCR01 |  | ROCKY KNOB PICNIC AREA | DISTRIBUTION SYSTEM |  | 3
VA1063720 | TC | TC | RT | Y | DS001 | TCR01 |  | NETWORK CHURCH AT SPIRIT WIND RETREAT | NETWORK CHURCH AT SPIRIT WIND RETREAT |  | 1
VA1063740 | TC | TC | RT | Y | DS001 | TCR01 |  | SLATEMONT SUBDIVISION | SLATEMONT SUBDIVISION |  | 1
VA1063742 | TC | TC | RT | Y | DS002 | TCR01 |  | TUGGLES GAP RESTAURANT/INN | TUGGLES GAP RESTAURANT/INN DS |  | 1
VA1063746 | TC | TC | RT | Y | DS001 | TCR01 |  | VIRGINIA HIGHLAND HAVEN | DISTRIBUTION SYSTEM |  | 6
VA1063750 | TC | TC | RT | Y | DS001 | TCR01 |  | WILLIS DOLLAR GENERAL NO. 19688 | DISTRIBUTION SYSTEM |  | 1
VA1063751 | TC | TC | RT | Y | DS001 | TCR01 |  | WILLIS ELEMENTARY SCHOOL | DISTRIBUTION SYSTEM |  | 3
VA1063760 | TC | TC | RT | Y | DS001 | TCR01 |  | WOODBERRY INN | DISTRIBUTION SYSTEM |  | 1
VA1063764 | TC | TC | RT | Y | DS001 | TCR01 |  | WILLIS VILLAGE MART | DISTRIBUTION SYSTEM |  | 1
VA1063775 | TC | TC | RT | Y | DS001 | TCR01 |  | CHATEAU MORRISETTE, INC | CHATEAU MORRISETTE WINERY |  | 3
VA1071075 | TC | TC | RT | Y | DS001 | TCR01 |  | BUZZO'S FAMILY CAMPGROUND | BUZZO'S FAMILY CAMPGROUND |  | 3
VA1071080 | TC | TC | RT | Y | DS001 | TCR01 |  | CASCADES | DISTRIBUTION SYSTEM |  | 1
VA1071090 | TC | TC | RT | Y | DS001 | TCR01 |  | CELANESE ACETATE - CELCO PLANT | DISTRIBUTION SYSTEM |  | 3
VA1071095 | TC | TC | RT | Y | DS001 | TCR01 |  | GILES COUNTY WELLNESS CENTER | DISTRIBUTION SYSTEM |  | 3
VA1071120 | TC | TC | RT | Y | DS001 | TCR01 |  | CURVE ROAD | DISTRIBUTION SYSTEM |  | 3
VA1071200 | TC | TC | RT | Y | DS001 | TCR01 |  | FAIRVIEW ACRES COMMUNITY CLUB | DISTRIBUTION SYSTEM |  | 3
VA1071260 | TC | TC | RT | Y | DS001 | TCR01 |  | GLEN LYN, TOWN OF | DISTRIBUTION SYSTEM |  | 3
VA1071300 | TC | TC | RT | Y | DS001 | TCR01 |  | HOGES CHAPEL | HOGES CHAPEL |  | 6
VA1071460 | TC | TC | RT | Y | DS001 | TCR01 |  | WHITE CEDAR HORSE CAMPGROUND | DISTRIBUTION SYSTEM |  | 3
VA1071520 | TC | TC | RT | Y | DS001 | TCR01 |  | LURICH ROAD | DISTRIBUTION SYSTEM |  | 3
VA1071550 | TC | TC | RT | Y | DS001 | TCR01 |  | MT. LAKE BIOLOGICAL STATION | DISTRIBUTION SYSTEM |  | 1
VA1071551 | TC | TC | RT | Y | DS001 | TCR01 |  | MOUNTAIN LAKE LODGE | DISTRIBUTION SYSTEM |  | 3
VA1071565 | TC | TC | RT | Y | DS001 | TCR01 |  | NARROWS, TOWN OF | DISTRIBUTION SYSTEM |  | 9
VA1071568 | TC | TC | RT | Y | DS001 | TCR01 |  | LHOIST NORTH AMERICA OF VIRGINIA | DISTRIBUTION SYSTEM |  | 3
VA1071576 | TC | TC | RT | Y | DS001 | TCR01 |  | NEW RIVER PARK | DISTRIBUTION SYSTEM |  | 3
VA1071650 | TC | TC | RT | Y | DS001 | TCR01 |  | PALISADES RESTAURANT | DISTRIBUTION SYSTEM |  | 1
VA1071660 | TC | TC | RT | Y | DS001 | TCR01 |  | PEARISBURG, TOWN OF | TOWN OF PEARISBURG |  | 9
VA1071665 | TC | TC | RT | Y | DS001 | TCR01 |  | PEMBROKE, TOWN OF | DISTRIBUTION SYSTEM |  | 6
VA1071675 | TC | TC | RT | Y | DS001 | TCR01 |  | POWELL MOUNTAIN | DISTRIBUTION SYSTEM |  | 3
VA1071700 | TC | TC | RT | Y | DS700 | TCR01 |  | RICH CREEK, TOWN OF | DISTRIBUTION SYSTEM |  | 3
VA1071710 | TC | TC | RT | Y | DS001 | TCR01 |  | ROUTE 100 AREA | DISTRIBUTION SYSTEM |  | 3
VA1071845 | TC | TC | RT | Y | DS001 | TCR01 |  | SHUTE HOLLOW | DISTRIBUTION SYSTEM |  | 3
VA1071850 | TC | TC | RT | Y | DS001 | TCR01 |  | STONEY CREEK | DISTRIBUTION SYSTEM |  | 3
VA1071910 | TC | TC | RT | Y | DS001 | TCR01 |  | WALNUT FLATS | DISTRIBUTION SYSTEM |  | 1
VA1071920 | TC | TC | RT | Y | DS001 | TCR01 |  | RAM/WAYSIDE COMMUNITY WATER SYSTEM | DISTRIBUTION SYSTEM |  | 3
VA1071955 | TC | TC | RT | Y | DS001 | TCR01 |  | WHITE ROCKS RECREATION AREA | DISTRIBUTION SYSTEM |  | 3
VA1021007 | TC | TC | RT | Y | DS003 | TCR01 |  | AMERICAN MINE RESEARCH INC | DISTRIBUTION SYSTEM |  | 3
VA1021043 | TC | TC | RT | Y | DS005 | TCR01 |  | BLAND COMMUNITY WATER SYSTEM | DISTRIBUTION SYSTEM |  | 6
VA1021046 | TC | TC | RT | Y | DS005 | TCR01 |  | BLAND CORRECTIONAL CENTER | DISTRIBUTION SYSTEM |  | 3
VA1021056 | TC | TC | RT | Y | DS001 | TCR01 |  | ABB POWER T & D COMPANY, INC. | DISTRIBUTION SYSTEM |  | 3
VA1021126 | TC | TC | RT | Y | DS004 | TCR01 |  | DEER RUN WATER COMPANY, INC | DISTRIBUTION SYSTEM |  | 3
VA1021172 | TC | TC | RT | Y | DS950 | TCR01 |  | BIG WALKER MOTEL | DISTRIBUTION SYSTEM |  | 1
VA1021700 | TC | TC | RT | Y | DS950 | TCR01 |  | ROCKY GAP/BASTIAN REGIONAL | DISTRIBUTION SYSTEM |  | 6
VA1021947 | TC | TC | RT | Y | DS950 | TCR01 |  | WOLF CREEK GOLF CLUB | DISTRIBUTION SYSTEM |  | 3
VA1027061 | TC | TC | RT | Y | DS001 | TCR01 |  | BUCHANAN CO PSA | DS001 - DISTRIBUTION SYSTEM |  | 60
VA1027065 | TC | TC | RT | Y | DS001 | TCR01 |  | GRASSY CREEK-BCPSA | DISTRIBUTION SYSTEM |  | 3
VA1027067 | TC | TC | RT | Y | DS001 | TCR01 |  | OSBORNE MOUNTAIN - BCPSA | DS001 DISTRIBUTION SYSTEM |  | 3
VA1027068 | TC | TC | RT | Y | DS001 | TCR01 |  | PAGE - BCPSA | DISTRIBUTION SYSTEM |  | 3
VA1027069 | TC | TC | RT | Y | DS001 | TCR01 |  | SHORTT GAP - BCPSA | DS001 - DISTRIBUTION SYSTEM |  | 3
VA1035010 | TC | TC | RT | Y | DS001 | TCR01 |  | ALPINE CREST | DISTRIBUTION SYSTEM |  | 1
VA1035050 | TC | TC | RT | Y | DS001 | TCR01 |  | BLUE RIDGE MUSIC CENTER | DISTRIBUTION SYSTEM |  | 6
VA1035060 | TC | TC | RT | Y | DS001 | TCR01 |  | BRANDYWINE ESTATES | DISTRIBUTION SYSTEM |  | 3
VA1035066 | TC | TC | RT | Y | DS001 | TCR01 |  | CANA REGIONAL WATER SYSTEM | DISTRIBUTION SYSTEM |  | 6
VA1035088 | TC | TC | RT | Y | DS001 | TCR01 |  | CARROLL REGIONAL WATER SYSTEM | DISTRIBUTION SYSTEM |  | 24
VA1035090 | TC | TC | RT | Y | DS001 | TCR01 |  | CASCADE MOUNTAIN RESORT | DISTRIBUTION SYSTEM |  | 6
VA1035091 | TC | TC | RT | Y | DS950 | TCR01 |  | CONDOMINIUMS AT CASCADE | CONDOMINIUMS AT CASCADE |  | 3
VA1035095 | TC | TC | RT | Y | DS001 | TCR01 |  | CHALET HIGH, INC | DISTRIBUTION SYSTEM |  | 6
VA1035100 | TC | TC | RT | Y | DS001 | TCR01 |  | CROOKED CREEK FEE FISHING AREA | DISTRIBUTION SYSTEM |  | 1
VA1035107 | TC | TC | RT | Y | DS950 | TCR01 |  | CROOKED OAK RESTAURANT | CROOKED OAK RESTAURANT |  | 1
VA1035195 | TC | TC | RT | Y | DS001 | TCR01 |  | FANCY GAP CABINS AND CAMPGROUND, LLC | DISTRIBUTION SYSTEM |  | 3
VA1035227 | TC | TC | RT | Y | DS001 | TCR01 |  | GLADESBORO ELEMENTARY SCHOOL | DISTRIBUTION SYSTEM |  | 3
VA1035274 | TC | TC | RT | Y | DS001 | TCR01 |  | GOSPEL LIGHT CHRISTIAN CAMP | DISTRIBUTION SYSTEM |  | 3
VA1035275 | TC | TC | RT | Y | DS001 | TCR01 |  | GROUNDHOG MOUNTAIN | DISTRIBUTION SYSTEM |  | 3
VA1035290 | TC | TC | RT | Y | DS950 | TCR01 |  | HIGH CHAPARRAL INC | DISTRIBUTION SYSTEM |  | 1
VA1035292 | TC | TC | RT | Y | DS001 | TCR01 |  | HILLCREST SUBDIVISION | DISTRIBUTION SYSTEM |  | 1
VA1035295 | TC | TC | RT | Y | DS001 | TCR01 |  | HILLSVILLE, TOWN OF | DISTRIBUTION SYSTEM |  | 9
VA1035303 | TC | TC | RT | Y | DS950 | TCR01 |  | COUNTRY VIEW INN | DISTRIBUTION SYSTEM |  | 1
VA1035415 | TC | TC | RT | Y | DS001 | TCR01 |  | KANAWHA VALLEY ARENA | DISTRIBUTION SYSTEM |  | 3
VA1035437 | TC | TC | RT | Y | DS001 | TCR01 |  | LAUREL MEADOWS HOME | DISTRIBUTION SYSTEM |  | 3
VA1035450 | TC | TC | RT | Y | DS001 | TCR01 |  | LAUREL FORK DOLLAR GENERAL (NO. 17332) | LAUREL FORK DOLLAR GENERAL |  | 1
VA1035475 | TC | TC | RT | Y | DS001 | TCR01 |  | I-77 EXIT 1 | DISTRIBUTION SYSTEM |  | 3
VA1035498 | TC | TC | RT | Y | DS001 | TCR01 |  | LITTLE TREASURES LEARNING CENTER | DISTRIBUTION SYSTEM |  | 3
VA1035573 | TC | TC | RT | Y | DS001 | TCR01 |  | OLDE MILL GOLF COURSE | DISTRIBUTION SYSTEM |  | 3
VA1035578 | TC | TC | RT | Y | DS001 | TCR01 |  | OAKLAND ELEM SCHOOL | DISTRIBUTION SYSTEM |  | 3
VA1035581 | TC | TC | RT | Y | DS001 | TCR01 |  | FANCY GAP | DISTRIBUTION SYSTEM |  | 3
VA1035600 | TC | TC | RT | Y | DS001 | TCR01 |  | PINEBROOK SUBDIVISION | DISTRIBUTION SYSTEM |  | 3
VA1035700 | TC | TC | RT | Y | DS001 | TCR01 |  | SKYLAND LAKES GOLF CLUB | SKYLAND LAKES GOLF CLUB |  | 1
VA1035740 | TC | TC | RT | Y | DS001 | TCR01 |  | TRI-AREA HEALTH CLINIC AND PHARMACY | DISTRIBUTION SYSTEM |  | 3
VA1035745 | TC | TC | RT | Y | DS001 | TCR01 |  | TOWER ROAD | DISTRIBUTION SYSTEM |  | 3
VA1035774 | TC | TC | RT | Y | DS001 | TCR01 |  | UTTS CAMPGROUND | UTTS CAMPGROUND |  | 3
VA1051080 | TC | TC | RT | Y | DS001 | TCR01 |  | THUNDER RIVER CAMPGROUND | DISTRIBUTION SYSTEM |  | 1
VA1035066 | GE | MPN | RT | Y | WL001 | RW001 | WELLHEAD | CANA REGIONAL WATER SYSTEM | WELL NO. 1 |  | 1
VA1035066 | GE | MPN | RT | Y | WL002 | RW002 | WELLHEAD | CANA REGIONAL WATER SYSTEM | WELL NO. 2 |  | 1
VA1035066 | GE | MPN | RT | Y | WL003 | RW003 | WELLHEAD | CANA REGIONAL WATER SYSTEM | WELL NO. 3 |  | 1
VA1035066 | GE | MPN | RT | Y | WL004 | RW004 | WELLHEAD | CANA REGIONAL WATER SYSTEM | WELL NO. 4 |  | 1
VA1035066 | GE | MPN | RT | Y | WL008 | RW008 | WELLHEAD | CANA REGIONAL WATER SYSTEM | WELL NO. 8 |  | 1
VA1035066 | GE | MPN | RT | Y | WL007 | RW007 | WELLHEAD | CANA REGIONAL WATER SYSTEM | WELL NO. 7 - ST. PAUL SCHOOL WELL |  | 1
VA1035088 | GE | MPN | RT | Y | WLW03 | RWW03 | WELLHEAD | CARROLL REGIONAL WATER SYSTEM | WOODLAWN WELL #3 (BALL PARK WELL) |  | 1
VA1035088 | GE | MPN | RT | Y | WLG01 | RWG01 | WELLHEAD | CARROLL REGIONAL WATER SYSTEM | WILSON WELL #1 |  | 1
VA1035088 | GE | MPN | RT | Y | WLG02 | RWG02 | WELLHEAD | CARROLL REGIONAL WATER SYSTEM | WILSON WELL #2 |  | 1
VA1071970 | TC | TC | RT | Y | DS001 | TCR01 |  | WOLF CREEK | DISTRIBUTION SYSTEM |  | 3
VA1077070 | TC | TC | RT | Y | DS001 | TCR01 |  | CHEERIO ADVENTURES | DISTRIBUTION SYSTEM |  | 3
VA1077098 | TC | TC | RT | Y | DS001 | TCR01 |  | CAMP DICKENSON | DISTRIBUTION SYSTEM |  | 1
VA1077126 | TC | TC | RT | Y | DS001 | TCR01 |  | COMER ROCK PICNIC AREA | COMER ROCK PICNIC AREA C/O |  | 3
VA1077135 | TC | TC | RT | Y | DS001 | TCR01 |  | CREEPER TRAIL CAMPGROUND | DISTRIBUTION SYSTEM |  | 3
VA1077200 | TC | TC | RT | Y | DS001 | TCR01 |  | FAIRVIEW WATER SYSTEM | DISTRIBUTION SYSTEM |  | 3
VA1077240 | TC | TC | RT | Y | DS001 | TCR01 |  | FRIES, TOWN OF | DISTRIBUTION SYSTEM |  | 3
VA1077251 | TC | TC | RT | Y | DS001 | TCR01 |  | GRANT COMMUNITY | DISTRIBUTION SYSTEM |  | 3
VA1077259 | TC | TC | RT | Y | DS001 | TCR01 |  | GRAYSON HIGHLAND-STABLES | GRAYSON HIGHLAND -STABLES |  | 3
VA1077260 | TC | TC | RT | Y | DS001 | TCR01 |  | GRAYSON HIGHLANDS VISITORS CENTER | GRAYSON HIGHLANDS VISITOR CENTER |  | 1
VA1077261 | TC | TC | RT | Y | DS001 | TCR01 |  | GRAYSON HIGHLANDS PICNIC AREA | GRAYSON HIGHLANDS PICNIC AREA |  | 3
VA1077262 | TC | TC | RT | Y | DS001 | TCR01 |  | GRAYSON HIGHLANDS CAMPGROUND | GRAYSON HIGHLANDS CAMPGROUND |  | 3
VA1077263 | TC | TC | RT | Y | DS001 | TCR01 |  | GRAYSON HIGHLAND OFFICE | GRAYSON HIGHLAND OFFICE |  | 1
VA1077285 | TC | TC | RT | Y | DS950 | TCR01 |  | HOUNDSHELL CAMPGROUND | HOUNDSHELL CAMPGROUND TES |  | 1
VA1077310 | TC | TC | RT | Y | DS001 | TCR01 |  | HUNGRY HORSE EAST, LLC | DISTRIBUTION SYSTEM |  | 3
VA1077335 | TC | TC | RT | Y | DS001 | TCR01 |  | INDEPENDENCE, TOWN OF | DISTRIBUTION SYSTEM |  | 6
VA1077340 | TC | TC | RT | Y | DS001 | TCR01 |  | IRON MOUNTAIN HORSE CAMP | DISTRIBUTION SYSTEM |  | 3
VA1077392 | TC | TC | RT | Y | DS001 | TCR01 |  | LAWN ACRES TRAILER PARK | LAWN ACRES |  | 3
VA1077411 | TC | TC | RT | Y | DS001 | TCR01 |  | 21 GROCERY AND VALLEY DINER, LLC | DISTRIBUTION SYSTEM |  | 3
VA1077539 | TC | TC | RT | Y | DS001 | TCR01 |  | OAK HILL ACADEMY | DISTRIBUTION SYSTEM |  | 3
VA1077551 | TC | TC | RT | Y | DS950 | TCR01 |  | MT. ROGERS VOLUNTEER FIRE DEPT. | DISTRIBUTION SYSTEM |  | 1
VA1077570 | TC | TC | RT | Y | DS001 | TCR01 |  | OLDTOWN WATER SYSTEM | DISTRIBUTION SYSTEM |  | 3
VA1077595 | TC | TC | RT | Y | DS001 | TCR01 |  | PATTON RV PARK | DISTRIBUTION SYSTEM |  | 1
VA1077620 | TC | TC | RT | Y | DS001 | TCR01 |  | ROCKY HOLLOW CAMPGROUND 1 | DISTRIBUTION SYSTEM |  | 1
VA1077750 | TC | TC | RT | Y | DS001 | TCR01 |  | SUN VALLEY TRAILER PARK | DISTRIBUTION SYSTEM |  | 3
VA1077775 | TC | TC | RT | Y | DS001 | TCR01 |  | TROUTDALE, TOWN OF | DISTRIBUTION SYSTEM |  | 3
VA1077851 | TC | TC | RT | Y | DS001 | TCR01 |  | CORNER MARKET AND CAFÉ | DISTRIBUTION SYSTEM |  | 3
VA1077885 | TC | TC | RT | Y | DS001 | TCR01 |  | WHITETOP COMMUNITY CENTER | DISTRIBUTION SYSTEM |  | 1
VA1105055 | TC | TC | RT | Y | DS001 | TCR01 |  | LEE COUNTY PSA/ BLACKWATER | DISTRIBUTION SYSTEM |  | 3
VA1105060 | TC | TC | RT | Y | DS001 | TCR01 |  | LEE COUNTY PSA/KEOKEE | DISTRIBUTION SYSTEM |  | 3
VA1105065 | TC | TC | RT | Y | DS001 | TCR01 |  | LEE CO. PSA/ELY & PUCKETT CREEK | DISTRIBUTION SYSTEM |  | 3
VA1105070 | TC | TC | RT | Y | DS001 | TCR01 |  | LEE COUNTY PSA/JASPER | DISTRIBUTION SYSTEM |  | 3
VA1105100 | TC | TC | RT | Y | DS001 | TCR01 |  | DRYDEN WATER AUTHORITY | DISTRIBUTION SYSTEM |  | 6
VA1195650 | TC | TC | RT | Y | DS001 | TCR01 |  | POUND, TOWN OF | DISTRIBUTION SYSTEM |  | 6
VA1195700 | TC | TC | RT | Y | DS001 | TCR01 |  | ST PAUL, TOWN OF | DISTRIBUTION SYSTEM |  | 6
VA1195900 | TC | TC | RT | Y | DS001 | TCR01 |  | WISE COUNTY REGIONAL WATER SYSTEM | DISTRIBUTION SYSTEM |  | 30
VA1195930 | TC | TC | RT | Y | DS001 | TCR01 |  | MILL BRANCH/WISE CO PSA | DISTRIBUTION SYSTEM |  | 3
VA1195940 | TC | TC | RT | Y | DS001 | TCR01 |  | SOUTH MOUNTAIN/WISE CO PSA | DISTRIBUTION SYSTEM |  | 3
VA1195950 | TC | TC | RT | Y | DS001 | TCR01 |  | WISE, TOWN OF | DISTRIBUTION SYSTEM |  | 21
VA1197126 | TC | TC | RT | Y | DS950 | TCR01 |  | DEER TRAIL PARK CAMPGROUND | DISTRIBUTION SYSTEM |  | 1
VA1197220 | TC | TC | RT | Y | DS001 | TCR01 |  | FOSTER FALLS CAMPGROUND | DISTRIBUTION SYSTEM |  | 3
VA1197317 | TC | TC | RT | Y | DS950 | TCR01 |  | HUSSEY MOUNTAIN | DISTRIBUTION AREA |  | 3
VA1197345 | TC | TC | RT | Y | DS009 | TCR01 |  | WYTHE COUNTY EAST | DISTRIBUTION SYSTEM |  | 24
VA1197700 | TC | TC | RT | Y | DS950 | TCR01 |  | RURAL RETREAT, TOWN OF | DISTRIBUTION SYSTEM |  | 6
VA1197725 | TC | TC | RT | Y | DS950 | TCR01 |  | SHOT TOWER STATE PARK | DISTRIBUTION SYSTEM |  | 1
VA1197743 | TC | TC | RT | Y | DS950 | TCR01 |  | STONY FORK RECREATION AREA | DISTRIBUTION SYSTEM |  | 3
VA1197776 | TC | TC | RT | Y | DS950 | TCR01 |  | TRAIL MOTEL | TRAIL MOTEL AND RESTAURANT |  | 1
VA1197810 | TC | TC | RT | Y | DS950 | TCR01 |  | WYTHEVILLE, TOWN OF | DISTRIBUTION SYSTEM |  | 27
VA1197880 | TC | TC | RT | Y | DS001 | TCR01 |  | WYTHE COUNTY WEST | DISTRIBUTION SYSTEM |  | 6
VA1197900 | TC | TC | RT | Y | DS004 | TCR01 |  | WYTHEVILLE FISH HATCHERY | DISTRIBUTION SYSTEM |  | 1
VA1520070 | TC | TC | RT | Y | DS950 | TCR01 |  | BVU AUTHORITY | DISTRIBUTION SYSTEM |  | 60
VA1640243 | TC | TC | RT | Y | DS950 | TCR01 |  | GALAX, CITY OF | DISTRIBUTION SYSTEM |  | 24
VA1720076 | TC | TC | RT | Y | DS001 | TCR01 |  | NORTON, CITY OF | DISTRIBUTION SYSTEM |  | 12
VA1750100 | TC | TC | RT | Y | DS001 | TCR01 |  | RADFORD, CITY OF | DISTRIBUTION SYSTEM |  | 45
VA5067938 | TC | TC | RT | Y | DS001 | TCR01 |  | SMART VIEW PICNIC AREA | DISTRIBUTION SYSTEM |  | 3
VA5141499 | TC | TC | RT | Y | DS001 | TCR01 |  | GROUNDHOG MOUNTAIN WATER & SEWER COMPANY | DISTRIBUTION SYSTEM |  | 1
VA1021056 | GE | MPN | RT | Y | WL001 | RW001 | TAP BEFORE CL2 | ABB POWER T & D COMPANY, INC. | DRILLED WELL |  | 1
VA1021126 | GE | MPN | RT | Y | WL001 | RW001 | WELLHEAD | DEER RUN WATER COMPANY, INC | WELL |  | 1
VA1021947 | GE | MPN | RT | Y | WL001 | RW001 | TAP BEFORE CL2 | WOLF CREEK GOLF CLUB | WELL |  | 1
VA1035010 | GE | MPN | RT | Y | WL001 | RW001 | WELLHEAD | ALPINE CREST | DRILLED WELL |  | 1
VA1035050 | GE | MPN | RT | Y | WL001 | RW001 | WELLHEAD | BLUE RIDGE MUSIC CENTER | WELL NO. 1 |  | 1
VA1035050 | GE | MPN | RT | Y | WL002 | RW002 | WELLHEAD | BLUE RIDGE MUSIC CENTER | WELL NO. 2 |  | 1
VA1035060 | GE | MPN | RT | Y | WL001 | RW001 | WELLHEAD | BRANDYWINE ESTATES | WELL |  | 1
VA1035088 | GE | MPN | RT | Y | WLG03 | RWG03 | WELLHEAD | CARROLL REGIONAL WATER SYSTEM | SUMMERS WELL #1 |  | 1
VA1035088 | GE | MPN | RT | Y | WL002 | RW002 | WELLHEAD | CARROLL REGIONAL WATER SYSTEM | WELL NO. 2 |  | 1
VA1035088 | GE | MPN | RT | Y | WLW05 | RWW05 | WELL NO. 5 | CARROLL REGIONAL WATER SYSTEM | ROUTE 620 - AIRPORT ROAD WELL |  | 1
VA1035088 | GE | MPN | RT | Y | WL001 | RW001 | WELLHEAD | CARROLL REGIONAL WATER SYSTEM | WELL NO. 1 |  | 1
VA1035088 | GE | MPN | RT | Y | WL003 | RW003 | WELLHEAD | CARROLL REGIONAL WATER SYSTEM | WELL NO. 3 |  | 1
VA1035088 | GE | MPN | RT | Y | WLW04 | RWW04 | WELLHEAD | CARROLL REGIONAL WATER SYSTEM | WOODLAWN WELL #4 (GUYNN WELL) |  | 1
VA1035088 | GE | MPN | RT | Y | WLW02 | RWW02 | WELLHEAD | CARROLL REGIONAL WATER SYSTEM | WOODLAWN WELL #2 (SWIMMING POOL WELL) |  | 1
VA1035274 | GE | MPN | RT | Y | WL002 | RW002 | NEW WELL SAMPLE TAP | GOSPEL LIGHT CHRISTIAN CAMP | NEW WELL |  | 1
VA1035274 | GE | MPN | RT | Y | WL001 | RW001 | OLD WELL SAMPLE TAP | GOSPEL LIGHT CHRISTIAN CAMP | OLD WELL |  | 1
VA1035275 | GE | MPN | RT | Y | WL001 | RW001 | WELLHEAD | GROUNDHOG MOUNTAIN | WELL NO. 1 |  | 1
VA1035275 | GE | MPN | RT | Y | WL002 | RW002 | WELLHEAD | GROUNDHOG MOUNTAIN | WELL NO. 2 |  | 1
VA1035437 | GE | MPN | RT | Y | WL001 | RW001 | WELL | LAUREL MEADOWS HOME | DRILLED WELL |  | 1
VA1035475 | GE | MPN | RT | Y | WL003 | RW003 | RT. 832 WELL | I-77 EXIT 1 | RT. 832 (SURRATT) WELL |  | 1
VA1035498 | GE | MPN | RT | Y | WL001 | RW001 | TAP BEFORE CL2 | LITTLE TREASURES LEARNING CENTER | DRILLED WELL |  | 1
VA1035581 | GE | MPN | RT | Y | WL006 | RW006 | FROG SPUR WELL | FANCY GAP | FROG SPUR WELL |  | 1
VA1035581 | GE | MPN | RT | Y | WL005 | RW005 | REEDSIDE WELL | FANCY GAP | REEDSIDE WELL |  | 1
VA1035581 | GE | MPN | RT | Y | WL003 | RW003 | EXIT 8 WELL RAW WATER TAP | FANCY GAP | EXIT 8 WELL |  | 1
VA1035600 | GE | MPN | RT | Y | WL001 | RW001 | WELLHEAD | PINEBROOK SUBDIVISION | WELL |  | 1
VA1051080 | GE | MPN | RT | Y | WL001 | RW001 | WELL 1 | THUNDER RIVER CAMPGROUND | WELL 1 |  | 1
VA1063030 | GE | MPN | RT | Y | WL001 | RW001 | WELL | APPLE RIDGE FARM | WELL |  | 1
VA1063047 | GE | MPN | RT | Y | WL001 | RW001 | WELL DISCHARGE | BIG ROCK TRAILER PARK | WELL NO. 1 |  | 1
VA1063220 | GE | MPN | RT | Y | WL001 | RW001 | WELL HOUSE | FLOYD-FLOYD CO PSA | WELL NO.1 - CHRISTIE WELL |  | 1
VA1063220 | GE | MPN | RT | Y | WL006 | RW006 | WELL NO. 6 | FLOYD-FLOYD CO PSA | WELL NO. 6 |  | 1
VA1063220 | GE | MPN | RT | Y | WL003 | RW003 | WELL HOUSE | FLOYD-FLOYD CO PSA | WELL NO.3 - FRANK SWEENY WELL |  | 1
VA1063220 | GE | MPN | RT | Y | WL002 | RW002 | WELL HOUSE | FLOYD-FLOYD CO PSA | WELL NO.2 - SHORTT WELL |  | 1
VA1063269 | GE | MPN | RT | Y | WL001 | RW001 | DRILLED WELL | GREAT OAKS COUNTRY CLUB | DRILLED WELL |  | 1
VA1063292 | GE | MPN | RT | Y | WL001 | RW001 | WELLHEAD | AMERICAN PIE RESTAURANT | WELL 1 |  | 1
VA1063500 | GE | MPN | RT | Y | WL003 | RW003 | WELLHEAD | MABRY MILL NO. 1 | WELL NUMBER 3 |  | 1
VA1063500 | GE | MPN | RT | Y | WL001 | RW001 | WELLHEAD | MABRY MILL NO. 1 | WELL NO. 1 |  | 1
VA1063501 | GE | MPN | RT | Y | WL001 | RW001 | WELL HOUSE | MABRY MILL NO. 2 | DRILLED WELL |  | 1
VA2043900 | TC | TC | RT | Y | DS950 | TCR01 |  | RIVER PARK | RIVER PARK |  | 3
VA2043923 | TC | TC | RT | Y | DS950 | TCR01 |  | SHEN-VALLEY AUCTION CO INC | SHEN-VALLEY AUCTION CO |  | 1
VA2043942 | TC | TC | RT | Y | DS950 | TCR01 |  | WATERMELON PARK CAMPGROUND | WATERMELON PARK CAMPGROUND |  | 3
VA2069022 | TC | TC | RT | Y | DS950 | TCR01 |  | ANTHONY`S IV PIZZA | ANTHONY'S PIZZA -SIGNAL STATION DS |  | 1
VA2069070 | TC | TC | RT | Y | DS950 | TCR01 |  | BETHEL LUTHERAN CHURCH | BETHEL LUTHERAN CHURCH |  | 1
VA2069100 | TC | TC | RT | Y | DS950 | TCR01 |  | CARMEUSE LIME & STONE- WINCHESTER QUARRY | CARMEUSE LIME & STONE |  | 3
VA2069116 | TC | TC | RT | Y | DS950 | TCR01 |  | CANDY HILL CAMPGROUND | CANDY HILL CAMPGROUND DS |  | 1
VA2069125 | TC | TC | RT | Y | DS950 | TCR01 |  | CIVES STEEL COMPANY | CIVES STEEL COMPANY |  | 3
VA2069137 | TC | TC | RT | Y | DS950 | TCR01 |  | COVE CAMPGROUND | COVE CAMPGROUND DS |  | 1
VA2069180 | TC | TC | RT | Y | DS950 | TCR01 |  | ECHO VILLAGE MOTEL | ECHO VILLAGE MOTEL |  | 3
VA2069202 | TC | TC | RT | Y | DS001 | TCR01 |  | EL PUEBLITO RESTAURANT | DISTRIBUTION SYSTEM |  | 1
VA2069204 | TC | TC | RT | Y | DS950 | TCR01 |  | FARMERS LIVESTOCK EXCHANGE | FARMERS LIVESTOCK EXCHANGE INC DS |  | 1
VA2069208 | TC | TC | RT | Y | DS950 | TCR01 |  | HAYFIELD FAMILY RESTAURANT | HAYFIELD FAMILY REST |  | 1
VA2069216 | TC | TC | RT | Y | DS001 | TCR01 |  | CORNERS BAR AND GRILL | DISTRIBUTION SYSTEM |  | 1
VA2069250 | TC | TC | RT | Y | DS950 | TCR01 |  | FREDERICK WATER | FCSA |  | 150
VA2069261 | TC | TC | RT | Y | DS950 | TCR01 |  | GAINESBORO ELEMENTARY/MIDDLE SCHOOL | GAINESBORO ELEMENTARY/MIDDLE SCHOOL |  | 6
VA2069265 | TC | TC | RT | Y | DS950 | TCR01 |  | PINE CREEK CAMP | PINE CREEK CAMP |  | 1
VA2069300 | TC | TC | RT | Y | DS950 | TCR01 |  | HILLTOP MOBILE HOME PARK | HILL TOP TRAILER PARK |  | 3
VA2069305 | TC | TC | RT | Y | DS950 | TCR01 |  | INDIAN HOLLOW ELEMENTARY SCHOOL | INDIAN HOLLOW ELEMENTARY SCHOOL |  | 3
VA2069329 | TC | TC | RT | Y | DS950 | TCR01 |  | TIMBER RIDGE SCHOOL | TIMBER RIDGE SCHOOL |  | 3
VA2043125 | GE | HAA | RT | Y | DS950 | DS009 | 320 DUNLOP BLVD. | BERRYVILLE, TOWN OF | BERRYVILLE, TOWN OF |  | 1
VA2043125 | GE | THM | RT | Y | DS950 | DS009 | 320 DUNLOP BLVD. | BERRYVILLE, TOWN OF | BERRYVILLE, TOWN OF |  | 1
VA2043125 | GE | HAA | RT | Y | DS950 | DS024 | 409 MCNEIL STREET | BERRYVILLE, TOWN OF | BERRYVILLE, TOWN OF |  | 1
VA2043125 | GE | THM | RT | Y | DS950 | DS024 | 409 MCNEIL STREET | BERRYVILLE, TOWN OF | BERRYVILLE, TOWN OF |  | 1
VA1063701 | GE | MPN | RT | Y | WL001 | RW001 | WELL HOUSE | ROCKY KNOB MAIN AREA | DRILLED WELL |  | 1
VA1063702 | GE | MPN | RT | Y | WL001 | RW001 | WELL HOUSE | ROCKY KNOB PICNIC AREA | DRILLED WELL |  | 1
VA1063760 | GE | MPN | RT | Y | WL001 | RW001 | TAP BEFORE CHLORINE | WOODBERRY INN | WELL |  | 1
VA1063764 | GE | MPN | RT | Y | WL001 | RW001 | WELL/WL001 | WILLIS VILLAGE MART | WELL |  | 1
VA1071080 | GE | MPN | RT | Y | WL001 | RW001 | WELL | CASCADES | WELL |  | 1
VA1071090 | GE | MPN | RT | Y | WL002 | RW002 | WELL NO. 9 | CELANESE ACETATE - CELCO PLANT | WELL NO. 9 |  | 1
VA1071090 | GE | MPN | RT | Y | WL001 | RW001 | WELL NO. 7 | CELANESE ACETATE - CELCO PLANT | WELL NO. 7 |  | 1
VA1071095 | GE | MPN | RT | Y | WL001 | RW001 | TAP AT WELL | GILES COUNTY WELLNESS CENTER | WELL |  | 1
VA1071455 | GE | MPN | RT | Y | WL001 | RW001 | RAW WATER | GILES COUNTY PSA | WTP WELL |  | 1
VA1071455 | GE | MPN | RT | Y | WL002 | RW002 | RAW WATER | GILES COUNTY PSA | WELL 4 |  | 1
VA1071550 | GE | MPN | RT | Y | WL001 | RW001 | WELL | MT. LAKE BIOLOGICAL STATION | WELL |  | 1
VA1071551 | GE | MPN | RT | Y | WL003 | RW001 | RW TAP | MOUNTAIN LAKE LODGE | WELL NO. 3 |  | 1
VA1071551 | GE | MPN | RT | Y | WL002 | RW001 | WELL | MOUNTAIN LAKE LODGE | WELL NO. 2 |  | 1
VA1071551 | GE | MPN | RT | Y | WL001 | RW001 | WELL | MOUNTAIN LAKE LODGE | WELL NO. 1 |  | 1
VA1071565 | GE | MPN | RT | Y | WL001 | RW001 | ORCHARD WELL | NARROWS, TOWN OF | ORCHARD WELL |  | 1
VA1071565 | GE | MPN | RT | Y | WL002 | RW002 | NORTH WELL | NARROWS, TOWN OF | NORTH WELL |  | 1
VA1071568 | GE | MPN | RT | Y | SP001 | RW001 | SPRING HOUSE | LHOIST NORTH AMERICA OF VIRGINIA | SPRING |  | 3
VA1077070 | GE | MPN | RT | Y | WL001 | RW001 | TAP FROM WELL | CHEERIO ADVENTURES | WELL |  | 1
VA1077259 | GE | MPN | RT | Y | WL013 | RW001 | WELLHEAD | GRAYSON HIGHLAND-STABLES | WELL NO. 13 |  | 1
VA1077260 | GE | MPN | RT | Y | WL008 | RW001 | WELLHEAD | GRAYSON HIGHLANDS VISITORS CENTER | WELL NO. 8 |  | 1
VA1077261 | GE | MPN | RT | Y | WL002 | RW001 | WELLHEAD | GRAYSON HIGHLANDS PICNIC AREA | WELL NO. 2 |  | 1
VA1077262 | GE | MPN | RT | Y | WL003 | RW001 | WELLHEAD | GRAYSON HIGHLANDS CAMPGROUND | WELL NO. 3 |  | 1
VA1077262 | GE | MPN | RT | Y | WL014 | RW003 | WELLHEAD | GRAYSON HIGHLANDS CAMPGROUND | WELL NO. 14 |  | 1
VA1077262 | GE | MPN | RT | Y | WL011 | RW002 | WELLHEAD | GRAYSON HIGHLANDS CAMPGROUND | WELL NO. 11 |  | 1
VA1077263 | GE | MPN | RT | Y | WL012 | RW001 | WELLHEAD | GRAYSON HIGHLAND OFFICE | WELL NO. 12 |  | 1
VA1077285 | GE | MPN | RT | Y | WL001 | RW002 | WELL | HOUNDSHELL CAMPGROUND | WELL |  | 1
VA1077335 | GE | MPN | RT | Y | WL005 | RW005 | REEVES WELL | INDEPENDENCE, TOWN OF | REEVES WELL |  | 1
VA1077335 | GE | MPN | RT | Y | WL007 | RW007 | CASSELL WELL | INDEPENDENCE, TOWN OF | CASSELL WELL |  | 1
VA1077335 | GE | MPN | RT | Y | WL003 | RW003 | HALL WELL | INDEPENDENCE, TOWN OF | HALL WELL |  | 1
VA1077335 | GE | MPN | RT | Y | WL004 | RW004 | PARSONS WELL | INDEPENDENCE, TOWN OF | PARSONS WELL |  | 1
VA1077411 | GE | MPN | RT | Y | WL001 | RW001 | TAP BEFORE STORAGE TANK | 21 GROCERY AND VALLEY DINER, LLC | WELL |  | 1
VA1077539 | GE | MPN | RT | Y | WL005 | RW005 | WELLHEAD | OAK HILL ACADEMY | WELL NO. 5 |  | 1
VA1077539 | GE | MPN | RT | Y | WL001 | RW001 | WELLHEAD | OAK HILL ACADEMY | WELL NO. 1 |  | 1
VA1077539 | GE | MPN | RT | Y | WL003 | RW003 | WELLHEAD | OAK HILL ACADEMY | WELL NO. 3 |  | 1
VA1077775 | GE | MPN | RT | Y | WL003 | RW003 | WELLHEAD | TROUTDALE, TOWN OF | MR CASUALS WELL |  | 1
VA1077775 | GE | MPN | RT | Y | WL002 | RW002 | WELLHEAD | TROUTDALE, TOWN OF | WESTINGHOUSE WELL |  | 1
VA1077775 | GE | MPN | RT | Y | WL001 | RW001 | WELLHEAD | TROUTDALE, TOWN OF | ROSS WELL |  | 1
VA1121025 | GE | MPN | RT | Y | WL001 | RW001 | TAP AT METER | ALTA MONS CAMPGROUND AND RETREAT CENTER | WELL |  | 1
VA1121027 | GE | MPN | RT | Y | WL001 | RW001 | WELL | ALTA MONS - PEARMAN HOUSE | WELL |  | 1
VA1121034 | GE | MPN | RT | Y | WL001 | RW001 | WELL TAP | BLACKSBURG COUNTRY CLUB | WELL |  | 1
VA1121040 | GE | MPN | RT | Y | WL001 | RW001 | WELL | BELIVEAU ESTATE WINERY | WELL |  | 1
VA1121048 | GE | MPN | RT | Y | WL001 | RW001 | WELL HOUSE | BETHEL WOODS SUBDIVISION | WELL NO 1 |  | 1
VA1121067 | GE | MPN | RT | Y | WL001 | RW001 | DRILLED WELL | BLUE RIDGE CHRISTIAN CAMP | DRILLED WELL |  | 1
VA1121085 | GE | MPN | RT | Y | WL001 | RW001 | HYDRANT AT WELL | CAMP CARYSBROOK | WELL |  | 1
VA1121150 | GE | MPN | RT | Y | WL001 | RW001 | WELL | DRY VALLEY SUBDIVISION | WELL #1 |  | 1
VA1121483 | GE | MPN | RT | Y | WL002 | RW002 | RAW WATER TAP | MOUNTAIN VIEW ITALIAN KITCHEN RESTAURANT | NEW WELL |  | 1
VA1121565 | GE | MPN | RT | Y | WL002 | RW2 | WELL NO. 2 | PARKER MOBILE HOME ESTATES | WELL NO 2 |  | 1
VA1121655 | GE | MPN | RT | Y | WL001 | RW001 | WELL | RINER COMMUNITY | WELL NO. 1 |  | 1
VA1121655 | GE | MPN | RT | Y | WL003 | RW003 | WELL HOUSE | RINER COMMUNITY | WELL NO. 3 |  | 1
VA1121655 | GE | MPN | RT | Y | WL002 | RW002 | WELL | RINER COMMUNITY | WELL NO. 2 |  | 1
VA1121681 | GE | MPN | RT | Y | WL002 | RW002 | WELLHEAD | ALY`S FAMILY RESTAURANT | ALY'S NEW WELL |  | 1
VA1121685 | GE | MPN | RT | Y | WL001 | RW001 | WELL | SELU CONSERVANCY | WELL |  | 3
VA1121720 | GE | MPN | RT | Y | WL001 | RW001 | TAP BEFORE TREATMEN | THE SPORTSMAN | DRILLED WELL |  | 1
VA1121751 | GE | MPN | RT | Y | WL001 | RW001 | WELL HEAD | CAMP TUK-A-WAY | DRILLED WELL |  | 1
VA1121755 | GE | MPN | RT | Y | WL001 | RW001 | WELL | TWIN BOULDERS SUBDIVISION | WELL NO 1 |  | 1
VA1121842 | GE | MPN | RT | Y | WL001 | RW001 | WELL | WALTON FARMS SUBDIVISION | WELL NO 1 |  | 1
VA1121900 | GE | MPN | RT | Y | WL001 | RW001 | WELL | WOODVIEW SUBDIVISION | WELL NO. 1 |  | 1
VA1155050 | GE | MPN | RT | Y | WL001 | RW001 | WELL | BELLAVISTA ESTATES | WELL NO 1 |  | 1
VA1155056 | GE | MPN | RT | Y | WL001 | RW001 | TAP AT WELL | BOWLES LODGE | WELL |  | 1
VA1155089 | GE | MPN | RT | Y | WL001 | RW001 | RAW WATER TAP | CAMP CLAYTOR | WELL |  | 1
VA1155090 | GE | MPN | RT | Y | WL001 | RW001 | TAP BEFORE TREATMT | CAMP POWHATAN | WELL |  | 1
VA1155090 | GE | MPN | RT | Y | WL002 | RW002 | WELL HEAD | CAMP POWHATAN | NEW WELL |  | 1
VA1155152 | GE | MPN | RT | Y | SP001 | RW001 | SPRING | DULANEY TRAILER PARK | SPRING |  | 3
VA1155260 | GE | MPN | RT | Y | WL001 | RW001 | DRILLED WELLS | GATEWOOD CAMPGROUND | DRILLED WELLS |  | 1
VA1155315 | GE | MPN | RT | Y | WL003 | RW001 | WELL NO. 3 | IZAAK WALTON LEAGUE | WELL NO. 3 |  | 1
VA1155500 | GE | MPN | RT | Y | WL001 | RW001 | WELL | MONTGOMERY COUNTY GAME AND FISH CLUB | WELL |  | 3
VA1155542 | GE | MPN | RT | Y | WL001 | RW001 | DEEP WELL | EXPRESS STOP #99 | DEEP WELL |  | 1
VA1155700 | GE | MPN | RT | Y | WL001 | RW001 | WELL | RIVERBEND SUBDIVISION | WELL |  | 1
VA1155725 | GE | MPN | RT | Y | WL001 | RW001 | WELL | SNOWVILLE ELEMENTARY SCHOOL | WELL |  | 1
VA1167115 | GE | MPN | RT | Y | WL001 | RW001 | WELLHEAD | CLEVELAND, TOWN OF | KISER WELL |  | 1
VA1167115 | GE | MPN | RT | Y | WL002 | RW002 | WELLHEAD | CLEVELAND, TOWN OF | TANK HOLLOW FALLS WELL |  | 1
VA1167116 | GE | MPN | RT | Y | WL003 | RW003 | WELL #4 INSIDE | CLEVELAND ELEMENTARY SCHOOL | WELL # 4 INSIDE |  | 1
VA1167121 | GE | MPN | RT | Y | WL001 | RW001 | WELLHEAD | COPPER CREEK ELEMENTARY SCHOOL | DRILLED WELL |  | 1
VA1167275 | GE | MPN | RT | Y | WL002 | RW002 | G V WELL 30C RAW TAP | HANSONVILLE - RCPSA | GREEN VALLEY WELL 30C |  | 1
VA1167275 | GE | MPN | RT | Y | WL001 | RW001 | G V WELL 27A RAW TAP | HANSONVILLE - RCPSA | GREEN VALLEY WELL 27A |  | 1
VA1167300 | GE | MPN | RT | Y | WL005 | RW005 | NEW GARDEN RAW TAP | HONAKER, TOWN OF | WELL 5 - NEW GARDEN |  | 1
VA1167300 | GE | MPN | RT | Y | WL004 | RW004 | JOE BILL RAW TAP | HONAKER, TOWN OF | WELL 4 - JOE BILL |  | 1
VA1167300 | GE | MPN | RT | Y | WL002 | RW002 | DAVIS RAW TAP | HONAKER, TOWN OF | WELL 2 - DAVIS WELL |  | 1
VA1167385 | GE | MPN | RT | Y | WL001 | RW001 | RAW WATER TAP | E DILLON & CO | WELL |  | 1
VA1167718 | GE | MPN | RT | Y | WL001 | RW001 | RAW WATER TAP | RUSSELL COUNTY SHOPPING CENTER | WELL |  | 1
VA1167740 | GE | MPN | RT | Y | WL001 | RW001 | SLATES FARM CAMPGROUND WELL | SLATES FARM CAMPGROUND | SLATES FARM CAMPGROUND WELL |  | 1
VA1167885 | GE | MPN | RT | Y | WL002 | RW002 | #2 RAW TAP | WALLACE MANOR | WELL #2 |  | 1
VA1167885 | GE | MPN | RT | Y | WL003 | RW003 | #3 RAW TAP | WALLACE MANOR | WELL #3 |  | 1
VA1167885 | GE | MPN | RT | Y | WL001 | RW001 | #1 RAW TAP | WALLACE MANOR | WELL #1 |  | 1
VA1169015 | GE | MPN | RT | Y | WL001 | RW001 | TAP BEFORE UV LIGHT | CLINCH RIVER FAMILY CAMPGROUND | WELL |  | 1
VA1169200 | GE | MPN | RT | Y | WL001 | RW003 | RAW WATER TAP | DUFFIELD_SCOTT CO PSA | FT BLACKMORE METHODIST CAMP WELL |  | 1
VA1169300 | GE | MPN | RT | Y | WL001 | RW001 | WELLHEAD | ECV/SCOTT CO PSA | LYN MAR WELL |  | 1
VA1169725 | GE | MPN | RT | Y | WL004 | RW004 | W4 RAW WATER TAP | SCPSA - NICKELSVILLE | WELL #4 |  | 1
VA1169725 | GE | MPN | RT | Y | WL008 | RW008 | W8 RAW WATER TAP | SCPSA - NICKELSVILLE | WELL #8 |  | 1
VA1169725 | GE | MPN | RT | Y | WL006 | RW006 | W6 RAW WATER TAP | SCPSA - NICKELSVILLE | WELL #6 |  | 1
VA1169929 | GE | MPN | RT | Y | WL001 | RW001 | TAP AT WELLHEAD | TWIN SPRINGS HIGH SCHOOL | WELL |  | 1
VA1173271 | GE | MPN | RT | Y | WL001 | RW001 | TAP AT STORAGE TANK | KONNAROCK COMMUNITY CENTER | WELL |  | 1
VA1173280 | GE | MPN | RT | Y | WL001 | RW001 | WELLHEAD | HURRICANE RECREATION AREA | WELL |  | 1
VA1173300 | GE | MPN | RT | Y | WL002 | RW002 | WELL NO. 2 | HUTTON BRANCH | WELL NO. 2 |  | 1
VA1173481 | GE | MPN | RT | Y | SP001 | RW001 | SPRING RAW TAP | MARION, TOWN OF | TOWN SPRING - NO. 1 |  | 3
VA1173550 | GE | MPN | RT | Y | WL001 | RW001 | WELLHEAD | RACCOON BRANCH | WELL |  | 1
VA1173723 | GE | MPN | RT | Y | WL002 | RW002 | WELLHEAD | SALTVILLE, TOWN OF | CARDWELL TOWN |  | 1
VA1173723 | GE | MPN | RT | Y | WL003 | RW003 | WELLHEAD | SALTVILLE, TOWN OF | WELL NO. 10 |  | 1
VA1173785 | GE | MPN | RT | Y | WL001 | RW001 | WELL | WATSONS GAP WATER SYSTEM | WELL |  | 1
VA1185047 | GE | MPN | RT | Y | WL001 | RW001 | RAW WATER TAP | BARKAY ESTATES | WELL 1 |  | 1
VA1185073 | GE | MPN | RT | Y | WL001 | RW001 | RAW WATER TAP | CAMP EVANGEL | WELL |  | 1
VA1185115 | GE | MPN | RT | Y | WL001 | RW001 | RAW WATER TAP | CUZ`S CABINS & RESTAURANT | WELL NO. 1 |  | 1
VA1185626 | GE | MPN | RT | Y | WL006 | RW006 | RAW HOLLYFIELD TAP | PORTER FARM SUBD WATER ASSOC | HOLLYFIELD WELL |  | 1
VA1185626 | GE | MPN | RT | Y | WL002 | RW002 | BYRD RAW TAP | PORTER FARM SUBD WATER ASSOC | BYRD WELL |  | 1
VA1185759 | GE | MPN | RT | Y | WL001 | RW001 | #1 RAW TAP | TAZEWELL MOTEL | WELL #1 |  | 1
VA1185759 | GE | MPN | RT | Y | WL002 | RW002 | #2 RAW TAP | TAZEWELL MOTEL | WELL #2 |  | 1
VA1191070 | GE | MPN | RT | Y | WL001 | RW001 | WELLHEAD | CALLEBS COVE CAMPGROUND | DRILLED WELL |  | 1
VA1191310 | GE | MPN | RT | Y | WL001 | RW001 | WELLHEAD | MENDOTA | WELL NO. 1 |  | 1
VA1191315 | GE | MPN | RT | Y | WL001 | RW001 | WELLHEAD | BEARTREE NO. 1 | WELL NO. 1 |  | 1
VA1191317 | GE | MPN | RT | Y | WL001 | RW001 | WELLHEAD | BEARTREE NO. 3 | WELL |  | 1
VA1191700 | GE | MPN | RT | Y | WL001 | RW001 | WELLHEAD | RIVERSIDE CAMPGROUND | WELL |  | 1
VA1191883 | GE | MPN | RT | Y | SP002 | RW002 | RESERVATION SPRING - RAW TAP | WASHINGTON COUNTY SERVICE AUTHORITY | RESERVATION SPRING |  | 3
VA1195376 | GE | MPN | RT | Y | WL001 | RW001 | WELLHEAD | HIGH KNOB | WELL |  | 1
VA1197126 | GE | MPN | RT | Y | WL001 | RW001 | TAP BY WELL | DEER TRAIL PARK CAMPGROUND | DRILLED WELL |  | 1
VA1197220 | GE | MPN | RT | Y | WL001 | RW001 | WELL NO 1 | FOSTER FALLS CAMPGROUND | WELL NO 1 |  | 1
VA1197345 | GE | MPN | RT | Y | WL003 | RW003 | MAX MEADOWS NO. 2 | WYTHE COUNTY EAST | MAX MEADOWS WELL NO. 2 |  | 1
VA1197743 | GE | MPN | RT | Y | WL001 | RW001 | WELLHEAD | STONY FORK RECREATION AREA | WELL |  | 1
VA1197880 | GE | MPN | RT | Y | WL001 | RW001 | SPEEDWELL WELL NO. 1 | WYTHE COUNTY WEST | SPEEDWELL WELL NO. 1 |  | 1
VA5067938 | GE | MPN | RT | Y | WL001 | RW001 | WELLHEAD | SMART VIEW PICNIC AREA | WELL |  | 1
VA5141499 | GE | MPN | RT | Y | WL004 | RW004 | DOE RUN NO.2 RAW | GROUNDHOG MOUNTAIN WATER & SEWER COMPANY | DOE RUN NO.2 WELL |  | 1
VA5141499 | GE | MPN | RT | Y | WL001 | RW001 | BUCK HOLLAR RAW TAP | GROUNDHOG MOUNTAIN WATER & SEWER COMPANY | BUCK HOLLAR WELL |  | 1
VA5141499 | GE | MPN | RT | Y | WL002 | RW002 | BATSON COVE RAW | GROUNDHOG MOUNTAIN WATER & SEWER COMPANY | BATSON COVE WELL |  | 1
VA2161598 | TC | TC | RT | Y | DS001 | TCR01 |  | GIRL SCOUT PROGRAM CENTER/ICIMANI | RISING STAR SPORTS AND ADVENTURE CAMP DS |  | 1
VA2161665 | TC | TC | RT | Y | DS001 | TCR01 |  | YELLOW MOUNTAIN VILLAGE | YELLOW MOUNTAIN VILLAGE |  | 3
VA2161668 | TC | TC | RT | Y | DS001 | TCR01 |  | PINE HILL | PINE HILL |  | 3
VA2161680 | TC | TC | RT | Y | DS001 | TCR01 |  | PINE TREE VILLAGE | PINE TREE VILLAGE |  | 3
VA2161755 | TC | TC | RT | Y | DS001 | TCR01 |  | SPRING RUN SWIM CLUB | SPRING RUN SWIM CLUB |  | 3
VA2161830 | TC | TC | RT | Y | DS001 | TCR01 |  | VINTON, TOWN OF | VINTON, TOWN OF |  | 30
VA2163353 | TC | TC | RT | Y | DS001 | TCR01 |  | NATURAL BRIDGE-LEXINGTON KOA | NATURAL BRIDGE KOA DS |  | 1
VA2163354 | TC | TC | RT | Y | DS001 | TCR01 |  | NATURE CAMP | NATURE CAMP |  | 3
VA2163360 | TC | TC | RT | Y | DS001 | TCR01 |  | LAKE ROBERTSON | LAKE ROBERTSON TES |  | 3
VA2163400 | TC | TC | RT | Y | DS001 | TCR01 |  | LONG HOLLOW | LONG HOLLOW |  | 3
VA2163560 | TC | TC | RT | Y | DS001 | TCR01 |  | MOUNTAIN VIEW ELEM SCHOOL | MOUNTAIN VIEW ELEMENTARY SCHOOL |  | 3
VA2163615 | TC | TC | RT | Y | DS001 | TCR01 |  | NATURAL BRIDGE OF VIRGINIA | NATURAL BRIDGE OF VIRGINIA |  | 3
VA2163625 | TC | TC | RT | Y | DS001 | TCR01 |  | NATURAL BRIDGE STATION / ARNOLDS VALLEY | NATURAL BRIDGE STATION / ARNOLDS VALLEY |  | 3
VA2163650 | TC | TC | RT | Y | DS001 | TCR01 |  | N. LEXINGTON-FAIRFIELD-RAPHINE [RCPSA] | NORTH LEXINGTON - FAIRFIELD - RAPHINE |  | 9
VA2163657 | TC | TC | RT | Y | DS001 | TCR01 |  | OTTER CREEK RECREATION AREA | OTTER CREEK RECREATION AREA |  | 3
VA2163701 | TC | TC | RT | Y | DS001 | TCR01 |  | RIVERMONT HEIGHTS | DISTRIBUTION SYSTEM |  | 3
VA2163825 | TC | TC | RT | Y | DS001 | TCR01 |  | SHADY REST MOBILE HOME PARK | SHADY GROVE MHP |  | 3
VA2163884 | TC | TC | RT | Y | DS001 | TCR01 |  | BUDGET INN-NATURAL BRIDGE | DISTRIBUTION |  | 1
VA2163885 | TC | TC | RT | Y | DS001 | TCR01 |  | PINK CADILLAC DINER, THE | PINK CADILLAC DINER, THE |  | 1
VA2163890 | TC | TC | RT | Y | DS001 | TCR01 |  | VIRGINIA SAFARI PARK | SAFARI PARK |  | 1
VA2163897 | TC | TC | RT | Y | DS001 | TCR01 |  | YOUNG LIFE CAMP | YOUNG LIFE CAMP |  | 3
VA2003050 | GE | HAA | RT | Y | DS001 | DBP02 | FOXCHASE (FOXDALE LN) | ACSA CROZET | DISTRIBUTION SYSTEM |  | 1
VA2003050 | GE | THM | RT | Y | DS001 | DBP02 | FOXCHASE (FOXDALE LN) | ACSA CROZET | DISTRIBUTION SYSTEM |  | 1
VA2003050 | GE | HAA | RT | Y | DS001 | DBP03 | BROWNSVILLE MARKET | ACSA CROZET | DISTRIBUTION SYSTEM |  | 1
VA2003050 | GE | THM | RT | Y | DS001 | DBP03 | BROWNSVILLE MARKET | ACSA CROZET | DISTRIBUTION SYSTEM |  | 1
VA2003050 | GE | HAA | RT | Y | DS001 | DBP04 | BUCK MTN TANK | ACSA CROZET | DISTRIBUTION SYSTEM |  | 1
VA2003050 | GE | THM | RT | Y | DS001 | DBP04 | BUCK MTN TANK | ACSA CROZET | DISTRIBUTION SYSTEM |  | 1
VA2003050 | GE | HAA | RT | Y | DS001 | DBP06 | 1408 CROZET AVE SAMPLING STATION | ACSA CROZET | DISTRIBUTION SYSTEM |  | 1
VA2003050 | GE | THM | RT | Y | DS001 | DBP06 | 1408 CROZET AVE SAMPLING STATION | ACSA CROZET | DISTRIBUTION SYSTEM |  | 1
VA2003050 | PB | LC | RT | Y | DS001 | LCR001 | 1765 THURSTON DR. | ACSA CROZET | DISTRIBUTION SYSTEM | FSD | 1
VA2003051 | PB | LC | RT | Y | DS001 | LCR010 | 975 HOLLY RD. | ACSA SCOTTSVILLE | DISTRIBUTION SYSTEM | FSD | 1
VA2003051 | PB | LC | RT | Y | DS001 | LCR011 | 635 VALLEY STREET | ACSA SCOTTSVILLE | DISTRIBUTION SYSTEM | FSD | 1
VA2003051 | PB | LC | RT | Y | DS001 | LCR012 | 385 HARRISON ST. | ACSA SCOTTSVILLE | DISTRIBUTION SYSTEM | FSD | 1
VA2003051 | PB | LC | RT | Y | DS001 | LCR013 | 240 WARREN ST. | ACSA SCOTTSVILLE | DISTRIBUTION SYSTEM | FSD | 1
VA2003051 | PB | LC | RT | Y | DS001 | LCR014 | 189 JAMES RIVER RD. | ACSA SCOTTSVILLE | DISTRIBUTION SYSTEM | FSD | 1
VA2003053 | GE | HAA | RT | Y | DS001 | DBP01 | IVY OAKS SUBDIVISION | ACSA URBAN AREA | DISTRIBUTION SYSTEM |  | 1
VA2003053 | GE | THM | RT | Y | DS001 | DBP01 | IVY OAKS SUBDIVISION | ACSA URBAN AREA | DISTRIBUTION SYSTEM |  | 1
VA2003053 | GE | HAA | RT | Y | DS001 | DBP02 | EMERSON (FORMERLY GE) | ACSA URBAN AREA | DISTRIBUTION SYSTEM |  | 1
VA2003053 | GE | THM | RT | Y | DS001 | DBP02 | EMERSON (FORMERLY GE) | ACSA URBAN AREA | DISTRIBUTION SYSTEM |  | 1
VA2003053 | GE | HAA | RT | Y | DS001 | DBP03 | STATE FARM TIMBERWOOD | ACSA URBAN AREA | DISTRIBUTION SYSTEM |  | 1
VA2003053 | GE | THM | RT | Y | DS001 | DBP03 | STATE FARM TIMBERWOOD | ACSA URBAN AREA | DISTRIBUTION SYSTEM |  | 1
VA2003053 | GE | HAA | RT | Y | DS001 | DBP04 | NORTH PINES | ACSA URBAN AREA | DISTRIBUTION SYSTEM |  | 1
VA2003053 | GE | THM | RT | Y | DS001 | DBP04 | NORTH PINES | ACSA URBAN AREA | DISTRIBUTION SYSTEM |  | 1
VA2003053 | GE | HAA | RT | Y | DS001 | DBP05 | KEY WEST-3 RANDOLPH CT | ACSA URBAN AREA | DISTRIBUTION SYSTEM |  | 1
VA2003053 | GE | THM | RT | Y | DS001 | DBP05 | KEY WEST-3 RANDOLPH CT | ACSA URBAN AREA | DISTRIBUTION SYSTEM |  | 1
VA2003053 | GE | HAA | RT | Y | DS001 | DBP06 | BOARS HEAD / STV & CO. | ACSA URBAN AREA | DISTRIBUTION SYSTEM |  | 1
VA2003053 | GE | THM | RT | Y | DS001 | DBP06 | BOARS HEAD / STV & CO. | ACSA URBAN AREA | DISTRIBUTION SYSTEM |  | 1
VA2003053 | GE | HAA | RT | Y | DS001 | DBP07 | SUTHERLAND M.S. | ACSA URBAN AREA | DISTRIBUTION SYSTEM |  | 1
VA2003050 | PB | LC | RT | Y | DS001 | LCR002 | 1829 THURSTON DR. | ACSA CROZET | DISTRIBUTION SYSTEM | FSD | 1
VA2003050 | PB | LC | RT | Y | DS001 | LCR003 | 1888 THURSTON DR. | ACSA CROZET | DISTRIBUTION SYSTEM | FSD | 1
VA2003050 | PB | LC | RT | Y | DS001 | LCR004 | 1871 THURSTON DR. | ACSA CROZET | DISTRIBUTION SYSTEM | FSD | 1
VA2003050 | PB | LC | RT | Y | DS001 | LCR005 | 1384 PEACHTREE DR. | ACSA CROZET | DISTRIBUTION SYSTEM | FSD | 1
VA2003050 | PB | LC | RT | Y | DS001 | LCR006 | 1285 PEACHTREE DR. | ACSA CROZET | DISTRIBUTION SYSTEM | FSD | 1
VA2003050 | PB | LC | RT | Y | DS001 | LCR007 | 1321 PEACHTREE DR. | ACSA CROZET | DISTRIBUTION SYSTEM | FSD | 1
VA2003050 | PB | LC | RT | Y | DS001 | LCR008 | 1234 ORCHARD DR. | ACSA CROZET | DISTRIBUTION SYSTEM | FSD | 1
VA2003050 | PB | LC | RT | Y | DS001 | LCR009 | 5565 BROOKWOOD | ACSA CROZET | DISTRIBUTION SYSTEM | FSD | 2
VA2003050 | PB | LC | RT | Y | DS001 | LCR010 | 5955 ST. GEORGE | ACSA CROZET | DISTRIBUTION SYSTEM | FSD | 2
VA2003050 | PB | LC | RT | Y | DS001 | LCR011 | 1300 PEACHTREE DR. | ACSA CROZET | DISTRIBUTION SYSTEM | FSD | 1
VA2003050 | PB | LC | RT | Y | DS001 | LCR012 | 1280 PEACHTREE DR. | ACSA CROZET | DISTRIBUTION SYSTEM | FSD | 1
VA2003050 | PB | LC | RT | Y | DS001 | LCR013 | 5709 HILL TOP | ACSA CROZET | DISTRIBUTION SYSTEM | FSD | 1
VA2003050 | PB | LC | RT | Y | DS001 | LCR014 | 1238 ORCHARD DR. | ACSA CROZET | DISTRIBUTION SYSTEM | FSD | 1
VA2003050 | PB | LC | RT | Y | DS001 | LCR015 | 1230 ORCHARD DR. | ACSA CROZET | DISTRIBUTION SYSTEM | FSD | 2
VA2003050 | PB | LC | RT | Y | DS001 | LCR016 | 1785 THURSTON DR. | ACSA CROZET | DISTRIBUTION SYSTEM | FSD | 2
VA2003050 | PB | LC | RT | Y | DS001 | LCR017 | 1317 PEACHTREE DR. | ACSA CROZET | DISTRIBUTION SYSTEM | FSD | 1
VA2003050 | PB | LC | RT | Y | DS001 | LCR018 | 1242 ORCHARD DR. | ACSA CROZET | DISTRIBUTION SYSTEM | FSD | 1
VA2003050 | PB | LC | RT | Y | DS001 | LCR019 | 5654 HILL TOP | ACSA CROZET | DISTRIBUTION SYSTEM | FSD | 2
VA2003050 | PB | LC | RT | Y | DS001 | LCR020 | 1313 PEACHTREE DR. | ACSA CROZET | DISTRIBUTION SYSTEM | FSD | 1
VA2003050 | PB | LC | RT | Y | DS001 | LCR021 | 1792 THURSTON DR. | ACSA CROZET | DISTRIBUTION SYSTEM | FSD | 1
VA2003050 | PB | LC | RT | Y | DS001 | LCR022 | 5460 JAMESTOWN CT | ACSA CROZET | DISTRIBUTION SYSTEM | FSD | 1
VA2003050 | PB | LC | RT | Y | DS001 | LCR023 | 1535 BALLARD DR. | ACSA CROZET | DISTRIBUTION SYSTEM | FSD | 1
VA2003050 | PB | LC | RT | Y | DS001 | LCR024 | 1421 BIRCHWOOD DR. | ACSA CROZET | DISTRIBUTION SYSTEM | FSD | 1
VA2003050 | PB | LC | RT | Y | DS001 | LCR025 | 1523 BALLARD DR. | ACSA CROZET | DISTRIBUTION SYSTEM | FSD | 1
VA2003050 | PB | LC | RT | Y | DS001 | LCR026 | 1445 BIRCHWOOD DR. | ACSA CROZET | DISTRIBUTION SYSTEM | FSD | 1
VA2003050 | PB | LC | RT | Y | DS001 | LCR027 | 1688 THURSTON DR. | ACSA CROZET | DISTRIBUTION SYSTEM | FSD | 1
VA2003050 | PB | LC | RT | Y | DS001 | LCR028 | 5700 PARK RD | ACSA CROZET | DISTRIBUTION SYSTEM | FSD | 1
VA2003050 | PB | LC | RT | Y | DS001 | LCR029 | 5592 BROOKWOOD RD | ACSA CROZET | DISTRIBUTION SYSTEM | FSD | 1
VA2003050 | PB | LC | RT | Y | DS001 | LCR030 | 5525 JAMESTOWN RD | ACSA CROZET | DISTRIBUTION SYSTEM | FSD | 1
VA2003051 | GE | HAA | RT | Y | DS001 | DBP02 | LAUNDROMAT | ACSA SCOTTSVILLE | DISTRIBUTION SYSTEM |  | 1
VA2003051 | GE | THM | RT | Y | DS001 | DBP02 | LAUNDROMAT | ACSA SCOTTSVILLE | DISTRIBUTION SYSTEM |  | 1
VA2003051 | PB | LC | RT | Y | DS001 | LCR004 | 370 E. MAIN ST. | ACSA SCOTTSVILLE | DISTRIBUTION SYSTEM | FSD | 1
VA2003051 | PB | LC | RT | Y | DS001 | LCR005 | 210 WARREN ST. | ACSA SCOTTSVILLE | DISTRIBUTION SYSTEM | FSD | 1
VA2003051 | PB | LC | RT | Y | DS001 | LCR006 | 1075 VALLEY ST. | ACSA SCOTTSVILLE | DISTRIBUTION SYSTEM | FSD | 1
VA2003051 | PB | LC | RT | Y | DS001 | LCR008 | 605 PAGE ST. | ACSA SCOTTSVILLE | DISTRIBUTION SYSTEM | FSD | 1
VA2003051 | PB | LC | RT | Y | DS001 | LCR009 | 655 HARRISON ST. | ACSA SCOTTSVILLE | DISTRIBUTION SYSTEM | FSD | 1
VA2003255 | PB | LC | RT | Y | DS001 | LCR001 | 1109 FOX RIDGE DR. | EARLYSVILLE FOREST | DISTRIBUTION SYSTEM | FSD | 1
VA2003255 | PB | LC | RT | Y | DS001 | LCR003 | 1185 FOX RIDGE DR. | EARLYSVILLE FOREST | DISTRIBUTION SYSTEM | FSD | 1
VA2003255 | PB | LC | RT | Y | DS001 | LCR009 | 1075 EARLYSVILLE FOR | EARLYSVILLE FOREST | DISTRIBUTION SYSTEM | FSD | 1
VA2003255 | PB | LC | RT | Y | DS001 | LCR016 | 1085 EARLYSVILLE FOR | EARLYSVILLE FOREST | DISTRIBUTION SYSTEM | FSD | 1
VA2003255 | PB | LC | RT | Y | DS001 | LCR021 | 1170 TRILLIUM RD. | EARLYSVILLE FOREST | DISTRIBUTION SYSTEM | FSD | 1
VA2003255 | GE | VOC | RT | Y | EP001 | EP001 | EP COMBINED WELLS | EARLYSVILLE FOREST | EP WELLS 1,3,4,5,6 |  | 1
VA2003255 | GE | INO | RT | Y | EP002 | EP002 | EP WELL 8 | EARLYSVILLE FOREST | EP WELL 8 |  | 1
VA2003255 | GE | MET | RT | Y | EP002 | EP002 | EP WELL 8 | EARLYSVILLE FOREST | EP WELL 8 |  | 1
VA2003259 | GE | HAA | RT | Y | DS001 | DBP01 | UPSTAIRS KITCHEN SINK | FAITH CHRISTIAN CENTER INTERNATIONAL | DISTRIBUTION SYSTEM |  | 1
VA2003259 | GE | THM | RT | Y | DS001 | DBP01 | UPSTAIRS KITCHEN SINK | FAITH CHRISTIAN CENTER INTERNATIONAL | DISTRIBUTION SYSTEM |  | 1
VA2003053 | GE | THM | RT | Y | DS001 | DBP07 | SUTHERLAND M.S. | ACSA URBAN AREA | DISTRIBUTION SYSTEM |  | 1
VA2003053 | GE | HAA | RT | Y | DS001 | DBP08 | PANTOPS EASY/EVERYDAY SHOP | ACSA URBAN AREA | DISTRIBUTION SYSTEM |  | 1
VA2003053 | GE | THM | RT | Y | DS001 | DBP08 | PANTOPS EASY/EVERYDAY SHOP | ACSA URBAN AREA | DISTRIBUTION SYSTEM |  | 1
VA2003053 | PB | LC | RT | Y | DS001 | LCR01 | 1279 BRANCHLANDS DR | ACSA URBAN AREA | DISTRIBUTION SYSTEM | FSD | 1
VA2003053 | PB | LC | RT | Y | DS001 | LCR02 | 1281 BRANCHLANDS DR | ACSA URBAN AREA | DISTRIBUTION SYSTEM | FSD | 1
VA2003053 | PB | LC | RT | Y | DS001 | LCR03 | 1307 BRANCHLANDS DR | ACSA URBAN AREA | DISTRIBUTION SYSTEM | FSD | 1
VA2003053 | PB | LC | RT | Y | DS001 | LCR04 | 1095 TOWNE LN | ACSA URBAN AREA | DISTRIBUTION SYSTEM | FSD | 1
VA2003053 | PB | LC | RT | Y | DS001 | LCR05 | 1627 INGLEWOOD DR | ACSA URBAN AREA | DISTRIBUTION SYSTEM | FSD | 1
VA2003054 | GE | FL2 | ST | N | EP001 | EP001 | ENTRY POINT TAP | ACSA RED HILL | ENTRY POINT TAP |  | 3
VA2003054 | GE | INO | RT | Y | EP001 | EP001 | ENTRY POINT TAP | ACSA RED HILL | ENTRY POINT TAP |  | 1
VA2003054 | GE | MET | RT | Y | EP001 | EP001 | ENTRY POINT TAP | ACSA RED HILL | ENTRY POINT TAP |  | 1
VA2003054 | GE | NIT | RT | Y | EP001 | EP001 | ENTRY POINT TAP | ACSA RED HILL | ENTRY POINT TAP |  | 1
VA2003150 | PB | LC | RT | Y | DS001 | LCR01 | 785 BEDFORD HILLS DR | BEDFORD HILLS | DISTRIBUTION SYSTEM | FSD | 1
VA2003150 | PB | LC | RT | Y | DS001 | LCR05 | 3250 MONROE ST | BEDFORD HILLS | DISTRIBUTION SYSTEM | FSD | 1
VA2003150 | PB | LC | RT | Y | DS001 | LCR06 | 1030 BEDFORD HILLS DR | BEDFORD HILLS | DISTRIBUTION SYSTEM | FSD | 1
VA2003150 | PB | LC | RT | Y | DS001 | LCR09 | 880 BEDFORD HILLS DR | BEDFORD HILLS | DISTRIBUTION SYSTEM | FSD | 1
VA2003150 | PB | LC | RT | Y | DS001 | LCR11 | 870 RUTLEDGE LN | BEDFORD HILLS | DISTRIBUTION SYSTEM | FSD | 1
VA2003168 | GE | INO | RT | Y | EP001 | EP001 | ENTRY POINT TAP | BRIGHT EYES COMMUNITY CHILD CARE | ENTRY POINT TAP |  | 1
VA2003168 | GE | MET | RT | Y | EP001 | EP001 | ENTRY POINT TAP | BRIGHT EYES COMMUNITY CHILD CARE | ENTRY POINT TAP |  | 1
VA2003170 | GE | NIT | RT | Y | EP001 | EP001 | EP COMBINED WELLS | BROADUS WOOD SCHOOL | EP COMBINED WELLS 2 & 3 |  | 1
VA2003175 | GE | HAA | RT | Y | DS001 | DBP01 | 111 BURTON CT | SKYLINE COURT APARTMENTS | DISTRIBUTION SYSTEM |  | 1
VA2003175 | GE | THM | RT | Y | DS001 | DBP01 | 111 BURTON CT | SKYLINE COURT APARTMENTS | DISTRIBUTION SYSTEM |  | 1
VA2003177 | GE | NIT | RT | Y | EP001 | EP001 | EP WELL TAP | CHARLOTTESVILLE KOA | EP WELL |  | 1
VA2003206 | GE | NIT | RT | Y | EP001 | EP001 | EP WELL 1 | CHRIS GREENE LAKE | EP WELL 1 (PARK SIDE) |  | 1
VA2003206 | GE | NIT | RT | Y | EP002 | EP002 | EP WELL 2 | CHRIS GREENE LAKE | EP WELL 2 (LAKE SIDE) |  | 1
VA2003250 | GE | FL2 | ST | N | EP001 | EP001 | FINISHED WATER TAP | CROZET WTP | WATER TREATMENT PLANT (EP) |  | 3
VA2003250 | GE | TOA | RT | Y | RW001 | RW001 | RAW WATER | CROZET WTP | COMBINED RAW WATER - CROZET WTP |  | 3
VA2003250 | GE | TOC | RT | Y | TP001 | UP002 | POST GAC BLENDED WATER | CROZET WTP | CROZET WTP |  | 3
VA2003270 | GE | HAA | RT | Y | DS001 | DBP06 | STAFF WORKROOM SINK | FREE UNION COUNTRY SCHOOL | DISTRIBUTION SYSTEM |  | 1
VA2003270 | PB | LC | RT | Y | DS001 | DBP06 | STAFF WORKROOM SINK | FREE UNION COUNTRY SCHOOL | DISTRIBUTION SYSTEM | FSD | 1
VA2003270 | GE | THM | RT | Y | DS001 | DBP06 | STAFF WORKROOM SINK | FREE UNION COUNTRY SCHOOL | DISTRIBUTION SYSTEM |  | 1
VA2003270 | PB | LC | RT | Y | DS001 | LCR01 | KITCHEN FAUCET | FREE UNION COUNTRY SCHOOL | DISTRIBUTION SYSTEM | FSD | 1
VA2003270 | PB | LC | RT | Y | DS001 | LCR03 | BATH SINK 2 STORY BLDG | FREE UNION COUNTRY SCHOOL | DISTRIBUTION SYSTEM | FSD | 1
VA2003270 | PB | LC | RT | Y | DS001 | LCR05 | BUS. OFFICE SINK | FREE UNION COUNTRY SCHOOL | DISTRIBUTION SYSTEM | FSD | 1
VA2003270 | PB | LC | RT | Y | DS001 | LCR07 | 4-5TH GRADE CLASS SINK | FREE UNION COUNTRY SCHOOL | DISTRIBUTION SYSTEM | FSD | 1
VA2003275 | GE | HAA | RT | Y | DS001 | LCR006 | 3840 WEST DRIVE | GLENAIRE SUBDIVISION | DISTRIBUTION SYSTEM |  | 1
VA2003275 | GE | THM | RT | Y | DS001 | LCR006 | 3840 WEST DRIVE | GLENAIRE SUBDIVISION | DISTRIBUTION SYSTEM |  | 1
VA2003342 | GE | RAD | RT | Y | EP001 | EP001 | EP AMITY WELL TAP | INNISFREE VILLAGE | EP AMITY WELL |  | 1
VA2003352 | GE | NIT | RT | Y | EP001 | EP001 | EP WELL | IVY CREEK NATURAL AREA | EP WELL |  | 1
VA2003355 | PB | LC | RT | Y | DS001 | LCR01 | 1700 LAMBS RD | IVY FARMS | DISTRIBUTION SYSTEM | FSD | 1
VA2003355 | PB | LC | RT | Y | DS001 | LCR02 | 1771 LAMBS RD | IVY FARMS | DISTRIBUTION SYSTEM | FSD | 1
VA2003355 | PB | LC | RT | Y | DS001 | LCR03 | 220 IPSWICH PL | IVY FARMS | DISTRIBUTION SYSTEM | FSD | 1
VA2003355 | PB | LC | RT | Y | DS001 | LCR04 | 1707 LAMBS RD | IVY FARMS | DISTRIBUTION SYSTEM | FSD | 1
VA2003355 | PB | LC | RT | Y | DS001 | LCR05 | 290 IPSWICH PL | IVY FARMS | DISTRIBUTION SYSTEM | FSD | 1
VA2003355 | GE | RAD | RT | Y | EP001 | EP001 | EP WELL 1 | IVY FARMS | EP WELL 1 |  | 1
VA2003400 | PB | LC | RT | Y | DS001 | LCR03 | 777 CLUB DR. | KESWICK ESTATES | DISTRIBUTION SYSTEM | FSD | 1
VA2003400 | PB | LC | RT | Y | DS001 | LCR05 | 919 CLUB DR. | KESWICK ESTATES | DISTRIBUTION SYSTEM | FSD | 1
VA2003400 | PB | LC | RT | Y | DS001 | LCR07 | 809 CLUB DR. | KESWICK ESTATES | DISTRIBUTION SYSTEM | FSD | 1
VA2003478 | PB | LC | RT | Y | DS001 | LCR04 | KITCHEN-UPPER | MILLSTONE OF IVY | DISTRIBUTION SYSTEM | FSD | 1
VA2003478 | PB | LC | RT | Y | DS001 | LCR05 | 3A-UPPER BATHROOM | MILLSTONE OF IVY | DISTRIBUTION SYSTEM | FSD | 1
VA2003478 | GE | NIT | RT | Y | EP001 | EP001 | EP WELL | MILLSTONE OF IVY | EP WELL |  | 1
VA2003506 | GE | NIT | RT | Y | EP001 | EP001 | FINISHED WATER TAP | MOUNT IDA RESERVE BREWERY | ENTRY POINT |  | 1
VA2003525 | GE | FL2 | ST | N | EP001 | EP001 | FINISHED WATER TAP | NORTH RIVANNA WTP | WATER TREATMENT PLANT (EP) |  | 3
VA2003525 | GE | TOA | RT | Y | RW001 | RW001 | RAW WATER | NORTH RIVANNA WTP | COMBINED RAW WATER - NORTH RIVANNA WTP |  | 3
VA2003525 | GE | TOC | RT | Y | TP001 | UP002 | POST GAC BLENDED WATER | NORTH RIVANNA WTP | WATER TREATMENT PLANT |  | 3
VA2003600 | GE | FL2 | ST | N | EP001 | EP001 | FINISHED WATER | OBSERVATORY WTP | WATER TREATMENT PLANT (EP) |  | 3
VA2003600 | GE | TOA | RT | Y | RW001 | RW001 | RAW WATER | OBSERVATORY WTP | COMBINED RAW WATER - OBSERVATORY WTP |  | 3
VA2003600 | GE | TOC | RT | Y | TP001 | UP002 | POST GAC BLENDED WATER | OBSERVATORY WTP | WATER TREATMENT PLANT |  | 3
VA2003662 | GE | NIT | RT | Y | EP001 | EP001 | ENTRY POINT TAP | REGIONAL FIREARMS TRAINING CENTER | ENTRY POINT |  | 1
VA2003675 | GE | FL2 | ST | N | EP001 | EP001 | FINISHED WATER TAP | SCOTTSVILLE WTP | WATER TREATMENT PLANT (EP) |  | 3
VA2003675 | GE | TOA | RT | Y | RW001 | RW001 | RAW WATER | SCOTTSVILLE WTP | COMBINED RAW WATER - SCOTTSVILLE WTP |  | 3
VA2003675 | GE | TOC | RT | Y | TP001 | UP002 | POST GAC BLENDED WATER | SCOTTSVILLE WTP | WATER TREATMENT PLANT |  | 3
VA2003680 | GE | HAA | RT | Y | DS001 | DBP01 | KITCHEN - MRT | SCOTTSVILLE ELEMENTARY SCHOOL | DISTRIBUTION SYSTEM |  | 1
VA2003680 | GE | THM | RT | Y | DS001 | DBP01 | KITCHEN - MRT | SCOTTSVILLE ELEMENTARY SCHOOL | DISTRIBUTION SYSTEM |  | 1
VA2003680 | GE | NIT | RT | Y | EP001 | EP001 | EP WELL | SCOTTSVILLE ELEMENTARY SCHOOL | EP WELL |  | 1
VA2003725 | GE | FL2 | ST | N | EP001 | EP001 | FINISHED WATER TAP | SOUTH RIVANNA WTP | WATER TREATMENT PLANT (EP) |  | 3
VA2003725 | GE | TOA | RT | Y | RW001 | RW001 | RAW WATER | SOUTH RIVANNA WTP | COMBINED RAW WATER - SOUTH RIVANNA WTP |  | 3
VA2003725 | GE | TOC | RT | Y | TP001 | UP002 | POST GAC BLENDED WATER | SOUTH RIVANNA WTP | WATER TREATMENT PLANT |  | 3
VA2003810 | GE | HAA | RT | Y | DS001 | DBP01 | KITCHEN - MRT | STONY POINT SCHOOL | DISTRIBUTION SYSTEM |  | 1
VA2003810 | PB | LC | RT | Y | DS001 | DBP01 | KITCHEN - MRT | STONY POINT SCHOOL | DISTRIBUTION SYSTEM | FSD | 2
VA2003810 | GE | THM | RT | Y | DS001 | DBP01 | KITCHEN - MRT | STONY POINT SCHOOL | DISTRIBUTION SYSTEM |  | 1
VA2003810 | PB | LC | RT | Y | DS001 | LCR02 | BOYS BATHROOM #1 | STONY POINT SCHOOL | DISTRIBUTION SYSTEM | FSD | 2
VA2003810 | PB | LC | RT | Y | DS001 | LCR04 | GIRLS BATHROOM #1 | STONY POINT SCHOOL | DISTRIBUTION SYSTEM | FSD | 2
VA2003810 | PB | LC | RT | Y | DS001 | LCR06 | WATER FOUNTAIN RIGHT | STONY POINT SCHOOL | DISTRIBUTION SYSTEM | FSD | 2
VA2003810 | PB | LC | RT | Y | DS001 | LCR07 | WATER FOUNTAIN LEFT | STONY POINT SCHOOL | DISTRIBUTION SYSTEM | FSD | 2
VA2003810 | GE | VOC | RT | Y | EP002 | EP002 | WELL 2 ENTRY POINT | STONY POINT SCHOOL | WELL 2 ENTRY POINT |  | 1
VA2003876 | PB | LC | RT | Y | DS001 | LCR04 | NEW RESIDENCY BLDG KITCHEN SINK | VDOT CHARLOTTESVILLE RESIDENCY | DISTRIBUTION SYSTEM | FSD | 1
VA2003876 | PB | LC | RT | Y | DS001 | LCR07 | SHOP BLDG KITCHEN SINK | VDOT CHARLOTTESVILLE RESIDENCY | DISTRIBUTION SYSTEM | FSD | 1
VA2003876 | PB | LC | RT | Y | DS001 | LCR08 | NEW RESIDENCY BLDG LADY'S ROOM SINK | VDOT CHARLOTTESVILLE RESIDENCY | DISTRIBUTION SYSTEM | FSD | 1
VA2003876 | PB | LC | RT | Y | DS001 | LCR09 | BRIDGE BLDG MENS RM SINK | VDOT CHARLOTTESVILLE RESIDENCY | DISTRIBUTION SYSTEM | FSD | 1
VA2003876 | PB | LC | RT | Y | DS001 | LCR10 | OLD RESIDENCY BLDG LADY'S ROOM SINK | VDOT CHARLOTTESVILLE RESIDENCY | DISTRIBUTION SYSTEM | FSD | 1
VA2003880 | PB | LC | RT | Y | DS001 | DBP01 | KITCHEN - MRT | WALTON MIDDLE SCHOOL | DISTRIBUTION SYSTEM | FSD | 1
VA2003880 | PB | LC | RT | Y | DS001 | LCR01 | BOYS BATH 1 | WALTON MIDDLE SCHOOL | DISTRIBUTION SYSTEM | FSD | 1
VA2003880 | PB | LC | RT | Y | DS001 | LCR02 | WATER FOUNTAIN 2 | WALTON MIDDLE SCHOOL | DISTRIBUTION SYSTEM | FSD | 1
VA2003880 | PB | LC | RT | Y | DS001 | LCR03 | GIRLS BATH 1 | WALTON MIDDLE SCHOOL | DISTRIBUTION SYSTEM | FSD | 1
VA2003880 | PB | LC | RT | Y | DS001 | LCR04 | WATER FOUNTAIN 1 | WALTON MIDDLE SCHOOL | DISTRIBUTION SYSTEM | FSD | 1
VA2003880 | GE | NIT | RT | Y | EP001 | EP001 | WELL TAP | WALTON MIDDLE SCHOOL | EP WELL |  | 1
VA2005042 | GE | NIT | RT | Y | EP001 | EP001 | TREATED WATER TAP | BUCKHORNE COUNTRY STORE AND CAMPGROUND | ENTRY POINT |  | 1
VA2005095 | GE | HAA | RT | Y | DS001 | DBP01 | 1316 POTTS CREEK ROAD | CHEROKEE | CHEROKEE FOREST DISTRIBUTION SYSTEM |  | 1
VA2005095 | GE | THM | RT | Y | DS001 | DBP01 | 1316 POTTS CREEK ROAD | CHEROKEE | CHEROKEE FOREST DISTRIBUTION SYSTEM |  | 1
VA2005095 | PB | LC | RT | Y | DS001 | LCR03 | 1112 COMMANCHE TRL | CHEROKEE | CHEROKEE FOREST DISTRIBUTION SYSTEM | FSD | 1
VA2005095 | PB | LC | RT | Y | DS001 | LCR14 | 1201 IROQUOIS PL | CHEROKEE | CHEROKEE FOREST DISTRIBUTION SYSTEM | FSD | 1
VA2005095 | PB | LC | RT | Y | DS001 | LCR15 | 1108 CHEROKEE TRL | CHEROKEE | CHEROKEE FOREST DISTRIBUTION SYSTEM | FSD | 1
VA2005095 | PB | LC | RT | Y | DS001 | LCR16 | 816 ONEIDA TRL | CHEROKEE | CHEROKEE FOREST DISTRIBUTION SYSTEM | FSD | 1
VA2005095 | PB | LC | RT | Y | DS001 | LCR17 | 821 ONEIDA TRL | CHEROKEE | CHEROKEE FOREST DISTRIBUTION SYSTEM | FSD | 1
VA2005160 | GE | THM | RT | Y | DS001 | DBP01 | 4701 RIVERLAND ROAD | CLIFTONDALE PARK/ WILSON CREEK/ SHARON | CLIFTONDALE PARK/WILSON CREEK/SHARON |  | 1
VA2005160 | GE | HAA | RT | Y | DS001 | DBP02 | 1901 OAKWOOD DRIVE | CLIFTONDALE PARK/ WILSON CREEK/ SHARON | CLIFTONDALE PARK/WILSON CREEK/SHARON |  | 1
VA2005160 | PB | LC | RT | Y | DS001 | LCR02 | 1805 N OAKWOOD DR | CLIFTONDALE PARK/ WILSON CREEK/ SHARON | CLIFTONDALE PARK/WILSON CREEK/SHARON | FSD | 1
VA2005160 | PB | LC | RT | Y | DS001 | LCR03 | 1908 OAKWOOD DR | CLIFTONDALE PARK/ WILSON CREEK/ SHARON | CLIFTONDALE PARK/WILSON CREEK/SHARON | FSD | 1
VA2005160 | PB | LC | RT | Y | DS001 | LCR05 | 1810 N OAKWOOD DR | CLIFTONDALE PARK/ WILSON CREEK/ SHARON | CLIFTONDALE PARK/WILSON CREEK/SHARON | FSD | 1
VA2005160 | PB | LC | RT | Y | DS001 | LCR07 | 3401 BENNINGTON LN | CLIFTONDALE PARK/ WILSON CREEK/ SHARON | CLIFTONDALE PARK/WILSON CREEK/SHARON | FSD | 1
VA2005160 | PB | LC | RT | Y | DS001 | LCR10 | 1904 OAKWOOD DR | CLIFTONDALE PARK/ WILSON CREEK/ SHARON | CLIFTONDALE PARK/WILSON CREEK/SHARON | FSD | 1
VA2005160 | PB | LC | RT | Y | DS001 | LCR12 | 204 SLATE RUN RD | CLIFTONDALE PARK/ WILSON CREEK/ SHARON | CLIFTONDALE PARK/WILSON CREEK/SHARON | FSD | 1
VA2005160 | PB | LC | RT | Y | DS001 | LCR14 | 1007 CLIFTWOOD CIRCLE | CLIFTONDALE PARK/ WILSON CREEK/ SHARON | CLIFTONDALE PARK/WILSON CREEK/SHARON | FSD | 1
VA2005160 | PB | LC | RT | Y | DS001 | LCR15 | 102 DICKSON PL | CLIFTONDALE PARK/ WILSON CREEK/ SHARON | CLIFTONDALE PARK/WILSON CREEK/SHARON | FSD | 1
VA2005160 | PB | LC | RT | Y | DS001 | LCR16 | 104 DICKSON PL | CLIFTONDALE PARK/ WILSON CREEK/ SHARON | CLIFTONDALE PARK/WILSON CREEK/SHARON | FSD | 1
VA2005160 | PB | LC | RT | Y | DS001 | LCR17 | 142 FALCON RIDGE RD | CLIFTONDALE PARK/ WILSON CREEK/ SHARON | CLIFTONDALE PARK/WILSON CREEK/SHARON | FSD | 1
VA2005440 | GE | THM | RT | Y | DS001 | DBP01 | 1855 DRESSLER DRIVE | INTERVALE/CLEARWATER PARK | INTERVALE/CLEARWATER PARK |  | 1
VA2005440 | GE | HAA | RT | Y | DS001 | DBP02 | 415 DUNBRACK ROAD | INTERVALE/CLEARWATER PARK | INTERVALE/CLEARWATER PARK |  | 1
VA2005440 | PB | LC | RT | Y | DS001 | LCR01 | 200 SHERRY MAY ST | INTERVALE/CLEARWATER PARK | INTERVALE/CLEARWATER PARK | FSD | 1
VA2005440 | PB | LC | RT | Y | DS001 | LCR05 | 2406 DRESSLER DR | INTERVALE/CLEARWATER PARK | INTERVALE/CLEARWATER PARK | FSD | 1
VA2005440 | PB | LC | RT | Y | DS001 | LCR06 | 1905 DRESSLER DR | INTERVALE/CLEARWATER PARK | INTERVALE/CLEARWATER PARK | FSD | 1
VA2005440 | PB | LC | RT | Y | DS001 | LCR09 | 2014 DRESSLER DR | INTERVALE/CLEARWATER PARK | INTERVALE/CLEARWATER PARK | FSD | 1
VA2005440 | PB | LC | RT | Y | DS001 | LCR10 | 211 SHERRY MAY ST | INTERVALE/CLEARWATER PARK | INTERVALE/CLEARWATER PARK | FSD | 1
VA2005440 | PB | LC | RT | Y | DS001 | LCR13 | 100 PARKVIEW AVE | INTERVALE/CLEARWATER PARK | INTERVALE/CLEARWATER PARK | FSD | 1
VA2005440 | PB | LC | RT | Y | DS001 | LCR15 | 108 HALLIE'S RD | INTERVALE/CLEARWATER PARK | INTERVALE/CLEARWATER PARK | FSD | 1
VA2005440 | PB | LC | RT | Y | DS001 | LCR16 | 103 MAPLE LN | INTERVALE/CLEARWATER PARK | INTERVALE/CLEARWATER PARK | FSD | 1
VA2005440 | PB | LC | RT | Y | DS001 | LCR17 | 304 WOODBROOK DR | INTERVALE/CLEARWATER PARK | INTERVALE/CLEARWATER PARK | FSD | 1
VA2005440 | PB | LC | RT | Y | DS001 | LCR18 | 311 SAMMY'S RD | INTERVALE/CLEARWATER PARK | INTERVALE/CLEARWATER PARK | FSD | 1
VA2005480 | GE | HAA | RT | Y | DS001 | DBP02 | 902 COMMERCE STREET | IRON GATE, TOWN OF | IRON GATE, TOWN OF |  | 1
VA2005480 | GE | THM | RT | Y | DS001 | DBP02 | 902 COMMERCE STREET | IRON GATE, TOWN OF | IRON GATE, TOWN OF |  | 1
VA2005480 | PB | LC | RT | Y | DS001 | LCR01 | 902 COMMERCE AVE | IRON GATE, TOWN OF | IRON GATE, TOWN OF | FSD | 1
VA2005480 | PB | LC | RT | Y | DS001 | LCR02 | 305 COMMERCE AVE | IRON GATE, TOWN OF | IRON GATE, TOWN OF | FSD | 1
VA2005480 | PB | LC | RT | Y | DS001 | LCR06 | 902 MARKET ST | IRON GATE, TOWN OF | IRON GATE, TOWN OF | FSD | 1
VA2005480 | PB | LC | RT | Y | DS001 | LCR07 | 215 COMMERCE AVE | IRON GATE, TOWN OF | IRON GATE, TOWN OF | FSD | 1
VA2005480 | PB | LC | RT | Y | DS001 | LCR08 | 511 MARKET ST | IRON GATE, TOWN OF | IRON GATE, TOWN OF | FSD | 1
VA2005560 | GE | HAA | RT | Y | DS001 | DBP01 | 6400 LONGDALE FURNACE ROAD | LONGDALE FURNACE | LONGDALE FURNACE |  | 1
VA2005560 | GE | THM | RT | Y | DS001 | DBP01 | 6400 LONGDALE FURNACE ROAD | LONGDALE FURNACE | LONGDALE FURNACE |  | 1
VA2005560 | PB | LC | RT | Y | DS001 | LCR01 | BROWN RESD. | LONGDALE FURNACE | LONGDALE FURNACE | FSD | 1
VA2005560 | PB | LC | RT | Y | DS001 | LCR02 | LINKSWILER RESD. | LONGDALE FURNACE | LONGDALE FURNACE | FSD | 1
VA2005560 | PB | LC | RT | Y | DS001 | LCR03 | DOLIN RESD. | LONGDALE FURNACE | LONGDALE FURNACE | FSD | 1
VA2005560 | PB | LC | RT | Y | DS001 | LCR04 | TOWES RESD. | LONGDALE FURNACE | LONGDALE FURNACE | FSD | 1
VA2005560 | PB | LC | RT | Y | DS001 | LCR05 | BENNETT RESD. | LONGDALE FURNACE | LONGDALE FURNACE | FSD | 1
VA2005600 | GE | HAA | RT | Y | DS001 | DBP02 | 424 WINDING WAY | POUNDING MILL | POUNDING MILL - ALLEGHANY CO PUB WORKS |  | 1
VA2005600 | GE | THM | RT | Y | DS001 | DBP02 | 424 WINDING WAY | POUNDING MILL | POUNDING MILL - ALLEGHANY CO PUB WORKS |  | 1
VA2005600 | PB | LC | RT | Y | DS001 | LCR02 | 724 MILLER ST | POUNDING MILL | POUNDING MILL - ALLEGHANY CO PUB WORKS | FSD | 1
VA2005600 | PB | LC | RT | Y | DS001 | LCR04 | 1415 RUSSELL DR | POUNDING MILL | POUNDING MILL - ALLEGHANY CO PUB WORKS | FSD | 1
VA2005600 | PB | LC | RT | Y | DS001 | LCR06 | 806 STRATTON ST | POUNDING MILL | POUNDING MILL - ALLEGHANY CO PUB WORKS | FSD | 1
VA2005600 | PB | LC | RT | Y | DS001 | LCR07 | 1019 DOLLY ANN DR | POUNDING MILL | POUNDING MILL - ALLEGHANY CO PUB WORKS | FSD | 1
VA2005600 | PB | LC | RT | Y | DS001 | LCR08 | 1415 MCCALLISTER DR | POUNDING MILL | POUNDING MILL - ALLEGHANY CO PUB WORKS | FSD | 1
VA2005600 | PB | LC | RT | Y | DS001 | LCR10 | 214 CHAPEL DR | POUNDING MILL | POUNDING MILL - ALLEGHANY CO PUB WORKS | FSD | 1
VA2005600 | PB | LC | RT | Y | DS001 | LCR11 | 1123 BROOKHAVEN DR | POUNDING MILL | POUNDING MILL - ALLEGHANY CO PUB WORKS | FSD | 1
VA2005600 | PB | LC | RT | Y | DS001 | LCR12 | 722 MILLER ST | POUNDING MILL | POUNDING MILL - ALLEGHANY CO PUB WORKS | FSD | 1
VA2005600 | PB | LC | RT | Y | DS001 | LCR13 | 210 LONG AVE | POUNDING MILL | POUNDING MILL - ALLEGHANY CO PUB WORKS | FSD | 1
VA2005600 | PB | LC | RT | Y | DS001 | LCR14 | 333 HORSE MTN VIEW | POUNDING MILL | POUNDING MILL - ALLEGHANY CO PUB WORKS | FSD | 1
VA2005630 | GE | NIT | RT | Y | EP001 | EP001 | WELL ENTRY POINT | MORRIS HILL - CORPS | EP - WELL - MORRIS HILL COE |  | 1
VA2005800 | GE | THM | RT | Y | DS001 | DBP01 | 5500 OGLES CREEK ROAD | ROSEDALE/CALLAGHAN | ROSEDALE/OAKWOOD FORE/WESTWOOD/CALLAGHAN |  | 1
VA2005800 | GE | HAA | RT | Y | DS001 | DBP03 | 110 ROSEDALE AVENUE | ROSEDALE/CALLAGHAN | ROSEDALE/OAKWOOD FORE/WESTWOOD/CALLAGHAN |  | 1
VA2005800 | PB | LC | RT | Y | DS001 | LCR01 | 1428 WESTWOOD DR | ROSEDALE/CALLAGHAN | ROSEDALE/OAKWOOD FORE/WESTWOOD/CALLAGHAN | FSD | 1
VA2005800 | PB | LC | RT | Y | DS001 | LCR03 | 1801 MIDLAND TRL | ROSEDALE/CALLAGHAN | ROSEDALE/OAKWOOD FORE/WESTWOOD/CALLAGHAN | FSD | 1
VA2005800 | PB | LC | RT | Y | DS001 | LCR06 | 906 WHITE OAK DR | ROSEDALE/CALLAGHAN | ROSEDALE/OAKWOOD FORE/WESTWOOD/CALLAGHAN | FSD | 1
VA2005800 | PB | LC | RT | Y | DS001 | LCR08 | 1700 WESTWOOD DR | ROSEDALE/CALLAGHAN | ROSEDALE/OAKWOOD FORE/WESTWOOD/CALLAGHAN | FSD | 1
VA2005800 | PB | LC | RT | Y | DS001 | LCR13 | 1804 WESTWOOD DR | ROSEDALE/CALLAGHAN | ROSEDALE/OAKWOOD FORE/WESTWOOD/CALLAGHAN | FSD | 1
VA2005800 | PB | LC | RT | Y | DS001 | LCR15 | 1615 MIDLAND TRL | ROSEDALE/CALLAGHAN | ROSEDALE/OAKWOOD FORE/WESTWOOD/CALLAGHAN | FSD | 1
VA2005800 | PB | LC | RT | Y | DS001 | LCR16 | 1608 MIDLAND TRL | ROSEDALE/CALLAGHAN | ROSEDALE/OAKWOOD FORE/WESTWOOD/CALLAGHAN | FSD | 1
VA2005800 | PB | LC | RT | Y | DS001 | LCR17 | 902 WHITE OAK DR | ROSEDALE/CALLAGHAN | ROSEDALE/OAKWOOD FORE/WESTWOOD/CALLAGHAN | FSD | 1
VA2005800 | PB | LC | RT | Y | DS001 | LCR18 | 1708 MIDLAND TRL | ROSEDALE/CALLAGHAN | ROSEDALE/OAKWOOD FORE/WESTWOOD/CALLAGHAN | FSD | 1
VA2005800 | PB | LC | RT | Y | DS001 | LCR19 | 817 WHITE OAK DR | ROSEDALE/CALLAGHAN | ROSEDALE/OAKWOOD FORE/WESTWOOD/CALLAGHAN | FSD | 1
VA2005840 | GE | THM | RT | Y | DS001 | DBP01 | 1201 COMMERCE CTR DRIVE | SELMA / LOW MOOR / VALLEY RIDGE | SELMA/LOW MOOR |  | 1
VA2005840 | GE | HAA | RT | Y | DS001 | DBP02 | 3100 VALLEY RIDGE ROAD | SELMA / LOW MOOR / VALLEY RIDGE | SELMA/LOW MOOR |  | 1
VA6047436 | TC | TC | RT | Y | DS001 | TCR01 |  | CEDAR MOUNTAIN CAMPGROUND | DISTRIBUTION SYSTEM |  | 1
VA6047453 | TC | TC | RT | Y | DS001 | TCR01 |  | RRCSB | RRCSB DISTRIBUTION SYSTEM |  | 3
VA6047475 | TC | TC | RT | Y | DS001 | TCR01 |  | SPRINGWOOD SUBDIVISION | SPRINGWOOD DISTRIBUTION |  | 3
VA6047478 | TC | TC | RT | Y | DS001 | TCR01 |  | SOUTH WALES GOLF COURSE | DISTRIBUTION SYSTEM |  | 1
VA6047490 | TC | TC | RT | Y | DS001 | TCR01 |  | BRENRIDGE SUBDIVISION | BRENRIDGE DISTRIBUTION |  | 3
VA6047500 | TC | TC | RT | Y | DS001 | TCR01 |  | CULPEPER, TOWN OF | DISTRIBUTION SYSTEM |  | 60
VA6047550 | TC | TC | RT | Y | DS001 | TCR01 |  | CULPEPER INDUSTRIAL AIRPARK | CULPEPER AIRPARK DISTRIBUTION |  | 3
VA6047560 | TC | TC | RT | Y | DS001 | TCR01 |  | VA STATE POLICE - 2ND DIVISION HQ | VA STATE POLICE 2ND DIV HQ DISTRIBUTION |  | 3
VA6047705 | TC | TC | RT | Y | DS001 | TCR01 |  | D-22 WATERWORKS | DS001 |  | 3
VA6047805 | TC | TC | RT | Y | DS001 | TCR01 |  | VERDUN ADVENTURE BOUND | DIST SYSTEM |  | 1
VA6047851 | TC | TC | RT | Y | DS001 | TCR01 |  | WESTLAKES SUBDIVISION | DISTRIBUTION SYSTEM |  | 3
VA6047865 | TC | TC | RT | Y | DS001 | TCR01 |  | WESTOVER ESTATES | WESTOVER ESTATES DISTRIBUTION SYSTEM |  | 3
VA6047950 | TC | TC | RT | Y | DS001 | TCR01 |  | WESTVIEW TRAILER PARK | WESTVIEW TRAILER PARK DISTRIBUTION |  | 3
VA6047955 | TC | TC | RT | Y | DS001 | TCR01 |  | WILDWOOD FOREST | WILDWOOD FOREST DISTRIBUTION |  | 3
VA6059010 | TC | TC | RT | Y | DS001 | TCR01 |  | AT&T COMPANY | DISTRIBUTION SYSTEM |  | 3
VA6059023 | TC | TC | RT | Y | DS001 | TCR01 |  | TRATTORIA VILLAGIO | DISTRIBUTION SYSTEM |  | 3
VA6059028 | TC | TC | RT | Y | DS001 | TCR01 |  | CLIFTON HOUSE | SHOPS AT CLIFTON HOUSE |  | 1
VA6059032 | TC | TC | RT | Y | DS001 | TCR01 |  | BULL RUN - BATHHOUSE #2 | DISTRIBUTION SYSTEM |  | 1
VA6059034 | TC | TC | RT | Y | DS001 | TCR01 |  | CAMP FRASER | DISTRIBUTION SYSTEM |  | 1
VA2043622 | GE | MPN | RT | Y | WL002 | RW002 | WELL 2 DISCH TAP | CALCAGNINI CONTEMPLATIVE CENTER | WELL NO. 2 |  | 1
VA2043622 | GE | MPN | RT | Y | WL001 | RW001 | WELL 1 DISCH TAP | CALCAGNINI CONTEMPLATIVE CENTER | WELL NO. 1 |  | 1
VA2043627 | GE | MPN | RT | Y | WL001 | RW001 | DRILLED WELL | JIM'S COUNTRY STORE | DRILLED WELL |  | 1
VA2043629 | GE | MPN | RT | Y | WL001 | RW001 | WELL 1 RAW TAP | KEYSTONE BAPTIST CHURCH | WELL NO 1 |  | 1
VA2043632 | GE | MPN | RT | Y | WL001 | RW001 | RAW TAP | LONE OAK TAVERN, THE | DRILLED WELL |  | 1
VA2043633 | GE | MPN | RT | Y | WL001 | RW001 | WELL 1 DISCH LINE | L`AUBERGE PROVENCALE REST | WELL NO. 1 |  | 1
VA2043644 | GE | MPN | RT | Y | WL004 | RW003 | WELL NO 2 DISCH LINE | NORTHERN VIRGINIA LIONS YOUTH CAMP | WELL NO. 2 |  | 1
VA2043644 | GE | MPN | RT | Y | WL001 | RW001 | TAP WELL DISCH LINE | NORTHERN VIRGINIA LIONS YOUTH CAMP | WELL NO. 1 |  | 1
VA2043875 | GE | MPN | RT | Y | WL001 | RW001 | LAUREL LANE WELL #1 | RETREAT | LAUREL LANE WELL #1 |  | 1
VA2043875 | GE | MPN | RT | Y | WL003 | RW003 | PINE GROVE WELL #1 | RETREAT | PINE GROVE WELL #1 |  | 1
VA2043875 | GE | MPN | RT | Y | WL002 | RW002 | CLUBHSE WELL DISCH TAP | RETREAT | CLUBHOUSE WELL |  | 1
VA2043875 | GE | MPN | RT | Y | WL006 | RW006 | RIVERVIEW WELL NO. 3 | RETREAT | RIVERVIEW WELL NO. 3 |  | 1
VA2043875 | GE | MPN | RT | Y | WL005 | RW005 | RIVERVIEW REMOTE NO. | RETREAT | RIVERVIEW REMOTE NO. 2 |  | 1
VA2043875 | GE | MPN | RT | Y | WL020 | RW008 | CLUBHSE WEL 2 DISCH TAP | RETREAT | CLUBHOUSE WELL 2 |  | 1
VA2043875 | GE | MPN | RT | Y | WL007 | RW007 | RIVERVIEW WELL #1 | RETREAT | RIVERVIEW WELL #1 |  | 1
VA2043942 | GE | MPN | RT | Y | WL001 | RW002 | WELL 1 DISCH LINE | WATERMELON PARK CAMPGROUND | WELL NO. 1 |  | 1
VA2069022 | GE | MPN | RT | Y | WL001 | RW002 | WELL 1 DISCH LINE | ANTHONY`S IV PIZZA | WELL NO. 1 |  | 1
VA6153541 | GE | MPN | RT | Y | WL001 | RW001 | RAW TAP | BULL RUN GOLF CLUB | WELL |  | 1
VA6153630 | GE | MPN | RT | Y | WL001 | RW001 | WELL #1 | HECTOR`S OF NOKESVILLE | WELL #1 |  | 1
VA6153668 | GE | MPN | RT | Y | WL002 | RW002 | WELL #2 | TRANSPORTATION AREA (PR.WM.CO. SCHOOLS) | WELL #2 |  | 1
VA6153671 | GE | MPN | RT | Y | WL001 | RW001 | RAW WATER TAP | PUBLIC SAFETY TRAINING CTR. | WELL #1 |  | 1
VA2005840 | PB | LC | RT | Y | DS001 | LCR02 | 2721 VASSAR ST | SELMA / LOW MOOR / VALLEY RIDGE | SELMA/LOW MOOR | FSD | 1
VA2005840 | PB | LC | RT | Y | DS001 | LCR03 | 2717 SELMA-LOWMOOR RD | SELMA / LOW MOOR / VALLEY RIDGE | SELMA/LOW MOOR | FSD | 1
VA2005840 | PB | LC | RT | Y | DS001 | LCR04 | 2708 VASSAR ST | SELMA / LOW MOOR / VALLEY RIDGE | SELMA/LOW MOOR | FSD | 1
VA2005840 | PB | LC | RT | Y | DS001 | LCR06 | 1119 STAUNTON ST | SELMA / LOW MOOR / VALLEY RIDGE | SELMA/LOW MOOR | FSD | 1
VA2005840 | PB | LC | RT | Y | DS001 | LCR07 | 110 CLOVER LN | SELMA / LOW MOOR / VALLEY RIDGE | SELMA/LOW MOOR | FSD | 1
VA2005840 | PB | LC | RT | Y | DS001 | LCR10 | 300 11TH ST | SELMA / LOW MOOR / VALLEY RIDGE | SELMA/LOW MOOR | FSD | 1
VA2005840 | PB | LC | RT | Y | DS001 | LCR12 | 2712 VASSAR ST | SELMA / LOW MOOR / VALLEY RIDGE | SELMA/LOW MOOR | FSD | 1
VA2005840 | PB | LC | RT | Y | DS001 | LCR13 | 2717 VASSAR ST | SELMA / LOW MOOR / VALLEY RIDGE | SELMA/LOW MOOR | FSD | 1
VA2005840 | PB | LC | RT | Y | DS001 | LCR14 | 1119 JOHM TYLER ST | SELMA / LOW MOOR / VALLEY RIDGE | SELMA/LOW MOOR | FSD | 1
VA2005840 | PB | LC | RT | Y | DS001 | LCR15 | 1207 JOHN TYLER ST | SELMA / LOW MOOR / VALLEY RIDGE | SELMA/LOW MOOR | FSD | 1
VA2005950 | GE | HAA | RT | Y | DS001 | DBP01 | 140 PARK AVE | WESGATE | WESGATE |  | 1
VA2005950 | GE | THM | RT | Y | DS001 | DBP01 | 140 PARK AVE | WESGATE | WESGATE |  | 1
VA2005950 | PB | LC | RT | Y | DS001 | LCR01 | 317 WINTERGREEN AVE | WESGATE | WESGATE | FSD | 1
VA2005950 | PB | LC | RT | Y | DS001 | LCR02 | 206 VINE AVE | WESGATE | WESGATE | FSD | 1
VA2005950 | PB | LC | RT | Y | DS001 | LCR03 | 315 WINTERGREEN AVE | WESGATE | WESGATE | FSD | 1
VA2005950 | PB | LC | RT | Y | DS001 | LCR05 | 109 VINE AVE | WESGATE | WESGATE | FSD | 1
VA2005950 | PB | LC | RT | Y | DS001 | LCR06 | 102 FERROL AVENUE | WESGATE | WESGATE | FSD | 1
VA2015025 | GE | HAA | RT | Y | DS001 | AS2 | PEOP. BAPTIST CHURCH | AUGUSTA SPRINGS - ACSA | AUGUSTA SPRINGS - ACSA |  | 1
VA2015025 | GE | THM | RT | Y | DS001 | AS2 | PEOP. BAPTIST CHURCH | AUGUSTA SPRINGS - ACSA | AUGUSTA SPRINGS - ACSA |  | 1
VA2015025 | GE | FL2 | ST | N | EP001 | EP001 | ENTRY POINT | AUGUSTA SPRINGS - ACSA | ENTRY POINT - AUGUSTA SPRINGS |  | 3
VA2015025 | GE | INO | RT | Y | EP001 | EP001 | ENTRY POINT | AUGUSTA SPRINGS - ACSA | ENTRY POINT - AUGUSTA SPRINGS |  | 1
VA2015025 | GE | MET | RT | Y | EP001 | EP001 | ENTRY POINT | AUGUSTA SPRINGS - ACSA | ENTRY POINT - AUGUSTA SPRINGS |  | 1
VA2015025 | GE | NIT | RT | Y | EP001 | EP001 | ENTRY POINT | AUGUSTA SPRINGS - ACSA | ENTRY POINT - AUGUSTA SPRINGS |  | 1
VA2079625 | PB | LC | RT | Y | DS001 | LCR26 | 179 RESERVOIR DRIVE | RAPIDAN SERVICE AUTHORITY | DISTRIBUTION SYSTEM | FSD | 1
VA2079625 | PB | LC | RT | Y | DS001 | LCR27 | 240 CEDAR GROVE RD | RAPIDAN SERVICE AUTHORITY | DISTRIBUTION SYSTEM | FSD | 1
VA2079625 | PB | LC | RT | Y | DS001 | LCR28 | 366 MOHICAN TR | RAPIDAN SERVICE AUTHORITY | DISTRIBUTION SYSTEM | FSD | 1
VA2079625 | PB | LC | RT | Y | DS001 | LCR29 | 88 PINEWOOD CT | RAPIDAN SERVICE AUTHORITY | DISTRIBUTION SYSTEM | FSD | 1
VA2079625 | PB | LC | RT | Y | DS001 | LCR30 | 55 ASHLEY LN | RAPIDAN SERVICE AUTHORITY | DISTRIBUTION SYSTEM | FSD | 1
VA2079625 | PB | LC | RT | Y | DS001 | LCR31 | 358 MOHICAN TR | RAPIDAN SERVICE AUTHORITY | DISTRIBUTION SYSTEM | FSD | 1
VA2079625 | PB | LC | RT | Y | DS001 | LCR32 | 203 IROQUOIS TR | RAPIDAN SERVICE AUTHORITY | DISTRIBUTION SYSTEM | FSD | 1
VA2079625 | PB | LC | RT | Y | DS001 | LCR33 | 1151 MATTHEW MILL RD | RAPIDAN SERVICE AUTHORITY | DISTRIBUTION SYSTEM | FSD | 1
VA2079625 | PB | LC | RT | Y | DS001 | LCR34 | 132 THOMAS CT | RAPIDAN SERVICE AUTHORITY | DISTRIBUTION SYSTEM | FSD | 1
VA2079625 | PB | LC | RT | Y | DS001 | LCR35 | 16 MEADOW LN | RAPIDAN SERVICE AUTHORITY | DISTRIBUTION SYSTEM | FSD | 1
VA2079625 | PB | LC | RT | Y | DS001 | LCR36 | 19 IROQUOIS TR | RAPIDAN SERVICE AUTHORITY | DISTRIBUTION SYSTEM | FSD | 1
VA2079625 | PB | LC | RT | Y | DS001 | LCR37 | 215 MADISON RD | RAPIDAN SERVICE AUTHORITY | DISTRIBUTION SYSTEM | FSD | 1
VA2079625 | PB | LC | RT | Y | DS001 | LCR38 | 270 WHITEHORN CT | RAPIDAN SERVICE AUTHORITY | DISTRIBUTION SYSTEM | FSD | 1
VA2079625 | PB | LC | RT | Y | DS001 | LCR39 | 310 GREENE LEA DR | RAPIDAN SERVICE AUTHORITY | DISTRIBUTION SYSTEM | FSD | 1
VA2079625 | PB | LC | RT | Y | DS001 | LCR40 | 332 LOCUST LN | RAPIDAN SERVICE AUTHORITY | DISTRIBUTION SYSTEM | FSD | 1
VA2079625 | PB | LC | RT | Y | DS001 | LCR41 | 353 LOCUST LN | RAPIDAN SERVICE AUTHORITY | DISTRIBUTION SYSTEM | FSD | 1
VA2079625 | PB | LC | RT | Y | DS001 | LCR42 | 368 FORD AVE | RAPIDAN SERVICE AUTHORITY | DISTRIBUTION SYSTEM | FSD | 1
VA2079625 | PB | LC | RT | Y | DS001 | LCR43 | 408 LOCUST LN | RAPIDAN SERVICE AUTHORITY | DISTRIBUTION SYSTEM | FSD | 1
VA2079625 | PB | LC | RT | Y | DS001 | LCR44 | 429 MATTHEW MILL RD | RAPIDAN SERVICE AUTHORITY | DISTRIBUTION SYSTEM | FSD | 1
VA2079625 | PB | LC | RT | Y | DS001 | LCR45 | 47 REVA LN | RAPIDAN SERVICE AUTHORITY | DISTRIBUTION SYSTEM | FSD | 1
VA2079625 | PB | LC | RT | Y | DS001 | LCR46 | 471 WHITEHORN CT | RAPIDAN SERVICE AUTHORITY | DISTRIBUTION SYSTEM | FSD | 1
VA2079625 | PB | LC | RT | Y | DS001 | LCR47 | 5751 FLINTSTONE DR | RAPIDAN SERVICE AUTHORITY | DISTRIBUTION SYSTEM | FSD | 1
VA2079625 | PB | LC | RT | Y | DS001 | LCR48 | 5758 FLINTSTONE DR | RAPIDAN SERVICE AUTHORITY | DISTRIBUTION SYSTEM | FSD | 1
VA2079625 | PB | LC | RT | Y | DS001 | LCR49 | 987 MATTHEW MILL RD | RAPIDAN SERVICE AUTHORITY | DISTRIBUTION SYSTEM | FSD | 1
VA2079625 | PB | LC | RT | Y | DS001 | LCR71 | 122 LAKE VIEW CT | RAPIDAN SERVICE AUTHORITY | DISTRIBUTION SYSTEM | FSD | 1
VA2079625 | GE | FL2 | ST | N | EP001 | EP001 | EP GREENE WTP | RAPIDAN SERVICE AUTHORITY | EP GREENE WATER TREATMENT PLANT |  | 3
VA2079625 | GE | TOA | RT | Y | RW001 | RW001 | RAW WATER | RAPIDAN SERVICE AUTHORITY | COMBINED RAW WATER - RSA WTP |  | 1
VA2079625 | GE | TOC | RT | Y | TP001 | UP001 | COMBINED FILTER EFF | RAPIDAN SERVICE AUTHORITY | GREENE WATER TREATMENT PLANT |  | 1
VA2079770 | GE | HAA | RT | Y | DS001 | DBP01 | 847 RIPPIN RUN RD | RIPPIN RUN SUBDIVISION | DISTRIBUTION SYSTEM |  | 1
VA2079770 | GE | THM | RT | Y | DS001 | DBP01 | 847 RIPPIN RUN RD | RIPPIN RUN SUBDIVISION | DISTRIBUTION SYSTEM |  | 1
VA2091100 | PB | LC | RT | Y | DS001 | LCR01 | J RALSTON #07 | MCDOWELL | MCDOWELL | FSD | 1
VA2091100 | PB | LC | RT | Y | DS001 | LCR02 | D.B. | MCDOWELL | MCDOWELL | FSD | 1
VA2091100 | PB | LC | RT | Y | DS001 | LCR03 | D. SIMMONS | MCDOWELL | MCDOWELL | FSD | 1
VA2015075 | GE | CYN | RT | Y | EP001 | EP001 | WELLS 1 + 2 ENTRY POINT | BLUE RIDGE MOBILE HOME PARK | WELLS 1 + 2 ENTRY POINT |  | 1
VA2015075 | GE | NIT | RT | Y | EP001 | EP001 | WELLS 1 + 2 ENTRY POINT | BLUE RIDGE MOBILE HOME PARK | WELLS 1 + 2 ENTRY POINT |  | 1
VA2015120 | GE | HAA | RT | Y | DS001 | CV7 | BUFFALO GAP H. S. | CHURCHVILLE - ACSA | CHURCHVILLE - ACSA |  | 1
VA2015120 | GE | THM | RT | Y | DS001 | CV7 | BUFFALO GAP H. S. | CHURCHVILLE - ACSA | CHURCHVILLE - ACSA |  | 1
VA2015120 | PB | LC | RT | Y | DS001 | LCR01 | 118 WAYBURN ST | CHURCHVILLE - ACSA | CHURCHVILLE - ACSA | FSD | 1
VA2015120 | PB | LC | RT | Y | DS001 | LCR02 | 1437 JERUSALEM CHAPEL RD | CHURCHVILLE - ACSA | CHURCHVILLE - ACSA | FSD | 1
VA2015120 | PB | LC | RT | Y | DS001 | LCR03 | 19 MANOR PLACE | CHURCHVILLE - ACSA | CHURCHVILLE - ACSA | FSD | 1
VA2015120 | PB | LC | RT | Y | DS001 | LCR05 | 18 MANOR PLACE | CHURCHVILLE - ACSA | CHURCHVILLE - ACSA | FSD | 1
VA6153671 | GE | MPN | RT | Y | WL002 | RW002 | RAW WATER TAP | PUBLIC SAFETY TRAINING CTR. | WELL #2 |  | 1
VA6153765 | GE | MPN | RT | Y | WL002 | RW002 | WELL #2 DRILLED 2011 | TIM`S RIVERSHORE RESTAURANT | WELL #2 DRILLED 2011 |  | 1
VA6153832 | GE | MPN | RT | Y | WL001 | RW001 | PRIOR TO TREATMENT | VALLEY VIEW PARK | WELL #1 |  | 1
VA6157380 | GE | MPN | RT | Y | WL001 | RW001 | WELL DISCHARGE LINE | RAPPAHANNOCK HIGH SCHOOL | WELL 1 |  | 1
VA6157385 | GE | MPN | RT | Y | WL001 | RW001 | WELL DISCHARGE LINE | RAPPAHANNOCK ELEM SCHOOL | WELL |  | 1
VA6157386 | GE | MPN | RT | Y | WL002 | RW002 | WELL 2 | BLUE DOOR KITCHEN AND INN | WELL 2 |  | 1
VA6157399 | GE | MPN | RT | Y | WL002 | RW002 | WELL 2 RAW TAP | SPERRYVILLE CORNER STORE | WELL 2 |  | 1
VA6157400 | GE | MPN | RT | Y | WL001 | RW001 | RAW WATER TAP | WASHINGTON, TOWN OF | WELL 1 |  | 1
VA6157400 | GE | MPN | RT | Y | WL003 | RW003 | RAW WATER TAP | WASHINGTON, TOWN OF | WELL 3 |  | 1
VA6157500 | GE | MPN | RT | Y | WL001 | RW001 | RAW WATER TAP | WAKEFIELD COUNTRY DAY SCHOOL | DRILLED WELL |  | 1
VA6177044 | GE | MPN | RT | Y | WL001 | RW001 | RAW WATER TAP | NPS - CHANCELLORSVILLE BATTLEFIELD | DRILLED WELL |  | 1
VA6177105 | GE | MPN | RT | Y | WL002 | RW002 | RAW WATER TAP | GLENWOOD MOBILE HOME PARK | BORED WELL 2 |  | 1
VA6177105 | GE | MPN | RT | Y | WL005 | RW005 | RAW WATER TAP | GLENWOOD MOBILE HOME PARK | DRILLED WELL 5 |  | 1
VA6177105 | GE | MPN | RT | Y | WL003 | RW003 | RAW WATER TAP | GLENWOOD MOBILE HOME PARK | BORED WELL 3 |  | 1
VA6177105 | GE | MPN | RT | Y | WL001 | RW001 | RAW WATER TAP | GLENWOOD MOBILE HOME PARK | BORED WELL 1 |  | 1
VA6177175 | GE | MPN | RT | Y | WL001 | RW001 | RAW WATER TAP | HAZELWILD FARM EDUCATIONAL FOUNDATION | DRILLED WELL |  | 1
VA6177200 | GE | MPN | RT | Y | WL008 | RW008 | RAW WATER TAP | INDIAN ACRES | WELL 8 |  | 1
VA6177200 | GE | MPN | RT | Y | WL010 | RW010 | WELL 10 (SEWER PLANT) | INDIAN ACRES | WELL 10 (SEWER PLANT) |  | 1
VA6177200 | GE | MPN | RT | Y | WL003 | RW003 | WELL DISCH | INDIAN ACRES | WELL 3 |  | 1
VA6177200 | GE | MPN | RT | Y | WL002 | RW002 | WELL DISCH | INDIAN ACRES | WELL 2 |  | 1
VA6177200 | GE | MPN | RT | Y | WL009 | RW009 | WELL DISCHG LINE | INDIAN ACRES | WELL 9 |  | 1
VA6177240 | GE | MPN | RT | Y | WL002 | RW002 | RAW WATER TAP | LAKE ANNA STATE PARK - SECTIONS A & B | PARK OFFICE WELL |  | 1
VA6177241 | GE | MPN | RT | Y | WL001 | RW001 | RAW WATER TAP | LAKE ANNA STATE PARK - CAMPGROUND | WELL |  | 1
VA6177251 | GE | MPN | RT | Y | WL009 | RW009 | WELL 5A | LAKE WILDERNESS | WELL 5A |  | 1
VA6177251 | GE | MPN | RT | Y | WL007 | RW007 | RAW WATER TAP | LAKE WILDERNESS | WELL 7, PLATOON STREET |  | 1
VA6177251 | GE | MPN | RT | Y | WL003 | RW003 | WELL DISCH | LAKE WILDERNESS | WELL 4 |  | 1
VA6177251 | GE | MPN | RT | Y | WL001 | RW001 | WELL DISCH | LAKE WILDERNESS | WELL 1 (NEAR CLUBHOUSE) |  | 1
VA6177251 | GE | MPN | RT | Y | WL004 | RW04A | 4A-RAW | LAKE WILDERNESS | WELL 4A |  | 1
VA6177251 | GE | MPN | RT | Y | WL002 | RW002 | WELL DISCH | LAKE WILDERNESS | WELL 2, LEE LAKE DRIVE |  | 1
VA6177251 | GE | MPN | RT | Y | WL008 | RW008 | WELL DISCHG LINE | LAKE WILDERNESS | WELL 8 |  | 1
VA6177251 | GE | MPN | RT | Y | WL006 | RW006 | RAW WATER TAP | LAKE WILDERNESS | WELL 6 |  | 1
VA6177283 | GE | MPN | RT | Y | WL001 | RW001 | WELL DISCHG LINE | NEW LIFE FOR YOUTH | DRILLED WELL |  | 1
VA6177384 | GE | MPN | RT | Y | WL002 | RW002 | WELL 2 RAW WATER | ST. PATRICK CHURCH | WELL 2 |  | 1
VA6177405 | GE | MPN | RT | Y | WL004 | RW004 | WELL 4 RAW TAP | SPOTSY CO HS (INCL POST OAK MS) | TW4-26 (WELL 4) |  | 1
VA6177405 | GE | MPN | RT | Y | WL003 | RW003 | WELL 3 RAW TAP | SPOTSY CO HS (INCL POST OAK MS) | TW2-35 (WELL 3) |  | 1
VA6177405 | GE | MPN | RT | Y | WL001 | RW001 | HS WELL - RAW WATER TAP | SPOTSY CO HS (INCL POST OAK MS) | HS WELL (WELL 1) |  | 1
VA6177450 | GE | MPN | RT | Y | WL006 | RW006 | RAW WATER TAP WL 6 | WILDERNESS CAMPING RESORTS | WELL 6 (SPILLWAY) |  | 1
VA6177450 | GE | MPN | RT | Y | WL003 | RW003 | RAW WATER TAP WL 3 | WILDERNESS CAMPING RESORTS | WELL 3 (WILDERNESS POOL AREA) |  | 1
VA6179060 | GE | MPN | RT | Y | WL001 | RW001 | DRILLED WELL | AQUIA BAY MARINA | DRILLED WELL |  | 1
VA6179120 | GE | MPN | RT | Y | WL001 | RW001 | DRILLED WELL | COLES TRIP - ARROWHEAD | DRILLED WELL |  | 1
VA6179185 | GE | MPN | RT | Y | WL001 | RW001 | DRILLED WELL | COLES TRIP - ROSS | DRILLED WELL |  | 1
VA6179350 | GE | MPN | RT | Y | WL001 | RW001 | RAW TAP | HARTWOOD ELEMENTARY SCHOOL | WELL 1 |  | 1
VA6179350 | GE | MPN | RT | Y | WL002 | RW002 | RAW TAP | HARTWOOD ELEMENTARY SCHOOL | WELL 2 |  | 1
VA6179500 | GE | MPN | RT | Y | WL001 | RW001 | WELL DISCH | HIDDEN LANE MHP | DRILLED WELL |  | 1
VA6179750 | GE | MPN | RT | Y | WL001 | RW001 | RAW WATER TAP | ANNES MHP | DRILLED WELL |  | 1
VA6179950 | GE | MPN | RT | Y | WL001 | RW001 | TAP BEFORE TREATMENT | WIDEWATER STATE PARK | WELL DRILLED AUG 2015 |  | 1
VA6107707 | TC | TC | SP | N | DS001 | TCR01 | DISTRIBUTION SYSTEM POINT | TEMPLE HALL FARM PARK | DISTRIBUTION SYSTEM |  | 2
VA6047038 | TC | TC | RT | Y | DS001 | TCR01 |  | CEDARBROOKE SUBDIVISION | DISTRIBUTION SYSTEM |  | 3
VA6047040 | TC | TC | RT | Y | DS001 | TCR01 |  | CLAIRMONT MANOR | DISTRIBUTION SYSTEM |  | 3
VA6047041 | TC | TC | RT | Y | DS001 | TCR01 |  | CHURCHILL SUBDIVISION | DISTRIBUTION SYSTEM |  | 3
VA6047050 | TC | TC | RT | Y | DS001 | TCR01 |  | CULPEPER MOBILE HOME PARK | CULPEPER MHP DISTRIBUTION |  | 3
VA6047062 | TC | TC | RT | Y | DS001 | TCR01 |  | DOVE HILL WATERWORKS | DOVE HILL DISTRIBUTION SYSTEM |  | 3
VA6047065 | TC | TC | RT | Y | DS001 | TCR01 |  | DUTCH HOLLOW SUBDIVISION | DISTRIBUTION SYSTEM |  | 3
VA6047070 | TC | TC | RT | Y | DS001 | TCR01 |  | EMERALD HILL ELEM SCHOOL | DISTRIBUTION SYSTEM |  | 3
VA6047075 | TC | TC | RT | Y | DS001 | TCR01 |  | ERINBROOK | DISTRIBUTION SYSTEM |  | 3
VA6047100 | TC | TC | RT | Y | DS001 | TCR01 |  | FAIRVIEW ACRES | DISTRIBUTION SYSTEM |  | 3
VA6059050 | TC | TC | RT | Y | DS001 | TCR01 |  | DULLES AIRPORT | DISTRIBUTION SYSTEM |  | 240
VA6059195 | TC | TC | RT | Y | DS001 | TCR01 |  | BULL RUN - SHOOTING CENTER | BULL RUN SHOOTING CTR NOVA REG |  | 1
VA6059196 | TC | TC | RT | Y | DS001 | TCR01 |  | BULL RUN - COMFORT STATION 2 | BULL RUN REGIONAL PARK CS#2 |  | 1
VA6059197 | TC | TC | RT | Y | DS001 | TCR01 |  | BULL RUN - COMFORT STATION 1 | DISTRIBUTION SYSTEM |  | 3
VA6059210 | TC | TC | RT | Y | DS001 | TCR01 |  | BULL RUN - MAIN SYSTEM | NO VA REG PK AUTH BULL RUN MPW |  | 3
VA6059268 | TC | TC | RT | Y | DS001 | TCR01 |  | CLIFTON CAFE | DSITRIBUTION SYSTEM |  | 1
VA6059290 | TC | TC | RT | Y | DS001 | TCR01 |  | CLIFTON TOWN MEETING HALL | DISTRIBUTION SYSTEM |  | 1
VA6059292 | TC | TC | RT | Y | DS001 | TCR01 |  | CLIFTON PRESBY. CHURCH PRESCHOOL | DISTRIBUTION SYSTEM |  | 3
VA6059295 | TC | TC | RT | Y | DS001 | TCR01 |  | CLIFTON GENERAL STORE | DISTRIBUTION SYSTEM |  | 1
VA6059363 | TC | TC | RT | Y | DS001 | TCR01 |  | EASTERN RIDGE SCHOOL, THE | DISTRIBUTION SYSTEM |  | 3
VA6059388 | TC | TC | RT | Y | DS001 | TCR01 |  | BULL RUN SPECIAL EVENTS CENTER | BULL RUN SPECIAL EVENTS CENTER DS |  | 12
VA6059391 | TC | TC | RT | Y | DS001 | TCR01 |  | FOUNTAINHEAD REG PARK - MARINA | DISTRIBUTION SYSTEM |  | 3
VA6059450 | TC | TC | RT | Y | DS001 | TCR01 |  | FORT BELVOIR | DISTRIBUTION SYSTEM |  | 120
VA6059455 | TC | TC | RT | Y | DS001 | TCR01 |  | FORT BELVOIR NORTH AREA | DISTRIBUTION SYSTEM |  | 30
VA6059460 | TC | TC | RT | Y | DS001 | TCR01 |  | FORT BELVOIR WOODLAWN | DISTRIBUTION SYSTEM |  | 6
VA6059501 | TC | TC | RT | Y | DS001 | TCR01 |  | FAIRFAX COUNTY WATER AUTHORITY | DISTRIBUTION SYSTEM |  | 900
VA6059502 | TC | TC | RT | Y | DS001 | TCR01 |  | FAIRFAX WATER - ARLINGTON SPECIAL | DISTRIBUTION SYSTEM |  | 6
VA6059505 | TC | TC | RT | Y | DS001 | TCR01 |  | FAIRFAX YACHT CLUB | DISTRIBUTION SYSTEM |  | 1
VA6059512 | TC | TC | RT | Y | DS001 | TCR01 |  | FRIENDS OF FAIRFAX STATION INC | DISTRIBUTION SYSTEM |  | 1
VA6059515 | TC | TC | RT | Y | DS001 | TCR01 |  | FOUNTAINHEAD PARK COMFORT STA | DISTRIBUTION SYSTEM |  | 3
VA6059523 | TC | TC | RT | Y | DS001 | TCR01 |  | GREAT FALLS PARK | DISTRIBUTION SYSTEM |  | 6
VA6059532 | TC | TC | RT | Y | DS001 | TCR01 |  | GRANGE-FAIRFAX PARK AUTH | THE GRANGE |  | 1
VA6059543 | TC | TC | RT | Y | DS001 | TCR01 |  | HEMLOCK OVERLOOK REGIONAL PARK | DISTRIBUTION SYSTEM |  | 1
VA6059545 | TC | TC | RT | Y | DS001 | TCR01 |  | RIVERBEND PARK NATURE CENTER | NATURE CENTER |  | 1
VA6059548 | TC | TC | RT | Y | DS001 | TCR01 |  | TRUMMER'S ON MAIN | DISTRIBUTION SYSTEM |  | 1
VA6059550 | TC | TC | RT | Y | DS001 | TCR01 |  | HERNDON, TOWN OF | DISTRIBUTION SYSTEM |  | 75
VA6059555 | TC | TC | RT | Y | DS001 | TCR01 |  | L`AUBERGE CHEZ FRANCOIS | LAUBERGE CHEZ FRANCOIS |  | 3
VA6059578 | TC | TC | RT | Y | DS001 | TCR01 |  | LAKE FAIRFAX-CAMPGROUND | DISTRIBUTION SYSTEM |  | 1
VA6059602 | TC | TC | RT | Y | DS001 | TCR01 |  | MASON NECK STATE PARK | DISTRIBUTION SYSTEM |  | 1
VA6059624 | TC | TC | RT | Y | DS001 | TCR01 |  | MOUNT VERNON | DISTRIBUTION SYSTEM |  | 9
VA6059626 | TC | TC | RT | Y | DS001 | TCR01 |  | PETERSON'S ICE CREAM DEPOT | DISTRIBUTION SYSTEM |  | 1
VA6059631 | TC | TC | RT | Y | DS001 | TCR01 |  | PLEASANT VALLEY GOLF | DISTRIBUTION SYSTEM |  | 1
VA2015120 | PB | LC | RT | Y | DS001 | LCR06 | 614 DRY BRANCH ROAD | CHURCHVILLE - ACSA | CHURCHVILLE - ACSA | FSD | 1
VA2015120 | PB | LC | RT | Y | DS001 | LCR10 | 542 BUFFALO GAP HWY | CHURCHVILLE - ACSA | CHURCHVILLE - ACSA | FSD | 1
VA2015120 | PB | LC | RT | Y | DS001 | LCR11 | 16 MANOR PLACE | CHURCHVILLE - ACSA | CHURCHVILLE - ACSA | FSD | 1
VA2015120 | PB | LC | RT | Y | DS001 | LCR12 | 8 MANOR PLACE | CHURCHVILLE - ACSA | CHURCHVILLE - ACSA | FSD | 1
VA2015120 | PB | LC | RT | Y | DS001 | LCR14 | 40 WAYBURN ST. | CHURCHVILLE - ACSA | CHURCHVILLE - ACSA | FSD | 1
VA2015120 | PB | LC | RT | Y | DS001 | LCR15 | 109 WAYBURN ST. | CHURCHVILLE - ACSA | CHURCHVILLE - ACSA | FSD | 1
VA2015120 | GE | FL2 | ST | N | EP002 | EP002 | EP WELLS 3 + 4 + 5 | CHURCHVILLE - ACSA | DRY BRANCH WTP WELLS 3, 4 & 5 |  | 3
VA2015120 | GE | FL2 | ST | N | EP003 | EP003 | EP WELL 6 | CHURCHVILLE - ACSA | ASHBY WTP WELL 6 |  | 3
VA2015150 | GE | HAA | RT | Y | DS001 | DBP01 | MRT - JOHN TEMPLE | CRAIGSVILLE, TOWN OF | CRAIGSVILLE, TOWN OF |  | 1
VA2015150 | GE | THM | RT | Y | DS001 | DBP01 | MRT - JOHN TEMPLE | CRAIGSVILLE, TOWN OF | CRAIGSVILLE, TOWN OF |  | 1
VA2015195 | GE | NIT | RT | Y | EP001 | EP001 | ENTRY POINT SAMPLE TAP | GREENHOUSE CHRISTIAN LEARNING CENTER | ENTRY POINT SAMPLE TAP |  | 1
VA2015195 | GE | VOC | RT | Y | EP001 | EP001 | ENTRY POINT SAMPLE TAP | GREENHOUSE CHRISTIAN LEARNING CENTER | ENTRY POINT SAMPLE TAP |  | 1
VA2015200 | GE | HAA | RT | Y | DS001 | DF2 | SS DEERFIELD MALL - MRT | DEERFIELD - ACSA | DEERFIELD |  | 1
VA2015200 | GE | THM | RT | Y | DS001 | DF2 | SS DEERFIELD MALL - MRT | DEERFIELD - ACSA | DEERFIELD |  | 1
VA2015200 | GE | FL2 | ST | N | EP001 | EP001 | ENTRY POINT | DEERFIELD - ACSA | ENTRY POINT - DEERFIELD |  | 3
VA2015200 | GE | INO | RT | Y | EP001 | EP001 | ENTRY POINT | DEERFIELD - ACSA | ENTRY POINT - DEERFIELD |  | 1
VA2015200 | GE | MET | RT | Y | EP001 | EP001 | ENTRY POINT | DEERFIELD - ACSA | ENTRY POINT - DEERFIELD |  | 1
VA2015200 | GE | NIT | RT | Y | EP001 | EP001 | ENTRY POINT | DEERFIELD - ACSA | ENTRY POINT - DEERFIELD |  | 1
VA2015200 | GE | RAD | RT | Y | EP001 | EP001 | ENTRY POINT | DEERFIELD - ACSA | ENTRY POINT - DEERFIELD |  | 1
VA2015200 | GE | VOC | RT | Y | EP001 | EP001 | ENTRY POINT | DEERFIELD - ACSA | ENTRY POINT - DEERFIELD |  | 1
VA2015225 | GE | HAA | RT | Y | DS001 | DM3 | DOOMS VFD - MRT | DOOMS - ACSA | DOOMS |  | 1
VA2015225 | GE | THM | RT | Y | DS001 | DM3 | DOOMS VFD - MRT | DOOMS - ACSA | DOOMS |  | 1
VA2015225 | GE | FL2 | ST | N | EP001 | EP001 | VESPER WELL ENTRY | DOOMS - ACSA | VESPER VIEW WELL ENTRY POINT |  | 3
VA2015225 | GE | INO | RT | Y | EP001 | EP001 | VESPER WELL ENTRY | DOOMS - ACSA | VESPER VIEW WELL ENTRY POINT |  | 1
VA2015225 | GE | MET | RT | Y | EP001 | EP001 | VESPER WELL ENTRY | DOOMS - ACSA | VESPER VIEW WELL ENTRY POINT |  | 1
VA2015225 | GE | NIT | RT | Y | EP001 | EP001 | VESPER WELL ENTRY | DOOMS - ACSA | VESPER VIEW WELL ENTRY POINT |  | 1
VA2015225 | GE | VOC | RT | Y | EP001 | EP001 | VESPER WELL ENTRY | DOOMS - ACSA | VESPER VIEW WELL ENTRY POINT |  | 1
VA2015225 | GE | FL2 | ST | N | EP002 | EP002 | CRIMORA ENTRY POINT | DOOMS - ACSA | CRIMORA WELL ENTRY POINT |  | 3
VA2015225 | GE | NIT | RT | Y | EP002 | EP002 | CRIMORA ENTRY POINT | DOOMS - ACSA | CRIMORA WELL ENTRY POINT |  | 1
VA2015375 | GE | FL2 | ST | N | EP001 | EP001 | ENTRY POINT | HARRISTON - ACSA | WELLS NOS. 1 & 2 ENTRY POINT |  | 3
VA2015375 | GE | NIT | RT | Y | EP001 | EP001 | ENTRY POINT | HARRISTON - ACSA | WELLS NOS. 1 & 2 ENTRY POINT |  | 1
VA2015375 | GE | RAD | RT | Y | EP001 | EP001 | ENTRY POINT | HARRISTON - ACSA | WELLS NOS. 1 & 2 ENTRY POINT |  | 1
VA2015382 | GE | NIT | RT | Y | EP001 | EP001 | WELL TAP ENTRY POINT | HUMPBACK ROCKS PICNIC AREA | EP - WELL - HUMPBACK ROCK PICNIC AREA |  | 1
VA2015384 | GE | NIT | RT | Y | EP001 | EP001 | WELL TAP ENTRY POINT | HUMPBACK ROCKS VISITOR CENTER | EP - WELL - HUMPBACK ROCK VISITOR CENTER |  | 1
VA2015390 | GE | NIT | RT | Y | EP001 | EP001 | ENTRY POINT | JAKE'S CONVENIENCE STORE/SUBWAY | ENTRY POINT |  | 1
VA2015450 | GE | HAA | RT | Y | DS001 | MB1 | SS LIBRARY - MRT | MIDDLEBROOK - ACSA | MIDDLEBROOK - ACSA |  | 1
VA2015450 | GE | THM | RT | Y | DS001 | MB1 | SS LIBRARY - MRT | MIDDLEBROOK - ACSA | MIDDLEBROOK - ACSA |  | 1
VA2015450 | GE | FL2 | ST | N | EP001 | EP001 | WELL ENTRY | MIDDLEBROOK - ACSA | ENTRY POINT - MIDDLEBROOK WELL |  | 3
VA2015464 | GE | NIT | RT | Y | EP001 | EP001 | ENTRY POINT SAMPLE TAP | NATURAL CHIMNEYS | ENTRY POINT SAMPLE TAP |  | 1
VA2015477 | GE | NIT | RT | Y | EP001 | EP001 | HYDRO TANK TAP | NORTH 340 CAMPGROUND | ENTRY POINT TAP |  | 1
VA2015524 | GE | HAA | RT | Y | DS001 | BL3 | FARMINGTON DR - MRT | ROUTE 250 WEST - ACSA | 250 WEST - ACSA |  | 1
VA2015524 | GE | THM | RT | Y | DS001 | BL3 | FARMINGTON DR - MRT | ROUTE 250 WEST - ACSA | 250 WEST - ACSA |  | 1
VA2015550 | PB | LC | RT | Y | DS001 | LCR001 | OFFICE | SHENANDOAH ACRES | DISTRIBUTION SYSTEM | FSD | 1
VA2015550 | PB | LC | RT | Y | DS001 | LCR002 | MOTEL | SHENANDOAH ACRES | DISTRIBUTION SYSTEM | FSD | 1
VA2015550 | PB | LC | RT | Y | DS001 | LCR003 | SANDSTONE LODGE | SHENANDOAH ACRES | DISTRIBUTION SYSTEM | FSD | 1
VA2015550 | PB | LC | RT | Y | DS001 | LCR004 | CRANBERRY COTTAGE | SHENANDOAH ACRES | DISTRIBUTION SYSTEM | FSD | 1
VA2015550 | PB | LC | RT | Y | DS001 | LCR005 | COTTAGE | SHENANDOAH ACRES | DISTRIBUTION SYSTEM | FSD | 1
VA2015550 | GE | INO | RT | Y | EP001 | EP001 | TREATED WATER TAP | SHENANDOAH ACRES | ENTRY POINT |  | 1
VA2015550 | GE | MET | RT | Y | EP001 | EP001 | TREATED WATER TAP | SHENANDOAH ACRES | ENTRY POINT |  | 1
VA2015575 | GE | HAA | RT | Y | DS001 | SR1 | GREENVILLE BOOSTER | SOUTH RIVER SANITARY DISTRICT | SOUTH RIVER SANITATION DIST |  | 1
VA2015575 | GE | THM | RT | Y | DS001 | SR1 | GREENVILLE BOOSTER | SOUTH RIVER SANITARY DISTRICT | SOUTH RIVER SANITATION DIST |  | 1
VA2015575 | GE | HAA | RT | Y | DS001 | SR11 | 608 PUMP STATION | SOUTH RIVER SANITARY DISTRICT | SOUTH RIVER SANITATION DIST |  | 1
VA2015575 | GE | THM | RT | Y | DS001 | SR11 | 608 PUMP STATION | SOUTH RIVER SANITARY DISTRICT | SOUTH RIVER SANITATION DIST |  | 1
VA2015575 | GE | FL2 | ST | N | EP001 | EP001 | COLES RUN TAP | SOUTH RIVER SANITARY DISTRICT | ENTRY POINT - COLES RUN RESER |  | 3
VA2015575 | GE | INO | RT | Y | EP001 | EP001 | COLES RUN TAP | SOUTH RIVER SANITARY DISTRICT | ENTRY POINT - COLES RUN RESER |  | 1
VA2015575 | GE | MET | RT | Y | EP001 | EP001 | COLES RUN TAP | SOUTH RIVER SANITARY DISTRICT | ENTRY POINT - COLES RUN RESER |  | 1
VA2015575 | GE | NIT | RT | Y | EP001 | EP001 | COLES RUN TAP | SOUTH RIVER SANITARY DISTRICT | ENTRY POINT - COLES RUN RESER |  | 1
VA2015575 | GE | VOC | RT | Y | EP001 | EP001 | COLES RUN TAP | SOUTH RIVER SANITARY DISTRICT | ENTRY POINT - COLES RUN RESER |  | 1
VA2015575 | GE | FL2 | ST | N | EP002 | EP002 | LYNDHURST TAP | SOUTH RIVER SANITARY DISTRICT | ENTRY POINT - LYNDHURST |  | 3
VA2015575 | GE | FL2 | ST | N | EP003 | EP003 | RIDGEVIEW TAP | SOUTH RIVER SANITARY DISTRICT | ENTRY POINT - RIDGEVIEW WELL |  | 3
VA2015575 | GE | FL2 | ST | N | EP004 | EP004 | HURDIS TAP | SOUTH RIVER SANITARY DISTRICT | ENTRY POINT - HURDIS WELL |  | 3
VA2015685 | GE | NIT | RT | Y | EP001 | EP001 | WELL ENTRY | TODD LAKE (USFS) | ENTRY POINT - WELL |  | 1
VA2015725 | GE | HAA | RT | Y | DS001 | VA13 | SUBWAY | VERONA SANITARY DISTRICT - ACSA | VERONA WEYERS CAVE DIST - ACSA |  | 1
VA2015725 | GE | THM | RT | Y | DS001 | VA13 | SUBWAY | VERONA SANITARY DISTRICT - ACSA | VERONA WEYERS CAVE DIST - ACSA |  | 1
VA2015725 | GE | HAA | RT | Y | DS001 | VA14 | HYDRANT AT EAKLE ROAD | VERONA SANITARY DISTRICT - ACSA | VERONA WEYERS CAVE DIST - ACSA |  | 1
VA2015725 | GE | THM | RT | Y | DS001 | VA14 | HYDRANT AT EAKLE ROAD | VERONA SANITARY DISTRICT - ACSA | VERONA WEYERS CAVE DIST - ACSA |  | 1
VA2015725 | GE | FL2 | ST | N | EP001 | EP001 | FINISHED WATER TAP | VERONA SANITARY DISTRICT - ACSA | ENTRY POINT - BERRY FARM |  | 3
VA2015850 | GE | INO | RT | Y | EP001 | EP001 | WELL ENTRY | WOODLAWN VILLAGE | WELL ENTRY POINT |  | 1
VA2015850 | GE | MET | RT | Y | EP001 | EP001 | WELL ENTRY | WOODLAWN VILLAGE | WELL ENTRY POINT |  | 1
VA2015850 | GE | NIT | RT | Y | EP001 | EP001 | WELL ENTRY | WOODLAWN VILLAGE | WELL ENTRY POINT |  | 1
VA2015850 | GE | RAD | RT | Y | EP001 | EP001 | WELL ENTRY | WOODLAWN VILLAGE | WELL ENTRY POINT |  | 1
VA2015850 | GE | VOC | RT | Y | EP001 | EP001 | WELL ENTRY | WOODLAWN VILLAGE | WELL ENTRY POINT |  | 1
VA2017030 | GE | NIT | RT | Y | EP001 | EP001 | WELL ENTRY POINT | ASHWOOD - BCSA | WELL ENTRY POINT |  | 1
VA2017030 | GE | RAD | RT | Y | EP001 | EP001 | WELL ENTRY POINT | ASHWOOD - BCSA | WELL ENTRY POINT |  | 1
VA2017095 | GE | HAA | RT | Y | DS004 | DBP02 | 9335 SAM SNEAD HWY | BATH COUNTY REGIONAL - BCSA | BATH COUNTY REGIONAL |  | 1
VA2017095 | GE | THM | RT | Y | DS004 | DBP02 | 9335 SAM SNEAD HWY | BATH COUNTY REGIONAL - BCSA | BATH COUNTY REGIONAL |  | 1
VA2017130 | GE | NIT | RT | Y | EP001 | EP001 | WELL ENTRY POINT | CEDAR CREEK - BCSA | WELL ENTRY POINT |  | 1
VA2017130 | GE | RAD | RT | Y | EP001 | EP001 | WELL ENTRY POINT | CEDAR CREEK - BCSA | WELL ENTRY POINT |  | 1
VA2017135 | GE | INO | RT | Y | EP001 | EP001 | WELL ENTRY POINT | CLIFTON FORGE MOUNTAIN - BCSA | WELL ENTRY POINT |  | 1
VA2017135 | GE | MET | RT | Y | EP001 | EP001 | WELL ENTRY POINT | CLIFTON FORGE MOUNTAIN - BCSA | WELL ENTRY POINT |  | 1
VA2017135 | GE | NIT | RT | Y | EP001 | EP001 | WELL ENTRY POINT | CLIFTON FORGE MOUNTAIN - BCSA | WELL ENTRY POINT |  | 1
VA2017151 | GE | NIT | RT | Y | EP001 | WELL ENTRY T | WELL ENTRY POINT TAP | GARTH NEWEL MUSIC CENTER | WELL ENTRY POINT TAP |  | 1
VA2017200 | GE | HAA | RT | Y | DS001 | DS002 | NORTH RIDGE PUMP HOUSE | THE HOMESTEAD WATER COMPANY | VA HOT SPRINGS |  | 1
VA2017200 | GE | THM | RT | Y | DS001 | DS002 | NORTH RIDGE PUMP HOUSE | THE HOMESTEAD WATER COMPANY | VA HOT SPRINGS |  | 1
VA2017200 | GE | INO | RT | Y | EP001 | EP001 | PLANT TAP | THE HOMESTEAD WATER COMPANY | FILTRATION PLANT TAP |  | 1
VA2017200 | GE | MET | RT | Y | EP001 | EP001 | PLANT TAP | THE HOMESTEAD WATER COMPANY | FILTRATION PLANT TAP |  | 1
VA2017200 | GE | NIT | RT | Y | EP001 | EP001 | PLANT TAP | THE HOMESTEAD WATER COMPANY | FILTRATION PLANT TAP |  | 1
VA2017200 | GE | VOC | RT | Y | EP001 | EP001 | PLANT TAP | THE HOMESTEAD WATER COMPANY | FILTRATION PLANT TAP |  | 1
VA2017300 | GE | NIT | RT | Y | EP001 | EP001 | ENTRY POINT | MILLBORO WATER ASSOCIATION | SPRING ENTRY POINT |  | 1
VA2017490 | GE | HAA | RT | Y | DS001 | DBP01 | LINDA CALDWELL - MRT | THOMASTOWN/CROWDERTOWN/SWITCHBACK - BCSA | THOMASTOWN/CROWDERTOWN/SWITCHBACK |  | 1
VA2017490 | GE | THM | RT | Y | DS001 | DBP01 | LINDA CALDWELL - MRT | THOMASTOWN/CROWDERTOWN/SWITCHBACK - BCSA | THOMASTOWN/CROWDERTOWN/SWITCHBACK |  | 1
VA2017500 | PB | LC | RT | Y | DS001 | LCR01 | WWTP-KITCHEN | BATH COUNTY POWER STATION | VEPCO PUMPED STORAGE | FSD | 1
VA2017500 | PB | LC | RT | Y | DS001 | LCR02 | PH -LUNCHROOM SINK | BATH COUNTY POWER STATION | VEPCO PUMPED STORAGE | FSD | 1
VA2017500 | PB | LC | RT | Y | DS001 | LCR03 | PH-8TH FLR WBR | BATH COUNTY POWER STATION | VEPCO PUMPED STORAGE | FSD | 1
VA2017500 | PB | LC | RT | Y | DS001 | LCR04 | T + C KITCHEN | BATH COUNTY POWER STATION | VEPCO PUMPED STORAGE | FSD | 1
VA2017500 | PB | LC | RT | Y | DS001 | LCR05 | RA-PS WBR | BATH COUNTY POWER STATION | VEPCO PUMPED STORAGE | FSD | 1
VA2023020 | GE | HAA | RT | Y | DS001 | DBP01 | 59 TINKERVIEW DRIVE | MOUNTAIN VIEW | APPLE TREE/HIGHLAND MANOR |  | 1
VA2023020 | GE | THM | RT | Y | DS001 | DBP01 | 59 TINKERVIEW DRIVE | MOUNTAIN VIEW | APPLE TREE/HIGHLAND MANOR |  | 1
VA2023020 | GE | HAA | RT | Y | DS001 | DBP02 | 120 DOWNING STREET | MOUNTAIN VIEW | APPLE TREE/HIGHLAND MANOR |  | 1
VA2023020 | GE | THM | RT | Y | DS001 | DBP02 | 120 DOWNING STREET | MOUNTAIN VIEW | APPLE TREE/HIGHLAND MANOR |  | 1
VA2139475 | PB | LC | RT | Y | DS950 | LCR10 | FOUNTAIN #6 | PAGE COUNTY MIDDLE/ HIGH SCHOOL COMPLEX | PAGE COUNTY HIGH SCHOOL | FSD | 1
VA2139475 | PB | LC | RT | Y | DS950 | LCR11 | AGG ROOM | PAGE COUNTY MIDDLE/ HIGH SCHOOL COMPLEX | PAGE COUNTY HIGH SCHOOL | FSD | 1
VA2139475 | PB | LC | RT | Y | DS950 | LCR12 | WOOD SHOP | PAGE COUNTY MIDDLE/ HIGH SCHOOL COMPLEX | PAGE COUNTY HIGH SCHOOL | FSD | 1
VA2139475 | PB | LC | RT | Y | DS950 | LCR13 | LOCKER ROOM B | PAGE COUNTY MIDDLE/ HIGH SCHOOL COMPLEX | PAGE COUNTY HIGH SCHOOL | FSD | 1
VA2139475 | PB | LC | RT | Y | DS950 | LCR14 | LOCKER ROOM G | PAGE COUNTY MIDDLE/ HIGH SCHOOL COMPLEX | PAGE COUNTY HIGH SCHOOL | FSD | 1
VA2139475 | PB | LC | RT | Y | DS950 | LCR15 | TEACHERS LOUNG B | PAGE COUNTY MIDDLE/ HIGH SCHOOL COMPLEX | PAGE COUNTY HIGH SCHOOL | FSD | 1
VA2139475 | PB | LC | RT | Y | DS950 | LCR16 | O/S FOUNTAIN | PAGE COUNTY MIDDLE/ HIGH SCHOOL COMPLEX | PAGE COUNTY HIGH SCHOOL | FSD | 1
VA2139475 | PB | LC | RT | Y | DS950 | LCR17 | WASTE WATER PLANT | PAGE COUNTY MIDDLE/ HIGH SCHOOL COMPLEX | PAGE COUNTY HIGH SCHOOL | FSD | 1
VA2139475 | GE | HAA | RT | Y | DS950 | LCR18 | OFFICE RR | PAGE COUNTY MIDDLE/ HIGH SCHOOL COMPLEX | PAGE COUNTY HIGH SCHOOL |  | 1
VA2139475 | PB | LC | RT | Y | DS950 | LCR18 | OFFICE RR | PAGE COUNTY MIDDLE/ HIGH SCHOOL COMPLEX | PAGE COUNTY HIGH SCHOOL | FSD | 1
VA2139475 | GE | THM | RT | Y | DS950 | LCR18 | OFFICE RR | PAGE COUNTY MIDDLE/ HIGH SCHOOL COMPLEX | PAGE COUNTY HIGH SCHOOL |  | 1
VA2139475 | PB | LC | RT | Y | DS950 | LCR19 | LAB #1 | PAGE COUNTY MIDDLE/ HIGH SCHOOL COMPLEX | PAGE COUNTY HIGH SCHOOL | FSD | 1
VA2139475 | PB | LC | RT | Y | DS950 | LCR20 | HOME EK ROOM | PAGE COUNTY MIDDLE/ HIGH SCHOOL COMPLEX | PAGE COUNTY HIGH SCHOOL | FSD | 1
VA2139475 | PB | LC | RT | Y | DS950 | LCR21 | BASEMENT | PAGE COUNTY MIDDLE/ HIGH SCHOOL COMPLEX | PAGE COUNTY HIGH SCHOOL | FSD | 1
VA2139475 | GE | HAA | RT | Y | DS950 | LCR22 | KITCHEN | PAGE COUNTY MIDDLE/ HIGH SCHOOL COMPLEX | PAGE COUNTY HIGH SCHOOL |  | 1
VA2139475 | PB | LC | RT | Y | DS950 | LCR22 | KITCHEN | PAGE COUNTY MIDDLE/ HIGH SCHOOL COMPLEX | PAGE COUNTY HIGH SCHOOL | FSD | 1
VA2139475 | GE | THM | RT | Y | DS950 | LCR22 | KITCHEN | PAGE COUNTY MIDDLE/ HIGH SCHOOL COMPLEX | PAGE COUNTY HIGH SCHOOL |  | 1
VA2139475 | PB | LC | RT | Y | DS950 | LCR23 | GYM | PAGE COUNTY MIDDLE/ HIGH SCHOOL COMPLEX | PAGE COUNTY HIGH SCHOOL | FSD | 1
VA2139495 | GE | HAA | RT | Y | DS950 | DBP01 | 240 GRANDVIEW DR | PAGE VALLEY ESTATES | PAGE VALLEY ESTATES |  | 1
VA2139495 | GE | THM | RT | Y | DS950 | DBP01 | 240 GRANDVIEW DR | PAGE VALLEY ESTATES | PAGE VALLEY ESTATES |  | 1
VA2023160 | GE | THM | RT | Y | DS001 | DBP01 | 19753 MAIN STREET | BUCHANAN, TOWN OF | TOWN OF BUCHANAN |  | 1
VA2023160 | GE | INO | RT | Y | EP001 | EP001 | WELL 1 ENTRY POINT | BUCHANAN, TOWN OF | EP - WELL 1 - BUCHANAN |  | 1
VA2023160 | GE | MET | RT | Y | EP001 | EP001 | WELL 1 ENTRY POINT | BUCHANAN, TOWN OF | EP - WELL 1 - BUCHANAN |  | 1
VA2023160 | GE | NIT | RT | Y | EP001 | EP001 | WELL 1 ENTRY POINT | BUCHANAN, TOWN OF | EP - WELL 1 - BUCHANAN |  | 1
VA2023160 | GE | VOC | RT | Y | EP001 | EP001 | WELL 1 ENTRY POINT | BUCHANAN, TOWN OF | EP - WELL 1 - BUCHANAN |  | 1
VA2023160 | GE | INO | RT | Y | EP002 | EP002 | WELL 2 ENTRY POINT | BUCHANAN, TOWN OF | EP - WELL 2 - BUCHANAN |  | 1
VA2023160 | GE | MET | RT | Y | EP002 | EP002 | WELL 2 ENTRY POINT | BUCHANAN, TOWN OF | EP - WELL 2 - BUCHANAN |  | 1
VA2023160 | GE | NIT | RT | Y | EP002 | EP002 | WELL 2 ENTRY POINT | BUCHANAN, TOWN OF | EP - WELL 2 - BUCHANAN |  | 1
VA2023160 | GE | VOC | RT | Y | EP002 | EP002 | WELL 2 ENTRY POINT | BUCHANAN, TOWN OF | EP - WELL 2 - BUCHANAN |  | 1
VA2023160 | GE | INO | RT | Y | EP005 | EP PLANT | EP - ENTRY POINT TAP | BUCHANAN, TOWN OF | EP - MEMBRANE ENTRY POINT |  | 1
VA2023160 | GE | MET | RT | Y | EP005 | EP PLANT | EP - ENTRY POINT TAP | BUCHANAN, TOWN OF | EP - MEMBRANE ENTRY POINT |  | 1
VA2023160 | GE | NIT | RT | Y | EP005 | EP PLANT | EP - ENTRY POINT TAP | BUCHANAN, TOWN OF | EP - MEMBRANE ENTRY POINT |  | 1
VA2023160 | GE | RAD | RT | Y | EP005 | EP PLANT | EP - ENTRY POINT TAP | BUCHANAN, TOWN OF | EP - MEMBRANE ENTRY POINT |  | 1
VA2023160 | GE | VOC | RT | Y | EP005 | EP PLANT | EP - ENTRY POINT TAP | BUCHANAN, TOWN OF | EP - MEMBRANE ENTRY POINT |  | 1
VA2023180 | GE | HAA | RT | Y | DS001 | DBP01 | CORE BLDG | ROANOKE CEMENT COMPANY | ROANOKE CEMENT COMPANY |  | 1
VA2023180 | GE | THM | RT | Y | DS001 | DBP01 | CORE BLDG | ROANOKE CEMENT COMPANY | ROANOKE CEMENT COMPANY |  | 1
VA2023280 | GE | HAA | RT | Y | DS001 | DBP01 | 14630 CHURCH STREET | EAGLE ROCK | EAGLE ROCK |  | 1
VA2023280 | GE | THM | RT | Y | DS001 | DBP01 | 14630 CHURCH STREET | EAGLE ROCK | EAGLE ROCK |  | 1
VA2023285 | GE | HAA | RT | Y | DS001 | DBP01 | KINDERGARTEN SINK | EAGLE ROCK ELEMENTARY SCHOOL | EAGLE ROCK ELEMENTARY SCHOOL |  | 1
VA2023285 | GE | THM | RT | Y | DS001 | DBP01 | KINDERGARTEN SINK | EAGLE ROCK ELEMENTARY SCHOOL | EAGLE ROCK ELEMENTARY SCHOOL |  | 1
VA2023285 | GE | NIT | RT | Y | EP001 | EP001 | WELL ENTRY POINT | EAGLE ROCK ELEMENTARY SCHOOL | EP - WELL - EAGLE ROCK ELEMENTARY SCHOOL |  | 1
VA2023295 | PB | LC | RT | Y | DS001 | LCR01 | KITCHEN A | FINCASTLE BAPTIST CHURCH | CHURCH | FSD | 1
VA2023295 | PB | LC | RT | Y | DS001 | LCR02 | WORK ROOM B | FINCASTLE BAPTIST CHURCH | CHURCH | FSD | 1
VA2023295 | PB | LC | RT | Y | DS001 | LCR03 | CAFE C | FINCASTLE BAPTIST CHURCH | CHURCH | FSD | 1
VA2023295 | PB | LC | RT | Y | DS001 | LCR04 | FOUNTAIN NEAR ELEVATOR D | FINCASTLE BAPTIST CHURCH | CHURCH | FSD | 1
VA2023295 | PB | LC | RT | Y | DS001 | LCR05 | BUILDING C FOUNTAIN E | FINCASTLE BAPTIST CHURCH | CHURCH | FSD | 1
VA2023300 | GE | HAA | RT | Y | DS001 | DBP01 | #2 WASTEWATER PLT | FINCASTLE, TOWN OF | TOWN OF FINCASTLE |  | 1
VA2023300 | GE | THM | RT | Y | DS001 | DBP01 | #2 WASTEWATER PLT | FINCASTLE, TOWN OF | TOWN OF FINCASTLE |  | 1
VA2023300 | GE | HAA | RT | Y | DS001 | DBP02 | LIBRARY | FINCASTLE, TOWN OF | TOWN OF FINCASTLE |  | 1
VA2023300 | GE | THM | RT | Y | DS001 | DBP02 | LIBRARY | FINCASTLE, TOWN OF | TOWN OF FINCASTLE |  | 1
VA2023360 | GE | VOC | RT | Y | EP003 | EP003 | WELL 3 ENTRY POINT | GALA INDUSTRIES, INC. | EP - WELL 3 - GALA INDUSTRIES |  | 1
VA2023380 | GE | HAA | RT | Y | DS001 | DBP01 | 358 RAILWAY ROAD | GLEN WILTON | GLEN WILTON |  | 1
VA2023380 | GE | THM | RT | Y | DS001 | DBP01 | 358 RAILWAY ROAD | GLEN WILTON | GLEN WILTON |  | 1
VA2023400 | GE | HAA | RT | Y | DS001 | DBP01 | 489 TIMBER RIDGE RD | GRIFFITH PARK | GRIFFITH PARK |  | 1
VA2023400 | GE | THM | RT | Y | DS001 | DBP01 | 489 TIMBER RIDGE RD | GRIFFITH PARK | GRIFFITH PARK |  | 1
VA2023400 | GE | INO | RT | Y | EP001 | EP001 | WELL ENTRY POINT | GRIFFITH PARK | EP - WELL - GRIFFITH PARK |  | 1
VA2023400 | GE | MET | RT | Y | EP001 | EP001 | WELL ENTRY POINT | GRIFFITH PARK | EP - WELL - GRIFFITH PARK |  | 1
VA2023400 | GE | NIT | RT | Y | EP001 | EP001 | WELL ENTRY POINT | GRIFFITH PARK | EP - WELL - GRIFFITH PARK |  | 1
VA2023410 | GE | HAA | RT | Y | DS001 | DBP01 | 422 STONEHAVEN LN | HEATHERSTONE | HEATHERSTONE |  | 1
VA2023410 | GE | THM | RT | Y | DS001 | DBP01 | 422 STONEHAVEN LN | HEATHERSTONE | HEATHERSTONE |  | 1
VA2023420 | GE | HAA | RT | Y | DS001 | DBP01 | LOT NO. 46 | HOLLINS MOBILE HOME PARK | HOLLINS MOBILE HOME PARK |  | 1
VA2023420 | GE | THM | RT | Y | DS001 | DBP01 | LOT NO. 46 | HOLLINS MOBILE HOME PARK | HOLLINS MOBILE HOME PARK |  | 1
VA2023430 | GE | HAA | RT | Y | DS001 | DBP01 | 2ND FL. FOUNTAIN | JAMES RIVER HIGH SCHOOL | JAMES RIVER HIGH SCHOOL |  | 1
VA2023430 | GE | THM | RT | Y | DS001 | DBP01 | 2ND FL. FOUNTAIN | JAMES RIVER HIGH SCHOOL | JAMES RIVER HIGH SCHOOL |  | 1
VA2023430 | GE | HAA | RT | Y | DS001 | DBP02 | TEACHERS WORKROOM | JAMES RIVER HIGH SCHOOL | JAMES RIVER HIGH SCHOOL |  | 1
VA2023430 | GE | THM | RT | Y | DS001 | DBP02 | TEACHERS WORKROOM | JAMES RIVER HIGH SCHOOL | JAMES RIVER HIGH SCHOOL |  | 1
VA2023430 | GE | NIT | RT | Y | EP001 | EP001 | WELL ENTRY POINT | JAMES RIVER HIGH SCHOOL | EP - WELL - JAMES RIVER HIGH SCHOOL |  | 1
VA2023450 | GE | HAA | RT | Y | DS001 | DBP01 | 333 TERESA LANE | MOUNTAIN CREST | DISTRIBUTON |  | 1
VA2023450 | GE | THM | RT | Y | DS001 | DBP01 | 333 TERESA LANE | MOUNTAIN CREST | DISTRIBUTON |  | 1
VA2023450 | GE | NIT | RT | Y | EP001 | EP001 | WELL HOUSE TAP | MOUNTAIN CREST | EP001 |  | 1
VA2023460 | GE | VOC | RT | Y | DS001 | EP001 | WELL ENTRY POINT | KESWICK FARMS | KESWICK FARMS |  | 1
VA2023460 | PB | LC | RT | Y | DS001 | LCR01 | LCR SITE 1 | KESWICK FARMS | KESWICK FARMS | FSD | 1
VA2023460 | PB | LC | RT | Y | DS001 | LCR02 | LCR SITE 2 | KESWICK FARMS | KESWICK FARMS | FSD | 1
VA2023460 | PB | LC | RT | Y | DS001 | LCR03 | LCR SITE 3 | KESWICK FARMS | KESWICK FARMS | FSD | 1
VA2023460 | PB | LC | RT | Y | DS001 | LCR04 | LCR SITE 4 | KESWICK FARMS | KESWICK FARMS | FSD | 1
VA2023460 | PB | LC | RT | Y | DS001 | LCR05 | LCR SITE 5 | KESWICK FARMS | KESWICK FARMS | FSD | 1
VA2023460 | GE | NIT | RT | Y | EP001 | EP001 | WELL ENTRY POINT | KESWICK FARMS | EP - WELL - KESWICK FARMS |  | 1
VA2023464 | GE | NIT | RT | Y | EP001 | EP001 | WELL 2 ENTRY POINT | MILL CREEK CHILD CARE | EP - WELL 2 - MILL CREEK BAPTIST CHURCH |  | 1
VA2023468 | GE | HAA | RT | Y | DS001 | DBP01 | LOT 25 | MOUNT JOY MOBILE VILLAGE | MOUNT JOY MOBILE VILLAGE |  | 1
VA2023468 | GE | THM | RT | Y | DS001 | DBP01 | LOT 25 | MOUNT JOY MOBILE VILLAGE | MOUNT JOY MOBILE VILLAGE |  | 1
VA2023470 | GE | HAA | RT | Y | DS001 | DBP01 | 424 PARKVIEW DRIVE | OAKWOOD/PARKVIEW | OAKWOOD/PARKVIEW |  | 1
VA2023470 | GE | THM | RT | Y | DS001 | DBP01 | 424 PARKVIEW DRIVE | OAKWOOD/PARKVIEW | OAKWOOD/PARKVIEW |  | 1
VA2023470 | GE | HAA | RT | Y | DS001 | DBP02 | 362 WOODLAWN AVENUE | OAKWOOD/PARKVIEW | OAKWOOD/PARKVIEW |  | 1
VA2023470 | GE | THM | RT | Y | DS001 | DBP02 | 362 WOODLAWN AVENUE | OAKWOOD/PARKVIEW | OAKWOOD/PARKVIEW |  | 1
VA2023470 | PB | LC | RT | Y | DS001 | LCR01 | 51 GILLIE LANE | OAKWOOD/PARKVIEW | OAKWOOD/PARKVIEW | FSD | 1
VA2023470 | PB | LC | RT | Y | DS001 | LCR02 | 374 STONEBRIDGE | OAKWOOD/PARKVIEW | OAKWOOD/PARKVIEW | FSD | 1
VA2023470 | PB | LC | RT | Y | DS001 | LCR03 | 26 NOTTINGHAM LANE | OAKWOOD/PARKVIEW | OAKWOOD/PARKVIEW | FSD | 1
VA2023470 | PB | LC | RT | Y | DS001 | LCR04 | 125 TIMBERLINE DRIVE | OAKWOOD/PARKVIEW | OAKWOOD/PARKVIEW | FSD | 1
VA2023470 | PB | LC | RT | Y | DS001 | LCR05 | 52 RIDGEVIEW ROAD | OAKWOOD/PARKVIEW | OAKWOOD/PARKVIEW | FSD | 1
VA2023470 | PB | LC | RT | Y | DS001 | LCR06 | 406 WOODLAWN AVE. | OAKWOOD/PARKVIEW | OAKWOOD/PARKVIEW | FSD | 1
VA2023470 | PB | LC | RT | Y | DS001 | LCR07 | 30 TIMBERLINE DRIVE | OAKWOOD/PARKVIEW | OAKWOOD/PARKVIEW | FSD | 1
VA2023470 | PB | LC | RT | Y | DS001 | LCR08 | 99 TIMBERLINE DRIVE | OAKWOOD/PARKVIEW | OAKWOOD/PARKVIEW | FSD | 1
VA2023470 | PB | LC | RT | Y | DS001 | LCR11 | 281 WOODLAWN AVE. | OAKWOOD/PARKVIEW | OAKWOOD/PARKVIEW | FSD | 1
VA2023470 | PB | LC | RT | Y | DS001 | LCR13 | 197 STONEBRIDGE DR | OAKWOOD/PARKVIEW | OAKWOOD/PARKVIEW | FSD | 1
VA2023470 | GE | VOC | RT | Y | EP004 | EP004 | WELL 4 ENTRY POINT | OAKWOOD/PARKVIEW | EP - WELL 4 (PARKVIEW WELL) - OAKWOOD |  | 1
VA2023470 | GE | VOC | RT | Y | EP006 | EP006 | WELLS 1 + 2 ENTRY PT | OAKWOOD/PARKVIEW | EP - COMBINED WELLS 1 & 2 - OAKWOOD |  | 1
VA2023475 | GE | HAA | RT | Y | DS001 | DBP01 | VISITOR CENTER | PEAKS OF OTTER | PEAKS OF OTTER |  | 1
VA2023475 | GE | THM | RT | Y | DS001 | DBP01 | VISITOR CENTER | PEAKS OF OTTER | PEAKS OF OTTER |  | 1
VA2023475 | PB | LC | RT | Y | DS001 | LCR01 | PEAKS MAINTENANCE | PEAKS OF OTTER | PEAKS OF OTTER | FSD | 1
VA2023475 | PB | LC | RT | Y | DS001 | LCR02 | PEAKS QUARTERS | PEAKS OF OTTER | PEAKS OF OTTER | FSD | 1
VA2023475 | PB | LC | RT | Y | DS001 | LCR03 | PEAKS RANGER OFFICE | PEAKS OF OTTER | PEAKS OF OTTER | FSD | 1
VA2023475 | PB | LC | RT | Y | DS001 | LCR04 | PEAKS LODGE | PEAKS OF OTTER | PEAKS OF OTTER | FSD | 1
VA2023475 | PB | LC | RT | Y | DS001 | LCR05 | PEAKS VISITOR CENTER | PEAKS OF OTTER | PEAKS OF OTTER | FSD | 1
VA2023480 | GE | HAA | RT | Y | DS001 | DBP01 | 1078 KNOLLWOOD DR | RAINBOW FOREST | RAINBOW FOREST/CLEARVIEW ESTATES |  | 1
VA2023480 | GE | THM | RT | Y | DS001 | DBP01 | 1078 KNOLLWOOD DR | RAINBOW FOREST | RAINBOW FOREST/CLEARVIEW ESTATES |  | 1
VA2023480 | GE | HAA | RT | Y | DS001 | DBP03 | 477 LAKEVIEW CIRCLE | RAINBOW FOREST | RAINBOW FOREST/CLEARVIEW ESTATES |  | 1
VA2023480 | GE | THM | RT | Y | DS001 | DBP03 | 477 LAKEVIEW CIRCLE | RAINBOW FOREST | RAINBOW FOREST/CLEARVIEW ESTATES |  | 1
VA2023480 | GE | VOC | RT | Y | EP003 | EP003 | WELLS 1,2,4,5 EP | RAINBOW FOREST | EP - COMBINED WELLS 1,2,4,5 |  | 1
VA2023480 | GE | VOC | RT | Y | EP006 | EP006 | CV WELLS 1,2 EP | RAINBOW FOREST | EP - COMBINED CLEARVIEW 1 & 2 |  | 1
VA2023555 | GE | HAA | RT | Y | DS001 | DBP001 | 507 FRONTIER WAY | SANTILLANE | SANTILLANE |  | 1
VA2023555 | GE | THM | RT | Y | DS001 | DBP001 | 507 FRONTIER WAY | SANTILLANE | SANTILLANE |  | 1
VA2023555 | PB | LC | RT | Y | DS001 | LCR05 | 152 FRONTIER WAY | SANTILLANE | SANTILLANE | FSD | 1
VA2023555 | PB | LC | RT | Y | DS001 | LCR07 | 574 FRONTIER WAY | SANTILLANE | SANTILLANE | FSD | 1
VA2023555 | PB | LC | RT | Y | DS001 | LCR08 | 16 SETTLERS ROAD | SANTILLANE | SANTILLANE | FSD | 1
VA2023555 | PB | LC | RT | Y | DS001 | LCR09 | 152 FRONTIER WAY | SANTILLANE | SANTILLANE | FSD | 1
VA2023555 | PB | LC | RT | Y | DS001 | LCR10 | 288 SETTLERS ROAD | SANTILLANE | SANTILLANE | FSD | 1
VA2023575 | GE | HAA | RT | Y | DS001 | DBP01 | 85 HOMESTEAD CIRCLE | SOMMERSBY | SOMMERSBY |  | 1
VA2023575 | GE | THM | RT | Y | DS001 | DBP01 | 85 HOMESTEAD CIRCLE | SOMMERSBY | SOMMERSBY |  | 1
VA2023575 | PB | LC | RT | Y | DS001 | LCR01 | 75 OLD BARN ROAD | SOMMERSBY | SOMMERSBY | FSD | 1
VA2023575 | PB | LC | RT | Y | DS001 | LCR02 | 85 HOMESTEAD CIRCLE | SOMMERSBY | SOMMERSBY | FSD | 1
VA2023575 | PB | LC | RT | Y | DS001 | LCR03 | 170 TIMS ORCHAND LN | SOMMERSBY | SOMMERSBY | FSD | 1
VA2023575 | PB | LC | RT | Y | DS001 | LCR05 | 421 TIMS ORCHARD RD | SOMMERSBY | SOMMERSBY | FSD | 1
VA2023575 | PB | LC | RT | Y | DS001 | LCR06 | 206 TIMS ORCHARD RD | SOMMERSBY | SOMMERSBY | FSD | 1
VA2023590 | GE | HAA | RT | Y | DS001 | DBP01 | KITCHEN SINK | CAVE CREEK ASSISTED LIVING FACILITY | CAVE CREEK ADULT HOME |  | 1
VA2023590 | GE | THM | RT | Y | DS001 | DBP01 | KITCHEN SINK | CAVE CREEK ASSISTED LIVING FACILITY | CAVE CREEK ADULT HOME |  | 1
VA2023662 | GE | NIT | RT | Y | EP001 | EP001 | WELL ENTRY POINT | EAGLE ROCK MARKET | EP WELL |  | 1
VA2023720 | GE | HAA | RT | Y | DS001 | DBP01 | 118 TRINITY ROAD | TROUTVILLE, TOWN OF | TOWN OF TROUTVILLE |  | 1
VA2023720 | GE | THM | RT | Y | DS001 | DBP01 | 118 TRINITY ROAD | TROUTVILLE, TOWN OF | TOWN OF TROUTVILLE |  | 1
VA2023720 | GE | HAA | RT | Y | DS001 | DBP02 | 249 MAPLE AVENUE | TROUTVILLE, TOWN OF | TOWN OF TROUTVILLE |  | 1
VA2023720 | GE | THM | RT | Y | DS001 | DBP02 | 249 MAPLE AVENUE | TROUTVILLE, TOWN OF | TOWN OF TROUTVILLE |  | 1
VA2023720 | GE | DIQ | RT | Y | EP005 | EP005 | WELL 5 ENTRY POINT | TROUTVILLE, TOWN OF | EP - WELL 5 - TROUTVILLE |  | 1
VA2023720 | GE | FUM | RT | Y | EP005 | EP005 | WELL 5 ENTRY POINT | TROUTVILLE, TOWN OF | EP - WELL 5 - TROUTVILLE |  | 1
VA2023720 | GE | SVO | RT | Y | EP005 | EP005 | WELL 5 ENTRY POINT | TROUTVILLE, TOWN OF | EP - WELL 5 - TROUTVILLE |  | 1
VA2023720 | GE | CAH | RT | Y | EP005 | EP005 | WELL 5 ENTRY POINT | TROUTVILLE, TOWN OF | EP - WELL 5 - TROUTVILLE |  | 1
VA2023720 | GE | CAR | RT | Y | EP005 | EP005 | WELL 5 ENTRY POINT | TROUTVILLE, TOWN OF | EP - WELL 5 - TROUTVILLE |  | 1
VA2023722 | GE | HAA | RT | Y | DS001 | DBP01 | KINDERGARTEN SINK | TROUTVILLE ELEMENTARY SCHOOL | TROUTVILLE ELEMENTARY SCHOOL |  | 1
VA2023722 | GE | THM | RT | Y | DS001 | DBP01 | KINDERGARTEN SINK | TROUTVILLE ELEMENTARY SCHOOL | TROUTVILLE ELEMENTARY SCHOOL |  | 1
VA2023722 | GE | NIT | RT | Y | EP002 | EP002 | WELL 2 ENTRY POINT | TROUTVILLE ELEMENTARY SCHOOL | EP - WELL 2 - TROUTVILLE ELEMENTARY SCHO |  | 1
VA2023730 | PB | LC | RT | Y | DS001 | LCR01 | LCR SITE 1 | DAL-NITA HILLS | DAL-NITA HILLS | FSD | 1
VA2023730 | PB | LC | RT | Y | DS001 | LCR02 | LCR SITE 2 | DAL-NITA HILLS | DAL-NITA HILLS | FSD | 1
VA2023730 | PB | LC | RT | Y | DS001 | LCR03 | LCR SITE 3 | DAL-NITA HILLS | DAL-NITA HILLS | FSD | 1
VA2023730 | PB | LC | RT | Y | DS001 | LCR04 | LCR SITE 4 | DAL-NITA HILLS | DAL-NITA HILLS | FSD | 1
VA2023730 | PB | LC | RT | Y | DS001 | LCR05 | LCR SITE 5 | DAL-NITA HILLS | DAL-NITA HILLS | FSD | 1
VA2023730 | PB | LC | RT | Y | DS001 | LCR06 | LCR SITE 6 | DAL-NITA HILLS | DAL-NITA HILLS | FSD | 1
VA2023730 | PB | LC | RT | Y | DS001 | LCR07 | LCR SITE 7 | DAL-NITA HILLS | DAL-NITA HILLS | FSD | 1
VA2023730 | PB | LC | RT | Y | DS001 | LCR08 | LCR SITE 8 | DAL-NITA HILLS | DAL-NITA HILLS | FSD | 1
VA2023730 | PB | LC | RT | Y | DS001 | LCR09 | LCR SITE 9 | DAL-NITA HILLS | DAL-NITA HILLS | FSD | 1
VA2023730 | PB | LC | RT | Y | DS001 | LCR10 | LCR SITE 10 | DAL-NITA HILLS | DAL-NITA HILLS | FSD | 1
VA2023734 | GE | HAA | RT | Y | DS001 | DBP01 | 370 WALNUT MANOR DR | WALNUT MANOR | DISTRIBUTION SYSYEM |  | 1
VA2023734 | GE | THM | RT | Y | DS001 | DBP01 | 370 WALNUT MANOR DR | WALNUT MANOR | DISTRIBUTION SYSYEM |  | 1
VA2023734 | PB | LC | RT | Y | DS001 | LCR01 | LCR SITE 1 | WALNUT MANOR | DISTRIBUTION SYSYEM | FSD | 1
VA2023734 | PB | LC | RT | Y | DS001 | LCR02 | LCR SITE 2 | WALNUT MANOR | DISTRIBUTION SYSYEM | FSD | 1
VA2023734 | PB | LC | RT | Y | DS001 | LCR03 | LCR SITE 3 | WALNUT MANOR | DISTRIBUTION SYSYEM | FSD | 1
VA2023734 | PB | LC | RT | Y | DS001 | LCR04 | LCR SITE 4 | WALNUT MANOR | DISTRIBUTION SYSYEM | FSD | 1
VA2023734 | PB | LC | RT | Y | DS001 | LCR05 | LCR SITE 5 | WALNUT MANOR | DISTRIBUTION SYSYEM | FSD | 1
VA2023740 | GE | HAA | RT | Y | DS001 | DBP04 | 160 THORNBLADE WAY | WHITE OAK ESTATES | WHITE OAK ESTATES |  | 1
VA2023740 | GE | THM | RT | Y | DS001 | DBP04 | 160 THORNBLADE WAY | WHITE OAK ESTATES | WHITE OAK ESTATES |  | 1
VA2023740 | GE | HAA | RT | Y | DS001 | DBP05 | 631 STRATFORD DRIVE | WHITE OAK ESTATES | WHITE OAK ESTATES |  | 1
VA2023740 | GE | THM | RT | Y | DS001 | DBP05 | 631 STRATFORD DRIVE | WHITE OAK ESTATES | WHITE OAK ESTATES |  | 1
VA2023740 | PB | LC | RT | Y | DS001 | LCR02 | 145 BIRCH DRIVE | WHITE OAK ESTATES | WHITE OAK ESTATES | FSD | 1
VA2023740 | PB | LC | RT | Y | DS001 | LCR04 | 117 BIRCH DRIVE | WHITE OAK ESTATES | WHITE OAK ESTATES | FSD | 1
VA2023740 | PB | LC | RT | Y | DS001 | LCR06 | 424 SHERWOOD DR | WHITE OAK ESTATES | WHITE OAK ESTATES | FSD | 1
VA2023740 | PB | LC | RT | Y | DS001 | LCR07 | 452 SHERWOOD DR | WHITE OAK ESTATES | WHITE OAK ESTATES | FSD | 1
VA2023740 | PB | LC | RT | Y | DS001 | LCR10 | 356 PIN OAK DR | WHITE OAK ESTATES | WHITE OAK ESTATES | FSD | 1
VA2023740 | PB | LC | RT | Y | DS001 | LCR11 | 534 STRATFORD DR | WHITE OAK ESTATES | WHITE OAK ESTATES | FSD | 1
VA2023740 | PB | LC | RT | Y | DS001 | LCR12 | 177 STRATFORD DR | WHITE OAK ESTATES | WHITE OAK ESTATES | FSD | 1
VA2023740 | PB | LC | RT | Y | DS001 | LCR13 | 124 STRATFORD DR | WHITE OAK ESTATES | WHITE OAK ESTATES | FSD | 1
VA2023740 | PB | LC | RT | Y | DS001 | LCR14 | 367 SCALYBARK DR | WHITE OAK ESTATES | WHITE OAK ESTATES | FSD | 1
VA2023740 | PB | LC | RT | Y | DS001 | LCR15 | 53 OAK LEAF DR | WHITE OAK ESTATES | WHITE OAK ESTATES | FSD | 1
VA2023740 | GE | INO | RT | Y | EP004 | EP004 | WELL 2 EP | WHITE OAK ESTATES | STRATFORD PLACE WELL 2 |  | 1
VA2023740 | GE | MET | RT | Y | EP004 | EP004 | WELL 2 EP | WHITE OAK ESTATES | STRATFORD PLACE WELL 2 |  | 1
VA2023740 | GE | VOC | RT | Y | EP004 | EP004 | WELL 2 EP | WHITE OAK ESTATES | STRATFORD PLACE WELL 2 |  | 1
VA2023780 | GE | HAA | RT | Y | DS001 | DBP01 | LOT 25 | WILLOWBROOK MOBILE HOME PARK | WILLOWBROOK MOBILE HOME PARK |  | 1
VA2023780 | GE | THM | RT | Y | DS001 | DBP01 | LOT 25 | WILLOWBROOK MOBILE HOME PARK | WILLOWBROOK MOBILE HOME PARK |  | 1
VA2045160 | GE | HAA | RT | Y | DS001 | DBP01 | 84 WAGENER STREET | NEW CASTLE | CRAIG/NEW CASTLE PSA |  | 1
VA2045160 | GE | THM | RT | Y | DS001 | DBP01 | 84 WAGENER STREET | NEW CASTLE | CRAIG/NEW CASTLE PSA |  | 1
VA2045160 | GE | HAA | RT | Y | DS001 | DBP02 | 268 5TH STREET | NEW CASTLE | CRAIG/NEW CASTLE PSA |  | 1
VA2045160 | GE | THM | RT | Y | DS001 | DBP02 | 268 5TH STREET | NEW CASTLE | CRAIG/NEW CASTLE PSA |  | 1
VA2045160 | PB | LC | RT | Y | DS001 | LCR01 | 68 CONRAD STREET | NEW CASTLE | CRAIG/NEW CASTLE PSA | FSD | 1
VA2045160 | PB | LC | RT | Y | DS001 | LCR02 | 417 MAIN STREET | NEW CASTLE | CRAIG/NEW CASTLE PSA | FSD | 1
VA2045160 | PB | LC | RT | Y | DS001 | LCR03 | 210 SALEM AVE | NEW CASTLE | CRAIG/NEW CASTLE PSA | FSD | 1
VA2045160 | PB | LC | RT | Y | DS001 | LCR04 | 64 CUMBERLAND AVE | NEW CASTLE | CRAIG/NEW CASTLE PSA | FSD | 1
VA2045160 | PB | LC | RT | Y | DS001 | LCR05 | 49 MITCHELL DRIVE | NEW CASTLE | CRAIG/NEW CASTLE PSA | FSD | 1
VA2045160 | PB | LC | RT | Y | DS001 | LCR06 | 422 MAIN STREET | NEW CASTLE | CRAIG/NEW CASTLE PSA | FSD | 1
VA2045160 | PB | LC | RT | Y | DS001 | LCR07 | 54 SCOTT AVE | NEW CASTLE | CRAIG/NEW CASTLE PSA | FSD | 1
VA2045160 | PB | LC | RT | Y | DS001 | LCR08 | 306 ALLEN STREET | NEW CASTLE | CRAIG/NEW CASTLE PSA | FSD | 1
VA2045160 | PB | LC | RT | Y | DS001 | LCR09 | 5 HERNDON AVE | NEW CASTLE | CRAIG/NEW CASTLE PSA | FSD | 1
VA2045160 | PB | LC | RT | Y | DS001 | LCR10 | 140 HERNDON AVE | NEW CASTLE | CRAIG/NEW CASTLE PSA | FSD | 1
VA2045160 | GE | NIT | RT | Y | EP003 | EP003 | WELL 3 ENTRY POINT | NEW CASTLE | EP - WELL 3 - CRAIG/NEW CASTLE PSA |  | 1
VA2045160 | GE | INO | RT | Y | EP004 | EP004 | SCHOOL WELL EP | NEW CASTLE | EP - WELL 4 - SCHOOL WELL |  | 1
VA2045160 | GE | MET | RT | Y | EP004 | EP004 | SCHOOL WELL EP | NEW CASTLE | EP - WELL 4 - SCHOOL WELL |  | 1
VA2045160 | GE | NIT | RT | Y | EP004 | EP004 | SCHOOL WELL EP | NEW CASTLE | EP - WELL 4 - SCHOOL WELL |  | 1
VA2065120 | GE | INO | RT | Y | EP001 | EP001 | EP WELL | COLUMBIA | ENTRY POINT WELL #1 |  | 1
VA2065120 | GE | MET | RT | Y | EP001 | EP001 | EP WELL | COLUMBIA | ENTRY POINT WELL #1 |  | 1
VA2065195 | GE | HAA | RT | Y | DS001 | DBP01 | GIRLS BATHROOM SINK | THE LIGHT ACADEMY | DISTRIBUTION SYSTEM |  | 1
VA2065195 | GE | THM | RT | Y | DS001 | DBP01 | GIRLS BATHROOM SINK | THE LIGHT ACADEMY | DISTRIBUTION SYSTEM |  | 1
VA2065195 | GE | INO | RT | Y | EP001 | EP001 | FINISHED WATER TAP | THE LIGHT ACADEMY | ENTRY POINT |  | 1
VA2065195 | GE | MET | RT | Y | EP001 | EP001 | FINISHED WATER TAP | THE LIGHT ACADEMY | ENTRY POINT |  | 1
VA2065195 | GE | NIT | RT | Y | EP001 | EP001 | FINISHED WATER TAP | THE LIGHT ACADEMY | ENTRY POINT |  | 1
VA2065195 | GE | VOC | RT | Y | EP001 | EP001 | FINISHED WATER TAP | THE LIGHT ACADEMY | ENTRY POINT |  | 1
VA2065250 | GE | HAA | RT | Y | DS001 | DBP02 | MEDICAL BUILDING | FLUVANNA CORRECTIONAL CENTER FOR WOMEN | DISTRIBUTION SYSTEM |  | 1
VA2065250 | GE | THM | RT | Y | DS001 | DBP02 | MEDICAL BUILDING | FLUVANNA CORRECTIONAL CENTER FOR WOMEN | DISTRIBUTION SYSTEM |  | 1
VA2065250 | GE | VOC | RT | Y | EP001 | EP001 | FINISHED WATER TAP | FLUVANNA CORRECTIONAL CENTER FOR WOMEN | WATER TREATMENT PLANT (EP) |  | 1
VA2065250 | GE | TOA | RT | Y | RW001 | RW001 | RAW WATER | FLUVANNA CORRECTIONAL CENTER FOR WOMEN | COMBINED RAW WATER - FCCW WTP |  | 1
VA2065250 | GE | TOC | RT | Y | TP001 | UP001 | COMBINED FILTER EFF | FLUVANNA CORRECTIONAL CENTER FOR WOMEN | WATER TREATMENT PLANT |  | 1
VA2065255 | GE | HAA | RT | Y | DS001 | DBP02 | ELEM KITCHEN | FLUVANNA COUNTY MIDDLE SCHOOL | DISTRIBUTION SYSTEM |  | 1
VA2065255 | GE | THM | RT | Y | DS001 | DBP02 | ELEM KITCHEN | FLUVANNA COUNTY MIDDLE SCHOOL | DISTRIBUTION SYSTEM |  | 1
VA2065256 | GE | HAA | RT | Y | DS001 | DBP02 | ROOM 4314 | FLUVANNA COUNTY HIGH SCHOOL | DISTRIBUTION SYSTEM |  | 1
VA2065256 | GE | THM | RT | Y | DS001 | DBP02 | ROOM 4314 | FLUVANNA COUNTY HIGH SCHOOL | DISTRIBUTION SYSTEM |  | 1
VA2065256 | PB | LC | RT | Y | DS001 | LCR01 | ROOM 3508 | FLUVANNA COUNTY HIGH SCHOOL | DISTRIBUTION SYSTEM | FSD | 1
VA2065256 | PB | LC | RT | Y | DS001 | LCR02 | ROOM 3512 | FLUVANNA COUNTY HIGH SCHOOL | DISTRIBUTION SYSTEM | FSD | 1
VA2065256 | PB | LC | RT | Y | DS001 | LCR04 | WTR COOLER BY RM 108 | FLUVANNA COUNTY HIGH SCHOOL | DISTRIBUTION SYSTEM | FSD | 1
VA2065256 | PB | LC | RT | Y | DS001 | LCR06 | WTR COOLER BY RM 4306 | FLUVANNA COUNTY HIGH SCHOOL | DISTRIBUTION SYSTEM | FSD | 1
VA2065256 | PB | LC | RT | Y | DS001 | LCR07 | ROOM 4204 | FLUVANNA COUNTY HIGH SCHOOL | DISTRIBUTION SYSTEM | FSD | 1
VA2065256 | PB | LC | RT | Y | DS001 | LCR08 | ROOM 4208 | FLUVANNA COUNTY HIGH SCHOOL | DISTRIBUTION SYSTEM | FSD | 1
VA2065256 | PB | LC | RT | Y | DS001 | LCR09 | ROOM 4214 | FLUVANNA COUNTY HIGH SCHOOL | DISTRIBUTION SYSTEM | FSD | 1
VA2065256 | PB | LC | RT | Y | DS001 | LCR10 | ROOM 3204 | FLUVANNA COUNTY HIGH SCHOOL | DISTRIBUTION SYSTEM | FSD | 1
VA2065256 | PB | LC | RT | Y | DS001 | LCR11 | ROOM 3210 | FLUVANNA COUNTY HIGH SCHOOL | DISTRIBUTION SYSTEM | FSD | 1
VA2065256 | PB | LC | RT | Y | DS001 | LCR21 | KITCHEN SINK BY FREEZER | FLUVANNA COUNTY HIGH SCHOOL | DISTRIBUTION SYSTEM | FSD | 1
VA2065300 | GE | HAA | RT | Y | DS001 | DBP01 | MIDDLE SCHOOL TAP | FORK UNION SANITARY DISTRICT | DISTRIBUTION SYSTEM |  | 1
VA2065300 | GE | THM | RT | Y | DS001 | DBP01 | MIDDLE SCHOOL TAP | FORK UNION SANITARY DISTRICT | DISTRIBUTION SYSTEM |  | 1
VA2065480 | GE | HAA | RT | Y | DS001 | DBP01 | SUBWAY STORE 264 TURKEYSAG | LAKE MONTICELLO | DISTRIBUTION SYSTEM |  | 1
VA2065480 | GE | THM | RT | Y | DS001 | DBP01 | SUBWAY STORE 264 TURKEYSAG | LAKE MONTICELLO | DISTRIBUTION SYSTEM |  | 1
VA2065480 | GE | HAA | RT | Y | DS001 | DBP02 | EFFORT BAPT. CHURCH | LAKE MONTICELLO | DISTRIBUTION SYSTEM |  | 1
VA2065480 | GE | THM | RT | Y | DS001 | DBP02 | EFFORT BAPT. CHURCH | LAKE MONTICELLO | DISTRIBUTION SYSTEM |  | 1
VA2065480 | GE | HAA | RT | Y | DS001 | DBP03 | CLIFFORD BEAUTIFUL GATE | LAKE MONTICELLO | DISTRIBUTION SYSTEM |  | 1
VA2065480 | GE | THM | RT | Y | DS001 | DBP03 | CLIFFORD BEAUTIFUL GATE | LAKE MONTICELLO | DISTRIBUTION SYSTEM |  | 1
VA2065480 | GE | HAA | RT | Y | DS001 | DBP04 | 13 GLEN BURNIE ROAD | LAKE MONTICELLO | DISTRIBUTION SYSTEM |  | 1
VA2065480 | GE | THM | RT | Y | DS001 | DBP04 | 13 GLEN BURNIE ROAD | LAKE MONTICELLO | DISTRIBUTION SYSTEM |  | 1
VA2065480 | GE | TOA | RT | Y | RW001 | RW001 | RAW WATER | LAKE MONTICELLO | COMBINED RAW WATER - LAKE MONTICELLO WTP |  | 3
VA2065480 | GE | FL2 | ST | N | TP001 | LB001 | LAB TAP | LAKE MONTICELLO | WATER TREATMENT PLANT |  | 3
VA2065480 | GE | TOC | RT | Y | TP001 | UP001 | COMBINED FILTER EFF | LAKE MONTICELLO | WATER TREATMENT PLANT |  | 3
VA2065520 | PB | LC | RT | Y | DS001 | LCR09 | HILLSIDE SCHOOLHOUSE FOUNTAIN UPSTAIRS | OAKLAND SCHOOL | DISTRIBUTION SYSTEM | FSD | 1
VA2065520 | PB | LC | RT | Y | DS001 | LCR10 | HILLSIDE SCHOOLHOUSE FOUNTAIN DOWNSTAIRS | OAKLAND SCHOOL | DISTRIBUTION SYSTEM | FSD | 1
VA2065520 | PB | LC | RT | Y | DS001 | LCR11 | HILLSIDE SCHOOLHOUSE BATHROOM | OAKLAND SCHOOL | DISTRIBUTION SYSTEM | FSD | 1
VA2065520 | PB | LC | RT | Y | DS001 | LCR13 | MAIN HOUSE | OAKLAND SCHOOL | DISTRIBUTION SYSTEM | FSD | 1
VA2065520 | PB | LC | RT | Y | DS001 | LCR14 | GYM REC BUILDING | OAKLAND SCHOOL | DISTRIBUTION SYSTEM | FSD | 1
VA2065540 | PB | LC | RT | Y | DS001 | LCR005 | 58 CHURCH ST - LULL HOUSE | PALMYRA | DISTRIBUTION SYSTEM | FSD | 1
VA2065540 | PB | LC | RT | Y | DS001 | LCR006 | 219 MAIN ST - SULING HOUSE | PALMYRA | DISTRIBUTION SYSTEM | FSD | 1
VA2065540 | PB | LC | RT | Y | DS001 | LCR007 | 153 MAIN ST - WILLIAMS HOUSE | PALMYRA | DISTRIBUTION SYSTEM | FSD | 1
VA2065540 | PB | LC | RT | Y | DS001 | LCR009 | 263 MAIN ST | PALMYRA | DISTRIBUTION SYSTEM | FSD | 1
VA2065540 | PB | LC | RT | Y | DS001 | LCR010 | 241 MAIN ST | PALMYRA | DISTRIBUTION SYSTEM | FSD | 1
VA2065560 | PB | LC | RT | Y | DS001 | DS002 | DOUBLE SINK | FLUVANNA COUNTY SCHOOL BOARD OFFICE | DISTRIBUTION SYSTEM | FSD | 1
VA2065560 | PB | LC | RT | Y | DS001 | DS003 | KITCHEN SINK | FLUVANNA COUNTY SCHOOL BOARD OFFICE | DISTRIBUTION SYSTEM | FSD | 1
VA2065560 | PB | LC | RT | Y | DS001 | DS004 | WORK ROOM | FLUVANNA COUNTY SCHOOL BOARD OFFICE | DISTRIBUTION SYSTEM | FSD | 1
VA2065560 | PB | LC | RT | Y | DS001 | DS005 | LADIES BATHROOM | FLUVANNA COUNTY SCHOOL BOARD OFFICE | DISTRIBUTION SYSTEM | FSD | 1
VA2065560 | PB | LC | RT | Y | DS001 | DS006 | DR.SMITH OFFICE | FLUVANNA COUNTY SCHOOL BOARD OFFICE | DISTRIBUTION SYSTEM | FSD | 1
VA2065781 | GE | HAA | RT | Y | DS001 | LCR004 | 173 CEDAR HILL RD | STAGECOACH HILLS | DISTRIBUTION SYSTEM |  | 1
VA2065781 | GE | THM | RT | Y | DS001 | LCR004 | 173 CEDAR HILL RD | STAGECOACH HILLS | DISTRIBUTION SYSTEM |  | 1
VA2065781 | GE | INO | RT | Y | EP001 | EP001 | EP WELL | STAGECOACH HILLS | EP WELL |  | 1
VA2065781 | GE | MET | RT | Y | EP001 | EP001 | EP WELL | STAGECOACH HILLS | EP WELL |  | 1
VA2065781 | GE | VOC | RT | Y | EP001 | EP001 | EP WELL | STAGECOACH HILLS | EP WELL |  | 1
VA2065783 | GE | NIT | RT | Y | EP001 | EP001 | EP COMBINED WELLS | TENASKA | EP COMBINED WELLS |  | 1
VA2079125 | GE | VOC | RT | Y | EP001 | EP001 | EP COMBINED WELLS | BLUE RIDGE SCHOOL | EP COMBINED WELLS 1,2,3,5,6 |  | 1
VA2079585 | GE | NIT | RT | Y | EP001 | EP001 | FINISHED WATER TAP | MAYBELLE`S MARKET | ENTRY POINT |  | 1
VA2079590 | GE | HAA | RT | Y | DS001 | DBP01 | 901 MORNING GLORY T | MOUNTAIN LAKES WATER COMPANY | DISTRIBUTION SYSTEM |  | 1
VA2079590 | GE | THM | RT | Y | DS001 | DBP01 | 901 MORNING GLORY T | MOUNTAIN LAKES WATER COMPANY | DISTRIBUTION SYSTEM |  | 1
VA2079590 | GE | HAA | RT | Y | DS001 | DBP02 | 1655 SWIFT RUN RD | MOUNTAIN LAKES WATER COMPANY | DISTRIBUTION SYSTEM |  | 1
VA2079590 | GE | THM | RT | Y | DS001 | DBP02 | 1655 SWIFT RUN RD | MOUNTAIN LAKES WATER COMPANY | DISTRIBUTION SYSTEM |  | 1
VA2079590 | PB | LC | RT | Y | DS001 | DS004 | 725 WESTWOOD RD | MOUNTAIN LAKES WATER COMPANY | DISTRIBUTION SYSTEM | FSD | 1
VA2079590 | PB | LC | RT | Y | DS001 | LCR01 | 2075 SWIFT RUN RD | MOUNTAIN LAKES WATER COMPANY | DISTRIBUTION SYSTEM | FSD | 1
VA2079590 | PB | LC | RT | Y | DS001 | LCR02 | 279 PINE BLUFF RD | MOUNTAIN LAKES WATER COMPANY | DISTRIBUTION SYSTEM | FSD | 1
VA2079590 | PB | LC | RT | Y | DS001 | LCR04 | 147 HORSESHOE RD | MOUNTAIN LAKES WATER COMPANY | DISTRIBUTION SYSTEM | FSD | 1
VA2079590 | PB | LC | RT | Y | DS001 | LCR05 | 675 WESTWOOD RD | MOUNTAIN LAKES WATER COMPANY | DISTRIBUTION SYSTEM | FSD | 1
VA2079590 | PB | LC | RT | Y | DS001 | LCR06 | 81 OLD FARM RD | MOUNTAIN LAKES WATER COMPANY | DISTRIBUTION SYSTEM | FSD | 1
VA2079590 | PB | LC | RT | Y | DS001 | LCR07 | 276 SUNSET DR | MOUNTAIN LAKES WATER COMPANY | DISTRIBUTION SYSTEM | FSD | 1
VA2079590 | PB | LC | RT | Y | DS001 | LCR08 | 498 WESTWOOD RD | MOUNTAIN LAKES WATER COMPANY | DISTRIBUTION SYSTEM | FSD | 1
VA2079590 | PB | LC | RT | Y | DS001 | LCR10 | 339 OLD FARM RD | MOUNTAIN LAKES WATER COMPANY | DISTRIBUTION SYSTEM | FSD | 1
VA2079590 | PB | LC | RT | Y | DS001 | LCR11 | 52 CARNATION RD | MOUNTAIN LAKES WATER COMPANY | DISTRIBUTION SYSTEM | FSD | 1
VA2079625 | GE | HAA | RT | Y | DS001 | DBP01 | W. MONROE HIGH SCHOOL | RAPIDAN SERVICE AUTHORITY | DISTRIBUTION SYSTEM |  | 1
VA2079625 | GE | THM | RT | Y | DS001 | DBP01 | W. MONROE HIGH SCHOOL | RAPIDAN SERVICE AUTHORITY | DISTRIBUTION SYSTEM |  | 1
VA2079625 | GE | HAA | RT | Y | DS001 | DBP02 | FOUR SEASONS / MISTLAND TRAIL | RAPIDAN SERVICE AUTHORITY | DISTRIBUTION SYSTEM |  | 1
VA2079625 | GE | THM | RT | Y | DS001 | DBP02 | FOUR SEASONS / MISTLAND TRAIL | RAPIDAN SERVICE AUTHORITY | DISTRIBUTION SYSTEM |  | 1
VA2079625 | PB | LC | RT | Y | DS001 | LCR02 | 166 DAIRY ROAD | RAPIDAN SERVICE AUTHORITY | DISTRIBUTION SYSTEM | FSD | 1
VA2079625 | PB | LC | RT | Y | DS001 | LCR03 | 85 GREENE LEA DRIVE | RAPIDAN SERVICE AUTHORITY | DISTRIBUTION SYSTEM | FSD | 1
VA2079625 | PB | LC | RT | Y | DS001 | LCR04 | 9 ASHLEY LANE | RAPIDAN SERVICE AUTHORITY | DISTRIBUTION SYSTEM | FSD | 1
VA2079625 | PB | LC | RT | Y | DS001 | LCR07 | 522 WESTWOOD DRIVE | RAPIDAN SERVICE AUTHORITY | DISTRIBUTION SYSTEM | FSD | 1
VA2079625 | PB | LC | RT | Y | DS001 | LCR08 | 47 MEADOW LANE | RAPIDAN SERVICE AUTHORITY | DISTRIBUTION SYSTEM | FSD | 1
VA2079625 | PB | LC | RT | Y | DS001 | LCR09 | 5935 SPRING HILL ROAD | RAPIDAN SERVICE AUTHORITY | DISTRIBUTION SYSTEM | FSD | 1
VA2079625 | PB | LC | RT | Y | DS001 | LCR10 | 11235 SPOTSWOOD TRAIL | RAPIDAN SERVICE AUTHORITY | DISTRIBUTION SYSTEM | FSD | 1
VA2079625 | PB | LC | RT | Y | DS001 | LCR11 | 508 WESTWOOD DRIVE | RAPIDAN SERVICE AUTHORITY | DISTRIBUTION SYSTEM | FSD | 1
VA2079625 | PB | LC | RT | Y | DS001 | LCR13 | 73 ASHLEY LANE | RAPIDAN SERVICE AUTHORITY | DISTRIBUTION SYSTEM | FSD | 1
VA2079625 | PB | LC | RT | Y | DS001 | LCR15 | 358 MOHICAN TRAIL | RAPIDAN SERVICE AUTHORITY | DISTRIBUTION SYSTEM | FSD | 1
VA2079625 | PB | LC | RT | Y | DS001 | LCR20 | 9064 SPOTSWOOD TRAIL | RAPIDAN SERVICE AUTHORITY | DISTRIBUTION SYSTEM | FSD | 1
VA2079625 | PB | LC | RT | Y | DS001 | LCR21 | 40 IROQUOIS TRAIL | RAPIDAN SERVICE AUTHORITY | DISTRIBUTION SYSTEM | FSD | 1
VA2079625 | PB | LC | RT | Y | DS001 | LCR22 | 57 MOHICAN TRAIL | RAPIDAN SERVICE AUTHORITY | DISTRIBUTION SYSTEM | FSD | 1
VA2079625 | PB | LC | RT | Y | DS001 | LCR24 | 94 RESERVOIR DRIVE | RAPIDAN SERVICE AUTHORITY | DISTRIBUTION SYSTEM | FSD | 1
VA2079625 | PB | LC | RT | Y | DS001 | LCR25 | 165 RESERVOIR DRIVE | RAPIDAN SERVICE AUTHORITY | DISTRIBUTION SYSTEM | FSD | 1
VA2091100 | PB | LC | RT | Y | DS001 | LCR04 | MCDOWELL GAS +CO | MCDOWELL | MCDOWELL | FSD | 1
VA2091100 | PB | LC | RT | Y | DS001 | LCR05 | B.VANDEVANDER #01 | MCDOWELL | MCDOWELL | FSD | 1
VA2171575 | GE | VOC | RT | Y | EP001 | EP001 | NO3 REMOVAL FINISHED WATER | MOUNT JACKSON, TOWN OF | ENTRY POINT - NITRATE REMOVAL FACILITY |  | 1
VA2125005 | PB | LC | RT | Y | DS001 | LCR01 | LADIES BATHROOM | ADVANCING NATIVE MISSIONS | DISTRIBUTION SYSTEM | FSD | 1
VA2125005 | PB | LC | RT | Y | DS001 | LCR02 | MENS BATHROOM | ADVANCING NATIVE MISSIONS | DISTRIBUTION SYSTEM | FSD | 1
VA2125005 | PB | LC | RT | Y | DS001 | LCR03 | KITCHEN SINK | ADVANCING NATIVE MISSIONS | DISTRIBUTION SYSTEM | FSD | 1
VA2125005 | GE | VOC | RT | Y | EP001 | EP001 | ENTRY POINT TAP | ADVANCING NATIVE MISSIONS | ENTRY POINT TAP |  | 1
VA2125016 | PB | LC | RT | Y | DS001 | LCR01 | SERVER STATION HAND SINK | BLUE MOUNTAIN BREWERY | DISTRIBUTION SYSTEM | FSD | 1
VA2125016 | PB | LC | RT | Y | DS001 | LCR02 | NEW SIDE BAR HAND SINK | BLUE MOUNTAIN BREWERY | DISTRIBUTION SYSTEM | FSD | 1
VA2125016 | PB | LC | RT | Y | DS001 | LCR03 | KITCHEN HANDSINK BESIDE 3 COMPR | BLUE MOUNTAIN BREWERY | DISTRIBUTION SYSTEM | FSD | 1
VA2125016 | PB | LC | RT | Y | DS001 | LCR04 | WOMENS RESTROOM SINK | BLUE MOUNTAIN BREWERY | DISTRIBUTION SYSTEM | FSD | 1
VA2125016 | PB | LC | RT | Y | DS001 | LCR05 | MENS RESTROOM SINK | BLUE MOUNTAIN BREWERY | DISTRIBUTION SYSTEM | FSD | 1
VA2125047 | GE | HAA | RT | Y | DS001 | DBP01 | KITCHEN | CHURCH OF THE BLUE RIDGE SCHOOL | DISTRIBUTION SYSTEM |  | 1
VA2125047 | GE | THM | RT | Y | DS001 | DBP01 | KITCHEN | CHURCH OF THE BLUE RIDGE SCHOOL | DISTRIBUTION SYSTEM |  | 1
VA2125060 | GE | NIT | RT | Y | EP001 | EP001 | FINISHED WATER TAP | DEVILS BACKBONE CAMPGROUND | ENTRY POINT |  | 1
VA2125065 | GE | HAA | RT | Y | DS001 | DS001 | MRT - GLADSTONE STP | NCSA - GLADSTONE | DISTRIBUTION SYSTEM |  | 1
VA2125065 | GE | THM | RT | Y | DS001 | DS001 | MRT - GLADSTONE STP | NCSA - GLADSTONE | DISTRIBUTION SYSTEM |  | 1
VA2125325 | GE | HAA | RT | Y | DS001 | DBP02 | HIGH SCHOOL | NCSA - LOVINGSTON | DISTRIBUTION SYSTEM |  | 1
VA2125325 | GE | THM | RT | Y | DS001 | DBP02 | HIGH SCHOOL | NCSA - LOVINGSTON | DISTRIBUTION SYSTEM |  | 1
VA2125325 | GE | HAA | RT | Y | DS001 | DBP03 | NCSA OFFICE | NCSA - LOVINGSTON | DISTRIBUTION SYSTEM |  | 1
VA2125325 | GE | THM | RT | Y | DS001 | DBP03 | NCSA OFFICE | NCSA - LOVINGSTON | DISTRIBUTION SYSTEM |  | 1
VA2125325 | GE | FL2 | ST | N | EP001 | EP001 | WTP FINISHED WATER | NCSA - LOVINGSTON | EP BLACK CREEK WTP |  | 3
VA2125325 | GE | FL2 | ST | N | EPBO1 | EPBO1 | EP BOWLING WELL #1 | NCSA - LOVINGSTON | EP BOWLING WELL #1 |  | 3
VA2125325 | GE | INO | RT | Y | EPRB2 | EPRB2 | EP RAINBOW WELL #2 | NCSA - LOVINGSTON | EP RAINBOW WELL #2 |  | 1
VA2125325 | GE | MET | RT | Y | EPRB2 | EPRB2 | EP RAINBOW WELL #2 | NCSA - LOVINGSTON | EP RAINBOW WELL #2 |  | 1
VA2125325 | GE | TOA | RT | Y | RW001 | RW001 | RAW WATER | NCSA - LOVINGSTON | RAW WATER - BLACK CREEK WTP |  | 3
VA2125325 | GE | TOC | RT | Y | TP001 | UP002 | POST GAC | NCSA - LOVINGSTON | BLACK CREEK WTP |  | 3
VA2125382 | GE | HAA | RT | Y | DS001 | DBP02 | 5336 LOWESVILLE RD. | NELSON COUNTY - PINEY RIVER | DISTRIBUTION SYSTEM |  | 1
VA2125382 | GE | THM | RT | Y | DS001 | DBP02 | 5336 LOWESVILLE RD. | NELSON COUNTY - PINEY RIVER | DISTRIBUTION SYSTEM |  | 1
VA2125397 | PB | LC | RT | Y | DS001 | DS001 | KITCHEN SINK | NORTH BRANCH SCHOOL | DISTRIBUTION SYSTEM | FSD | 1
VA2125397 | PB | LC | RT | Y | DS001 | DS002 | SARAH'S ROOM | NORTH BRANCH SCHOOL | DISTRIBUTION SYSTEM | FSD | 1
VA2125397 | PB | LC | RT | Y | DS001 | DS003 | KRISTA'S ROOM | NORTH BRANCH SCHOOL | DISTRIBUTION SYSTEM | FSD | 1
VA2125397 | PB | LC | RT | Y | DS001 | DS004 | SCIENCE ROOM | NORTH BRANCH SCHOOL | DISTRIBUTION SYSTEM | FSD | 1
VA2125397 | PB | LC | RT | Y | DS001 | DS005 | NURSERY | NORTH BRANCH SCHOOL | DISTRIBUTION SYSTEM | FSD | 1
VA2125500 | GE | CYN | RT | Y | EP001 | EP001 | EP COMBINED WELLS | ROCKFISH RIVER ELEMENTARY SCHOOL | EP COMBINED WELLS 1 & 3 |  | 1
VA2125500 | GE | VOC | RT | Y | EP001 | EP001 | EP COMBINED WELLS | ROCKFISH RIVER ELEMENTARY SCHOOL | EP COMBINED WELLS 1 & 3 |  | 1
VA2125650 | GE | HAA | RT | Y | DS001 | DBP01 | 145 TILMAN LANE-MRT | NCSA - SCHUYLER | DISTRIBUTION SYSTEM |  | 1
VA2125650 | GE | THM | RT | Y | DS001 | DBP01 | 145 TILMAN LANE-MRT | NCSA - SCHUYLER | DISTRIBUTION SYSTEM |  | 1
VA2125650 | GE | HAA | RT | Y | DS001 | DBP05 | 7849 ROCKFISH RIVER | NCSA - SCHUYLER | DISTRIBUTION SYSTEM |  | 1
VA2125650 | GE | THM | RT | Y | DS001 | DBP05 | 7849 ROCKFISH RIVER | NCSA - SCHUYLER | DISTRIBUTION SYSTEM |  | 1
VA2125650 | GE | FL2 | ST | N | TP001 | LB001 | LAB TAP | NCSA - SCHUYLER | WATER TREATMENT PLANT |  | 3
VA2125910 | GE | HAA | RT | Y | DS001 | DBP02 | PEDLARS POINT | NCSA - WINTERGREEN | DISTRIBUTION SYSTEM |  | 1
VA2125910 | GE | THM | RT | Y | DS001 | DBP02 | PEDLARS POINT | NCSA - WINTERGREEN | DISTRIBUTION SYSTEM |  | 1
VA2125910 | GE | HAA | RT | Y | DS001 | DBP03 | LADY SLIPPER LN | NCSA - WINTERGREEN | DISTRIBUTION SYSTEM |  | 1
VA2125910 | GE | THM | RT | Y | DS001 | DBP03 | LADY SLIPPER LN | NCSA - WINTERGREEN | DISTRIBUTION SYSTEM |  | 1
VA2125910 | GE | TOA | RT | Y | RW001 | RW001 | RAW WATER | NCSA - WINTERGREEN | RAW WATER - WINTERGREEN WTP |  | 1
VA2125910 | GE | FL2 | ST | N | TP002 | LB001 | LAB TAP | NCSA - WINTERGREEN | CONVENTIONAL WTP |  | 3
VA2125910 | GE | TOC | RT | Y | TP002 | UP001 | COMBINED FILTER EFF | NCSA - WINTERGREEN | CONVENTIONAL WTP |  | 1
VA2125950 | GE | HAA | RT | Y | DS001 | DBP02 | 62 BITTERSWEET CLOSE | STONEY CREEK VILLAGE | DISTRIBUTION SYSTEM |  | 1
VA2125950 | GE | THM | RT | Y | DS001 | DBP02 | 62 BITTERSWEET CLOSE | STONEY CREEK VILLAGE | DISTRIBUTION SYSTEM |  | 1
VA2540500 | PB | LC | RT | Y | DS001 | LCR038 | 221 DICE ST | CHARLOTTESVILLE, CITY OF | DISTRIBUTION SYSTEM | FSD | 1
VA2540500 | PB | LC | RT | Y | DS001 | LCR039 | 223 DICE ST | CHARLOTTESVILLE, CITY OF | DISTRIBUTION SYSTEM | FSD | 1
VA2540500 | PB | LC | RT | Y | DS001 | LCR040 | 225 DICE ST | CHARLOTTESVILLE, CITY OF | DISTRIBUTION SYSTEM | FSD | 1
VA2540500 | PB | LC | RT | Y | DS001 | LCR041 | 404 OAKMONT ST | CHARLOTTESVILLE, CITY OF | DISTRIBUTION SYSTEM | FSD | 1
VA2560100 | GE | HAA | RT | Y | DS001 | DBP01 | 1507 CEDAR STREET | CLIFTON FORGE, TOWN OF | TOWN OF CLIFTON FORGE |  | 1
VA2560100 | GE | THM | RT | Y | DS001 | DBP01 | 1507 CEDAR STREET | CLIFTON FORGE, TOWN OF | TOWN OF CLIFTON FORGE |  | 1
VA2560100 | GE | HAA | RT | Y | DS001 | DBP02 | 445 VERGE STREET | CLIFTON FORGE, TOWN OF | TOWN OF CLIFTON FORGE |  | 1
VA2560100 | GE | THM | RT | Y | DS001 | DBP02 | 445 VERGE STREET | CLIFTON FORGE, TOWN OF | TOWN OF CLIFTON FORGE |  | 1
VA2139001 | PB | LC | RT | Y | DS950 | DS001 | BM 7266 APT EAST | SNP-BIG MEADOWS | BIG MEADOWS | FSD | 1
VA2139001 | PB | LC | RT | Y | DS950 | DS002 | BM 2302 VISITOR CTR | SNP-BIG MEADOWS | BIG MEADOWS | FSD | 1
VA2139001 | PB | LC | RT | Y | DS950 | DS003 | BM 0269 HOUSE FAUCET | SNP-BIG MEADOWS | BIG MEADOWS | FSD | 1
VA2139001 | PB | LC | RT | Y | DS950 | DS004 | WAYSIDE FAUCET 0-113 | SNP-BIG MEADOWS | BIG MEADOWS | FSD | 1
VA2139001 | PB | LC | RT | Y | DS950 | DS005 | LODGE FAUCET O-114 | SNP-BIG MEADOWS | BIG MEADOWS | FSD | 1
VA2139001 | GE | HAA | RT | Y | DS950 | DS006 | MAINTENANCE OFFICE | SNP-BIG MEADOWS | BIG MEADOWS |  | 1
VA2139001 | GE | THM | RT | Y | DS950 | DS006 | MAINTENANCE OFFICE | SNP-BIG MEADOWS | BIG MEADOWS |  | 1
VA2139017 | PB | LC | RT | Y | DS950 | LCR01 | JILES | SHENANDOAH UTILITY SERVICES | SHENANDOAH UTILITY SERVICES | FSD | 1
VA2139017 | PB | LC | RT | Y | DS950 | LCR02 | WILLISON | SHENANDOAH UTILITY SERVICES | SHENANDOAH UTILITY SERVICES | FSD | 1
VA2139017 | PB | LC | RT | Y | DS950 | LCR04 | GOOD | SHENANDOAH UTILITY SERVICES | SHENANDOAH UTILITY SERVICES | FSD | 1
VA2139017 | PB | LC | RT | Y | DS950 | LCR05 | PRICE | SHENANDOAH UTILITY SERVICES | SHENANDOAH UTILITY SERVICES | FSD | 1
VA2139017 | PB | LC | RT | Y | DS950 | LCR06 | CYRUS | SHENANDOAH UTILITY SERVICES | SHENANDOAH UTILITY SERVICES | FSD | 1
VA2139017 | GE | NIT | RT | Y | SS004 | EP001 | TAP AFTER CL2-WELL 1 | SHENANDOAH UTILITY SERVICES | EP - WELL 1 TMT PLT |  | 1
VA2139025 | GE | NIT | RT | Y | EP001 | EP001 | ENTRY POINT TAP | CAVERNS COUNTRY CLUB | ENTRY POINT |  | 1
VA2139165 | GE | NIT | RT | Y | EP001 | EP001 | TREATED WATER TAP | HILLSIDE MOTEL | EP WELL |  | 1
VA2139200 | GE | HAA | RT | Y | DS950 | DS013 | ZONE 5 - GIRLS RESTROOM BACK HALL | GROVE HILL ELEMENTARY SCHOOL | GROVE HILL ELEMENTARY SCHOOL |  | 1
VA2139200 | GE | THM | RT | Y | DS950 | DS013 | ZONE 5 - GIRLS RESTROOM BACK HALL | GROVE HILL ELEMENTARY SCHOOL | GROVE HILL ELEMENTARY SCHOOL |  | 1
VA2139330 | PB | LC | RT | Y | DS950 | DS003 | 18 OAKCREST DRIVE | LURAY, TOWN OF | LURAY, TOWN OF | FSD | 1
VA2139330 | PB | LC | RT | Y | DS950 | DS004 | 8 CEDAR DRIVE | LURAY, TOWN OF | LURAY, TOWN OF | FSD | 1
VA2139330 | PB | LC | RT | Y | DS950 | DS011 | 1 MECHANIC ST. | LURAY, TOWN OF | LURAY, TOWN OF | FSD | 1
VA2139330 | PB | LC | RT | Y | DS950 | DS012 | 6 LILLARD DR | LURAY, TOWN OF | LURAY, TOWN OF | FSD | 1
VA2139330 | GE | HAA | RT | Y | DS950 | DS023 | 14 LEE CIRCLE - MRT | LURAY, TOWN OF | LURAY, TOWN OF |  | 1
VA2139330 | GE | THM | RT | Y | DS950 | DS023 | 14 LEE CIRCLE - MRT | LURAY, TOWN OF | LURAY, TOWN OF |  | 1
VA2139330 | GE | HAA | RT | Y | DS950 | DS024 | 14 FOREST HILL - MRT | LURAY, TOWN OF | LURAY, TOWN OF |  | 1
VA2139330 | GE | THM | RT | Y | DS950 | DS024 | 14 FOREST HILL - MRT | LURAY, TOWN OF | LURAY, TOWN OF |  | 1
VA2139330 | PB | LC | RT | Y | DS950 | DS026 | 1250 EAST MAIN ST | LURAY, TOWN OF | LURAY, TOWN OF | FSD | 1
VA2139330 | PB | LC | RT | Y | DS950 | DS027 | 205 LURAY AVE | LURAY, TOWN OF | LURAY, TOWN OF | FSD | 1
VA2139330 | PB | LC | RT | Y | DS950 | DS028 | 12 CANAAN ST | LURAY, TOWN OF | LURAY, TOWN OF | FSD | 1
VA2139330 | PB | LC | RT | Y | DS950 | DS029 | 12 GREENFIELD RD | LURAY, TOWN OF | LURAY, TOWN OF | FSD | 1
VA2139330 | PB | LC | RT | Y | DS950 | DS030 | 23 GROVE RD | LURAY, TOWN OF | LURAY, TOWN OF | FSD | 1
VA2139330 | PB | LC | RT | Y | DS950 | DS031 | 14 CHARLES ST | LURAY, TOWN OF | LURAY, TOWN OF | FSD | 1
VA2139330 | PB | LC | RT | Y | DS950 | DS032 | 101 FAIRVIEW RD | LURAY, TOWN OF | LURAY, TOWN OF | FSD | 1
VA2139330 | PB | LC | RT | Y | DS950 | DS033 | 947 CAVE HILL RD | LURAY, TOWN OF | LURAY, TOWN OF | FSD | 1
VA2139330 | PB | LC | RT | Y | DS950 | DS034 | 55 RESERVOIR RD | LURAY, TOWN OF | LURAY, TOWN OF | FSD | 1
VA2139330 | PB | LC | RT | Y | DS950 | DS035 | 11 NELSON ST | LURAY, TOWN OF | LURAY, TOWN OF | FSD | 1
VA2139330 | PB | LC | RT | Y | DS950 | DS036 | 225 7TH AVE | LURAY, TOWN OF | LURAY, TOWN OF | FSD | 1
VA2139330 | PB | LC | RT | Y | DS950 | DS037 | 20 W. OLD BARN RD | LURAY, TOWN OF | LURAY, TOWN OF | FSD | 1
VA2139330 | PB | LC | RT | Y | DS950 | DS038 | 38 ANTIOCH RD | LURAY, TOWN OF | LURAY, TOWN OF | FSD | 1
VA2139330 | PB | LC | RT | Y | DS950 | DS039 | 6 SPRINGVIEW BLVD | LURAY, TOWN OF | LURAY, TOWN OF | FSD | 1
VA2139330 | PB | LC | RT | Y | DS950 | DS040 | 110 STONEY BROOK | LURAY, TOWN OF | LURAY, TOWN OF | FSD | 1
VA2139330 | PB | LC | RT | Y | DS950 | DS041 | 136 DAVIS CT | LURAY, TOWN OF | LURAY, TOWN OF | FSD | 1
VA2139330 | GE | FL2 | ST | N | SS018 | EP029 | LAB - CW FINISHED TAP | LURAY, TOWN OF | EP - STONEY BROOK LANE WTP |  | 3
VA2139330 | GE | INO | RT | Y | SS018 | EP029 | LAB - CW FINISHED TAP | LURAY, TOWN OF | EP - STONEY BROOK LANE WTP |  | 1
VA2139330 | GE | MET | RT | Y | SS018 | EP029 | LAB - CW FINISHED TAP | LURAY, TOWN OF | EP - STONEY BROOK LANE WTP |  | 1
VA2139330 | GE | FUM | RT | Y | SS018 | EP029 | LAB - CW FINISHED TAP | LURAY, TOWN OF | EP - STONEY BROOK LANE WTP |  | 1
VA2139330 | GE | SVO | RT | Y | SS018 | EP029 | LAB - CW FINISHED TAP | LURAY, TOWN OF | EP - STONEY BROOK LANE WTP |  | 1
VA2139330 | GE | CAH | RT | Y | SS018 | EP029 | LAB - CW FINISHED TAP | LURAY, TOWN OF | EP - STONEY BROOK LANE WTP |  | 1
VA2139330 | GE | CAR | RT | Y | SS018 | EP029 | LAB - CW FINISHED TAP | LURAY, TOWN OF | EP - STONEY BROOK LANE WTP |  | 1
VA2139385 | GE | HAA | RT | Y | DS950 | DS008 | OFFICE - MRT | LURAY HOMES | LURAY MOBILE HOMES |  | 1
VA2139385 | GE | THM | RT | Y | DS950 | DS008 | OFFICE - MRT | LURAY HOMES | LURAY MOBILE HOMES |  | 1
VA2139440 | GE | HAA | RT | Y | DS950 | DS002 | 578 OLD FARMS RD | OLD FARMS SUBDIVISION | OLD FARMS SUBDIVISION |  | 1
VA2139440 | GE | THM | RT | Y | DS950 | DS002 | 578 OLD FARMS RD | OLD FARMS SUBDIVISION | OLD FARMS SUBDIVISION |  | 1
VA2139440 | GE | NIT | RT | Y | SS004 | EP001 | TAP AFTER CCT | OLD FARMS SUBDIVISION | EP - WELL 1/2 TMT PLT |  | 1
VA2139475 | PB | LC | RT | Y | DS950 | LCR04 | TEACHERS LOUNG G | PAGE COUNTY MIDDLE/ HIGH SCHOOL COMPLEX | PAGE COUNTY HIGH SCHOOL | FSD | 1
VA2139475 | PB | LC | RT | Y | DS950 | LCR05 | FOUNTAIN #1 | PAGE COUNTY MIDDLE/ HIGH SCHOOL COMPLEX | PAGE COUNTY HIGH SCHOOL | FSD | 1
VA2139475 | PB | LC | RT | Y | DS950 | LCR06 | FOUNTAIN #2 | PAGE COUNTY MIDDLE/ HIGH SCHOOL COMPLEX | PAGE COUNTY HIGH SCHOOL | FSD | 1
VA2139475 | PB | LC | RT | Y | DS950 | LCR07 | FOUNTAIN #3 | PAGE COUNTY MIDDLE/ HIGH SCHOOL COMPLEX | PAGE COUNTY HIGH SCHOOL | FSD | 1
VA2139475 | PB | LC | RT | Y | DS950 | LCR08 | FOUNTAIN #4 | PAGE COUNTY MIDDLE/ HIGH SCHOOL COMPLEX | PAGE COUNTY HIGH SCHOOL | FSD | 1
VA2139475 | PB | LC | RT | Y | DS950 | LCR09 | FOUNTAIN #5 | PAGE COUNTY MIDDLE/ HIGH SCHOOL COMPLEX | PAGE COUNTY HIGH SCHOOL | FSD | 1
VA2139665 | GE | NIT | RT | Y | SS007 | EP001 | FIRST TAP AFTER CL2 | SNP-NATIONAL PARK HEADQUARTERS | ENTRY POINT - WELL 1/2 TMT PLT |  | 1
VA2139668 | PB | LC | RT | Y | DS950 | DS001 | SK2067 HOUSE FAUCET | SNP-SKYLAND | SKYLAND DISTRIBUTION | FSD | 1
VA2139668 | PB | LC | RT | Y | DS950 | DS002 | RESTAURANT FAU 0-29 | SNP-SKYLAND | SKYLAND DISTRIBUTION | FSD | 1
VA2139668 | PB | LC | RT | Y | DS950 | DS003 | DORM E FAUCET 0L-355 | SNP-SKYLAND | SKYLAND DISTRIBUTION | FSD | 1
VA2139668 | PB | LC | RT | Y | DS950 | DS004 | SK0265 HOUSE FAUCET | SNP-SKYLAND | SKYLAND DISTRIBUTION | FSD | 1
VA2139668 | PB | LC | RT | Y | DS950 | DS005 | SK0266 HOUSE FAUCET | SNP-SKYLAND | SKYLAND DISTRIBUTION | FSD | 1
VA2139668 | GE | HAA | RT | Y | DS950 | DS006 | RESTAURANT FAUCET | SNP-SKYLAND | SKYLAND DISTRIBUTION |  | 1
VA2139668 | GE | THM | RT | Y | DS950 | DS006 | RESTAURANT FAUCET | SNP-SKYLAND | SKYLAND DISTRIBUTION |  | 1
VA2139825 | GE | HAA | RT | Y | DS950 | DS004 | 9965 HWY 340 | SHENANDOAH, TOWN OF | SHENANDOAH, TOWN OF |  | 1
VA2139825 | GE | THM | RT | Y | DS950 | DS004 | 9965 HWY 340 | SHENANDOAH, TOWN OF | SHENANDOAH, TOWN OF |  | 1
VA2139825 | GE | INO | RT | Y | SS007 | EP001 | TAP WELL 2 DISCHARGE | SHENANDOAH, TOWN OF | ENTRY POINT - WELL 2 |  | 1
VA2139825 | GE | MET | RT | Y | SS007 | EP001 | TAP WELL 2 DISCHARGE | SHENANDOAH, TOWN OF | ENTRY POINT - WELL 2 |  | 1
VA2139825 | GE | NIT | RT | Y | SS007 | EP001 | TAP WELL 2 DISCHARGE | SHENANDOAH, TOWN OF | ENTRY POINT - WELL 2 |  | 1
VA2139825 | GE | VOC | RT | Y | SS007 | EP001 | TAP WELL 2 DISCHARGE | SHENANDOAH, TOWN OF | ENTRY POINT - WELL 2 |  | 1
VA2139825 | GE | INO | RT | Y | SS008 | EP002 | TAP WELL 3 DISCHARGE | SHENANDOAH, TOWN OF | ENTRY POINT - WELL 3 |  | 1
VA2139825 | GE | MET | RT | Y | SS008 | EP002 | TAP WELL 3 DISCHARGE | SHENANDOAH, TOWN OF | ENTRY POINT - WELL 3 |  | 1
VA2139825 | GE | NIT | RT | Y | SS008 | EP002 | TAP WELL 3 DISCHARGE | SHENANDOAH, TOWN OF | ENTRY POINT - WELL 3 |  | 1
VA2139825 | GE | VOC | RT | Y | SS008 | EP002 | TAP WELL 3 DISCHARGE | SHENANDOAH, TOWN OF | ENTRY POINT - WELL 3 |  | 1
VA2139825 | GE | INO | RT | Y | SS009 | EP003 | WELL 5 TAP AFTER CCT | SHENANDOAH, TOWN OF | ENTRY POINT - WELL 5 TMT PLT |  | 1
VA2139825 | GE | MET | RT | Y | SS009 | EP003 | WELL 5 TAP AFTER CCT | SHENANDOAH, TOWN OF | ENTRY POINT - WELL 5 TMT PLT |  | 1
VA2139825 | GE | NIT | RT | Y | SS009 | EP003 | WELL 5 TAP AFTER CCT | SHENANDOAH, TOWN OF | ENTRY POINT - WELL 5 TMT PLT |  | 1
VA2139825 | GE | VOC | RT | Y | SS009 | EP003 | WELL 5 TAP AFTER CCT | SHENANDOAH, TOWN OF | ENTRY POINT - WELL 5 TMT PLT |  | 1
VA2139835 | GE | NIT | RT | Y | EP001 | EP001 | TREATED WATER TAP | SHENANDOAH MOOSE LODGE | EP WELL |  | 1
VA2139900 | GE | HAA | RT | Y | DS950 | DS002 | GYM | SPRINGFIELD ELEMENTARY SCHOOL | SPRINGFIELD ELEMENTARY SCHOOL |  | 1
VA2139900 | GE | THM | RT | Y | DS950 | DS002 | GYM | SPRINGFIELD ELEMENTARY SCHOOL | SPRINGFIELD ELEMENTARY SCHOOL |  | 1
VA2139900 | PB | LC | RT | Y | DS950 | LCR01 | ZONE 1- KITCHEN SINK WESTSIDE | SPRINGFIELD ELEMENTARY SCHOOL | SPRINGFIELD ELEMENTARY SCHOOL | FSD | 1
VA2139900 | PB | LC | RT | Y | DS950 | LCR02 | ZONE 2- FOUNTAIN GYM | SPRINGFIELD ELEMENTARY SCHOOL | SPRINGFIELD ELEMENTARY SCHOOL | FSD | 1
VA2139900 | PB | LC | RT | Y | DS950 | LCR03 | ZONE 3- FOUNTAIN GYM BOYS RESTROOM | SPRINGFIELD ELEMENTARY SCHOOL | SPRINGFIELD ELEMENTARY SCHOOL | FSD | 1
VA2139900 | PB | LC | RT | Y | DS950 | LCR04 | ZONE 4- FOUNTAIN UPSTAIRS HALLWAY | SPRINGFIELD ELEMENTARY SCHOOL | SPRINGFIELD ELEMENTARY SCHOOL | FSD | 1
VA2139900 | PB | LC | RT | Y | DS950 | LCR05 | ZONE 5- BASEMENT TAP | SPRINGFIELD ELEMENTARY SCHOOL | SPRINGFIELD ELEMENTARY SCHOOL | FSD | 1
VA2139900 | PB | LC | RT | Y | DS950 | LCR06 | ZONE 6- FOUNTAIN MAIN HALLWAY NORTHSIDE | SPRINGFIELD ELEMENTARY SCHOOL | SPRINGFIELD ELEMENTARY SCHOOL | FSD | 1
VA2161150 | GE | MET | RT | Y | EP001 | EP001 | ENTRY POINT TAP | CATAWBA HOSPITAL | ENTRY POINT - TREATMENT PLANT |  | 1
VA2161150 | GE | NIT | RT | Y | EP001 | EP001 | ENTRY POINT TAP | CATAWBA HOSPITAL | ENTRY POINT - TREATMENT PLANT |  | 1
VA2161150 | GE | VOC | RT | Y | EP001 | EP001 | ENTRY POINT TAP | CATAWBA HOSPITAL | ENTRY POINT - TREATMENT PLANT |  | 1
VA2161150 | GE | TOA | RT | Y | RW001 | RW001 | RAW WATER | CATAWBA HOSPITAL | COMBINED RAW WATER - CATAWBA WTP |  | 3
VA2161150 | GE | TOC | RT | Y | TP001 | UP001 | COMBINED FILTER EFF | CATAWBA HOSPITAL | TREATMENT PLANT |  | 3
VA2161335 | GE | HAA | RT | Y | DS001 | DBP01 | ELEM. SCHOOL GYM | GLENVAR ELEMENTARY SCHOOL | GLENVAR ELEMENTARY SCHOOL |  | 1
VA2161335 | GE | THM | RT | Y | DS001 | DBP01 | ELEM. SCHOOL GYM | GLENVAR ELEMENTARY SCHOOL | GLENVAR ELEMENTARY SCHOOL |  | 1
VA2161335 | GE | INO | RT | Y | EP001 | EP001 | WELL ENTRY POINT | GLENVAR ELEMENTARY SCHOOL | ENTRY POINT - WELL |  | 1
VA2161335 | GE | MET | RT | Y | EP001 | EP001 | WELL ENTRY POINT | GLENVAR ELEMENTARY SCHOOL | ENTRY POINT - WELL |  | 1
VA2161335 | GE | NIT | RT | Y | EP001 | EP001 | WELL ENTRY POINT | GLENVAR ELEMENTARY SCHOOL | ENTRY POINT - WELL |  | 1
VA2161348 | GE | NIT | RT | Y | EP001 | EP001 | WELL ENTRY POINT | GREEN HILL PARK | EP - WELL |  | 1
VA2161512 | GE | HAA | RT | Y | DS001 | DBP01 | BREAK ROOM SINK | MASONS COVE ELEMENTARY SCHOOL | MASONS COVE ELEMENTARY SCHOOL |  | 1
VA2161512 | GE | THM | RT | Y | DS001 | DBP01 | BREAK ROOM SINK | MASONS COVE ELEMENTARY SCHOOL | MASONS COVE ELEMENTARY SCHOOL |  | 1
VA2161512 | PB | LC | RT | Y | DS001 | LCR01 | PAN SINK KITCHEN | MASONS COVE ELEMENTARY SCHOOL | MASONS COVE ELEMENTARY SCHOOL | FSD | 1
VA2161512 | PB | LC | RT | Y | DS001 | LCR02 | VEGGIE SINK KITCHEN | MASONS COVE ELEMENTARY SCHOOL | MASONS COVE ELEMENTARY SCHOOL | FSD | 1
VA2161512 | PB | LC | RT | Y | DS001 | LCR03 | NURSES OFFCE SINK | MASONS COVE ELEMENTARY SCHOOL | MASONS COVE ELEMENTARY SCHOOL | FSD | 1
VA2161512 | PB | LC | RT | Y | DS001 | LCR04 | BREAK ROOM SINK | MASONS COVE ELEMENTARY SCHOOL | MASONS COVE ELEMENTARY SCHOOL | FSD | 1
VA2161512 | PB | LC | RT | Y | DS001 | LCR05 | WATER FOUNTAIN GYM | MASONS COVE ELEMENTARY SCHOOL | MASONS COVE ELEMENTARY SCHOOL | FSD | 1
VA2161512 | GE | NIT | RT | Y | EP001 | EP001 | WELL ENTRY POINT | MASONS COVE ELEMENTARY SCHOOL | ENTRY POINT - WELL |  | 1
VA2161557 | GE | NIT | RT | Y | EP002 | EP002 | EP WELL TAP | MOOSE LODGE NO 284 | EP COMBINED WELLS 2 & 3 |  | 1
VA2161588 | GE | HAA | RT | Y | DS001 | DBP02 | HANDICAP ROOM | NORTHSIDE MIDDLE SCHOOL | NORTHSIDE MIDDLE SCHOOL |  | 1
VA2161588 | GE | THM | RT | Y | DS001 | DBP02 | HANDICAP ROOM | NORTHSIDE MIDDLE SCHOOL | NORTHSIDE MIDDLE SCHOOL |  | 1
VA2161588 | GE | HAA | RT | Y | DS001 | DBP03 | BOYS BATHROOM 2ND FLOOR | NORTHSIDE MIDDLE SCHOOL | NORTHSIDE MIDDLE SCHOOL |  | 1
VA2161588 | GE | THM | RT | Y | DS001 | DBP03 | BOYS BATHROOM 2ND FLOOR | NORTHSIDE MIDDLE SCHOOL | NORTHSIDE MIDDLE SCHOOL |  | 1
VA2161588 | PB | LC | RT | Y | DS001 | LCR01 | OFFICE | NORTHSIDE MIDDLE SCHOOL | NORTHSIDE MIDDLE SCHOOL | FSD | 1
VA2161588 | PB | LC | RT | Y | DS001 | LCR013 | ROOM A-13 SINK | NORTHSIDE MIDDLE SCHOOL | NORTHSIDE MIDDLE SCHOOL | FSD | 1
VA2161588 | PB | LC | RT | Y | DS001 | LCR014 | ROOM C-6 HOME AND FAMILY | NORTHSIDE MIDDLE SCHOOL | NORTHSIDE MIDDLE SCHOOL | FSD | 1
VA2161588 | PB | LC | RT | Y | DS001 | LCR015 | BOY'S OLD LOCKER ROOM C HALL | NORTHSIDE MIDDLE SCHOOL | NORTHSIDE MIDDLE SCHOOL | FSD | 1
VA2161588 | PB | LC | RT | Y | DS001 | LCR016 | WATER FOUNTAIN FACULTY RESTROOM C HALL | NORTHSIDE MIDDLE SCHOOL | NORTHSIDE MIDDLE SCHOOL | FSD | 1
VA2161588 | PB | LC | RT | Y | DS001 | LCR017 | ROOM C-11 | NORTHSIDE MIDDLE SCHOOL | NORTHSIDE MIDDLE SCHOOL | FSD | 1
VA2161588 | PB | LC | RT | Y | DS001 | LCR018 | ROOM C-14 | NORTHSIDE MIDDLE SCHOOL | NORTHSIDE MIDDLE SCHOOL | FSD | 1
VA2161588 | PB | LC | RT | Y | DS001 | LCR019 | ROOM C-15 | NORTHSIDE MIDDLE SCHOOL | NORTHSIDE MIDDLE SCHOOL | FSD | 1
VA2161588 | PB | LC | RT | Y | DS001 | LCR020 | ROOM C-18 | NORTHSIDE MIDDLE SCHOOL | NORTHSIDE MIDDLE SCHOOL | FSD | 1
VA2161588 | PB | LC | RT | Y | DS001 | LCR021 | LIBRARY 2ND FLOOR | NORTHSIDE MIDDLE SCHOOL | NORTHSIDE MIDDLE SCHOOL | FSD | 1
VA2161588 | PB | LC | RT | Y | DS001 | LCR022 | CAFETERIA WATER FOUNTAIN | NORTHSIDE MIDDLE SCHOOL | NORTHSIDE MIDDLE SCHOOL | FSD | 1
VA2161588 | PB | LC | RT | Y | DS001 | LCR023 | WATER FOUNTAIN A HALL | NORTHSIDE MIDDLE SCHOOL | NORTHSIDE MIDDLE SCHOOL | FSD | 1
VA2161588 | PB | LC | RT | Y | DS001 | LCR024 | WATER FOUNTAIN C HALL | NORTHSIDE MIDDLE SCHOOL | NORTHSIDE MIDDLE SCHOOL | FSD | 1
VA2161588 | PB | LC | RT | Y | DS001 | LCR025 | WATER FOUNTAIN G HALL | NORTHSIDE MIDDLE SCHOOL | NORTHSIDE MIDDLE SCHOOL | FSD | 1
VA2161588 | PB | LC | RT | Y | DS001 | LCR026 | WATER FOUNTAIN E HALL | NORTHSIDE MIDDLE SCHOOL | NORTHSIDE MIDDLE SCHOOL | FSD | 1
VA2161588 | PB | LC | RT | Y | DS001 | LCR027 | ROOM E-11 E HALL | NORTHSIDE MIDDLE SCHOOL | NORTHSIDE MIDDLE SCHOOL | FSD | 1
VA2161588 | PB | LC | RT | Y | DS001 | LCR028 | ROOM E-12 E HALL | NORTHSIDE MIDDLE SCHOOL | NORTHSIDE MIDDLE SCHOOL | FSD | 1
VA2161588 | PB | LC | RT | Y | DS001 | LCR05 | PAN SINK | NORTHSIDE MIDDLE SCHOOL | NORTHSIDE MIDDLE SCHOOL | FSD | 1
VA2161588 | PB | LC | RT | Y | DS001 | LCR10 | PAN SINK | NORTHSIDE MIDDLE SCHOOL | NORTHSIDE MIDDLE SCHOOL | FSD | 1
VA2161588 | PB | LC | RT | Y | DS001 | LCR11 | ROOM C8 | NORTHSIDE MIDDLE SCHOOL | NORTHSIDE MIDDLE SCHOOL | FSD | 1
VA2161588 | GE | INO | RT | Y | EP001 | EP001 | WELL ENTRY POINT | NORTHSIDE MIDDLE SCHOOL | ENTRY POINT - WELL |  | 1
VA2161588 | GE | MET | RT | Y | EP001 | EP001 | WELL ENTRY POINT | NORTHSIDE MIDDLE SCHOOL | ENTRY POINT - WELL |  | 1
VA2161588 | GE | NIT | RT | Y | EP001 | EP001 | WELL ENTRY POINT | NORTHSIDE MIDDLE SCHOOL | ENTRY POINT - WELL |  | 1
VA2161665 | GE | INO | RT | Y | EP001 | EP001 | WELL 1 EP | YELLOW MOUNTAIN VILLAGE | EP - WELL 1 - YELLOW MOUNTAIN VILLAGE |  | 1
VA2161665 | GE | MET | RT | Y | EP001 | EP001 | WELL 1 EP | YELLOW MOUNTAIN VILLAGE | EP - WELL 1 - YELLOW MOUNTAIN VILLAGE |  | 1
VA2161665 | GE | NIT | RT | Y | EP001 | EP001 | WELL 1 EP | YELLOW MOUNTAIN VILLAGE | EP - WELL 1 - YELLOW MOUNTAIN VILLAGE |  | 1
VA2161665 | GE | VOC | RT | Y | EP001 | EP001 | WELL 1 EP | YELLOW MOUNTAIN VILLAGE | EP - WELL 1 - YELLOW MOUNTAIN VILLAGE |  | 1
VA2161665 | GE | INO | RT | Y | EP002 | EP002 | WELL 2 EP | YELLOW MOUNTAIN VILLAGE | EP - WELL 2 - YELLOW MOUNTAIN VILLAGE |  | 1
VA2161665 | GE | MET | RT | Y | EP002 | EP002 | WELL 2 EP | YELLOW MOUNTAIN VILLAGE | EP - WELL 2 - YELLOW MOUNTAIN VILLAGE |  | 1
VA2161665 | GE | NIT | RT | Y | EP002 | EP002 | WELL 2 EP | YELLOW MOUNTAIN VILLAGE | EP - WELL 2 - YELLOW MOUNTAIN VILLAGE |  | 1
VA2161665 | GE | INO | RT | Y | EP003 | EP003 | WELL 3 EP | YELLOW MOUNTAIN VILLAGE | EP - WELL 3 - YELLOW MOUNTAIN VILLAGE |  | 1
VA2161665 | GE | MET | RT | Y | EP003 | EP003 | WELL 3 EP | YELLOW MOUNTAIN VILLAGE | EP - WELL 3 - YELLOW MOUNTAIN VILLAGE |  | 1
VA2161665 | GE | NIT | RT | Y | EP003 | EP003 | WELL 3 EP | YELLOW MOUNTAIN VILLAGE | EP - WELL 3 - YELLOW MOUNTAIN VILLAGE |  | 1
VA2161668 | GE | HAA | RT | Y | DS001 | DBP01 | 5105 HILL DRIVE | PINE HILL | PINE HILL |  | 1
VA2161668 | GE | THM | RT | Y | DS001 | DBP01 | 5105 HILL DRIVE | PINE HILL | PINE HILL |  | 1
VA2161680 | GE | HAA | RT | Y | DS001 | DBP01 | LOT 33 | PINE TREE VILLAGE | PINE TREE VILLAGE |  | 1
VA2161680 | GE | THM | RT | Y | DS001 | DBP01 | LOT 33 | PINE TREE VILLAGE | PINE TREE VILLAGE |  | 1
VA2161680 | GE | NIT | RT | Y | EP003 | EP003 | WELL 3 EP TAP | PINE TREE VILLAGE | EP WELL 3 PINE TREE VILLAGE |  | 1
VA2161830 | GE | HAA | RT | Y | DS001 | DBP01 | 104 GUS NICKS BLVD | VINTON, TOWN OF | VINTON, TOWN OF |  | 1
VA2161830 | GE | THM | RT | Y | DS001 | DBP01 | 104 GUS NICKS BLVD | VINTON, TOWN OF | VINTON, TOWN OF |  | 1
VA2161830 | GE | HAA | RT | Y | DS001 | DBP03 | TODDSBURY BOOSTER STATION | VINTON, TOWN OF | VINTON, TOWN OF |  | 1
VA2161830 | GE | THM | RT | Y | DS001 | DBP03 | TODDSBURY BOOSTER STATION | VINTON, TOWN OF | VINTON, TOWN OF |  | 1
VA2161830 | GE | INO | RT | Y | EP002 | EP002 | MANSARD WELL EP | VINTON, TOWN OF | EP - WELL 2 (MANSARD) |  | 1
VA2161830 | GE | MET | RT | Y | EP002 | EP002 | MANSARD WELL EP | VINTON, TOWN OF | EP - WELL 2 (MANSARD) |  | 1
VA2161830 | GE | INO | RT | Y | EP003 | EP003 | BUSH 1 WELL EP | VINTON, TOWN OF | EP - WELL 3 (BUSH 1) |  | 1
VA2161830 | GE | MET | RT | Y | EP003 | EP003 | BUSH 1 WELL EP | VINTON, TOWN OF | EP - WELL 3 (BUSH 1) |  | 1
VA2161830 | GE | INO | RT | Y | EP004 | EP004 | BUSH 2 WELL EP | VINTON, TOWN OF | EP - WELL 7 (BUSH 2) |  | 1
VA2161830 | GE | MET | RT | Y | EP004 | EP004 | BUSH 2 WELL EP | VINTON, TOWN OF | EP - WELL 7 (BUSH 2) |  | 1
VA2161830 | GE | INO | RT | Y | EP005 | EP005 | BUSH 3 WELL EP | VINTON, TOWN OF | EP - WELL 8 (BUSH 3) |  | 1
VA2161830 | GE | MET | RT | Y | EP005 | EP005 | BUSH 3 WELL EP | VINTON, TOWN OF | EP - WELL 8 (BUSH 3) |  | 1
VA2161830 | GE | INO | RT | Y | EP006 | EP006 | STONEBRIDGE WELL EP | VINTON, TOWN OF | EP - WELL 4 (STONEBRIDGE) |  | 1
VA2161830 | GE | MET | RT | Y | EP006 | EP006 | STONEBRIDGE WELL EP | VINTON, TOWN OF | EP - WELL 4 (STONEBRIDGE) |  | 1
VA2161830 | GE | INO | RT | Y | EP007 | EP007 | ROUTE 24 WELL EP | VINTON, TOWN OF | EP - WELL 5 (ROUTE 24) |  | 1
VA2161830 | GE | MET | RT | Y | EP007 | EP007 | ROUTE 24 WELL EP | VINTON, TOWN OF | EP - WELL 5 (ROUTE 24) |  | 1
VA2161830 | GE | INO | RT | Y | EP008 | EP008 | SPRING GROVE WEL EP | VINTON, TOWN OF | EP - WELL 6 (SPRING GROVE) |  | 1
VA2161830 | GE | MET | RT | Y | EP008 | EP008 | SPRING GROVE WEL EP | VINTON, TOWN OF | EP - WELL 6 (SPRING GROVE) |  | 1
VA2161830 | GE | INO | RT | Y | EP009 | EP009 | CRAIG WELL EP | VINTON, TOWN OF | EP - WELL 9 (CRAIG) |  | 1
VA2161830 | GE | MET | RT | Y | EP009 | EP009 | CRAIG WELL EP | VINTON, TOWN OF | EP - WELL 9 (CRAIG) |  | 1
VA2161830 | GE | INO | RT | Y | EP010 | EP010 | CHESTNUT WELL EP | VINTON, TOWN OF | EP - WELL 10 (CHESTNUT) |  | 1
VA2161830 | GE | MET | RT | Y | EP010 | EP010 | CHESTNUT WELL EP | VINTON, TOWN OF | EP - WELL 10 (CHESTNUT) |  | 1
VA2161830 | GE | INO | RT | Y | EP011 | EP011 | MELISSA WELL EP | VINTON, TOWN OF | EP - WELL 11 (MELISSA) |  | 1
VA2161830 | GE | MET | RT | Y | EP011 | EP011 | MELISSA WELL EP | VINTON, TOWN OF | EP - WELL 11 (MELISSA) |  | 1
VA2163075 | GE | HAA | RT | Y | DS001 | DS001 | LUNSFORD RESIDENCE | BROWNSBURG WATER COMPANY | DISTRIBUTION SYSTEM |  | 1
VA2163075 | GE | THM | RT | Y | DS001 | DS001 | LUNSFORD RESIDENCE | BROWNSBURG WATER COMPANY | DISTRIBUTION SYSTEM |  | 1
VA2163075 | GE | NIT | RT | Y | EP001 | EP001 | WELLS 1,2 + 3 ENTRY | BROWNSBURG WATER COMPANY | WELL NOS. 1,2, & 3 ENTRY POINT |  | 1
VA2163180 | GE | NIT | RT | Y | EP001 | EP001 | WELL ENTRY POINT | EFFINGER ELEMENTARY SCHOOL | ENTRY POINT - HYDRO TANK |  | 1
VA2163225 | GE | HAA | RT | Y | DS001 | DBP02 | TOWN HALL | GLASGOW, TOWN OF | GLASGOW, TOWN OF |  | 1
VA2163225 | GE | THM | RT | Y | DS001 | DBP02 | TOWN HALL | GLASGOW, TOWN OF | GLASGOW, TOWN OF |  | 1
VA2163225 | GE | FL2 | ST | N | DS001 | DS001 | LAB- FLUORIDE | GLASGOW, TOWN OF | GLASGOW, TOWN OF |  | 3
VA2163250 | GE | HAA | RT | Y | DS001 | DBP01 | 3952 BRATTONS RUN RD - MRT | GOSHEN, TOWN OF | GOSHEN, TOWN OF |  | 1
VA2163250 | GE | THM | RT | Y | DS001 | DBP01 | 3952 BRATTONS RUN RD - MRT | GOSHEN, TOWN OF | GOSHEN, TOWN OF |  | 1
VA2163300 | GE | HAA | RT | Y | DS001 | DBP01 | WWTP SINK - MRT | LEES CARPETS-MOHAWK INDUSTRIES | DISTRIBUTION |  | 1
VA2163300 | GE | THM | RT | Y | DS001 | DBP01 | WWTP SINK - MRT | LEES CARPETS-MOHAWK INDUSTRIES | DISTRIBUTION |  | 1
VA2163300 | PB | LC | RT | Y | DS001 | LCR01 | FIBER REC | LEES CARPETS-MOHAWK INDUSTRIES | DISTRIBUTION | FSD | 1
VA2163300 | PB | LC | RT | Y | DS001 | LCR04 | RECEIVING OFFICE | LEES CARPETS-MOHAWK INDUSTRIES | DISTRIBUTION | FSD | 1
VA2163300 | PB | LC | RT | Y | DS001 | LCR05 | BOILER HOUSE | LEES CARPETS-MOHAWK INDUSTRIES | DISTRIBUTION | FSD | 1
VA2163300 | PB | LC | RT | Y | DS001 | LCR08 | TILE HEAD SHOP | LEES CARPETS-MOHAWK INDUSTRIES | DISTRIBUTION | FSD | 1
VA2163300 | PB | LC | RT | Y | DS001 | LCR09 | SPACE DYE OFFICE | LEES CARPETS-MOHAWK INDUSTRIES | DISTRIBUTION | FSD | 1
VA2163300 | PB | LC | RT | Y | DS001 | LCR11 | YARN MILL BREAK AREA | LEES CARPETS-MOHAWK INDUSTRIES | DISTRIBUTION | FSD | 1
VA2163300 | PB | LC | RT | Y | DS001 | LCR12 | SUPER BA | LEES CARPETS-MOHAWK INDUSTRIES | DISTRIBUTION | FSD | 1
VA2163300 | PB | LC | RT | Y | DS001 | LCR13 | UPSTAIRS LAB | LEES CARPETS-MOHAWK INDUSTRIES | DISTRIBUTION | FSD | 1
VA2163300 | PB | LC | RT | Y | DS001 | LCR14 | QUALITY CONTROL OFFICE | LEES CARPETS-MOHAWK INDUSTRIES | DISTRIBUTION | FSD | 1
VA2163300 | PB | LC | RT | Y | DS001 | LCR15 | PIPE SHOP | LEES CARPETS-MOHAWK INDUSTRIES | DISTRIBUTION | FSD | 1
VA2163310 | GE | NIT | RT | Y | EP001 | EP001 | WELL 2 ENTRY POINT | YOGI BEAR'S JELLYSTONE PARK AT NATURAL | WELL NO.2 ENTRY |  | 1
VA2163315 | GE | NIT | RT | Y | EP001 | EP001 | WELL ENTRY POINT | JAMES RIVER VISITOR CENTER | EP - WELL - JAMES RIVER VISITORS CENTER |  | 1
VA2163354 | GE | NIT | RT | Y | SS001 | EP001 | WELLHOUSE ENTRY POINT | NATURE CAMP | ENTRY POINT - TAP |  | 1
VA2163400 | GE | HAA | RT | Y | DS001 | DBP01 | 22 SIERRA WAY - MRT | LONG HOLLOW | LONG HOLLOW |  | 1
VA2163400 | GE | THM | RT | Y | DS001 | DBP01 | 22 SIERRA WAY - MRT | LONG HOLLOW | LONG HOLLOW |  | 1
VA2163400 | GE | RAD | RT | Y | EP001 | EP001 | WELLS 1 + 2 ENTRY | LONG HOLLOW | WELL NOS. 1 & 2 ENTRY POINT |  | 1
VA2163550 | GE | FL2 | ST | N | EP001 | EP001 | FINISHED SAMPLE TAP | MAURY SERVICE AUTHORITY | MSA WTP ENTRY POINT |  | 3
VA2163550 | GE | TOA | RT | Y | RW001 | RW001 | RAW WATER | MAURY SERVICE AUTHORITY | COMBINED RAW WATER - MSA WTP |  | 1
VA2163550 | GE | TOC | RT | Y | TP001 | UP001 | COMBINED FILTER EFFL | MAURY SERVICE AUTHORITY | MSA WTP |  | 1
VA2163560 | PB | LC | RT | Y | DS001 | LCR02 | FOUNTAIN # 1 | MOUNTAIN VIEW ELEM SCHOOL | MOUNTAIN VIEW ELEMENTARY SCHOOL | FSD | 1
VA2163560 | PB | LC | RT | Y | DS001 | LCR03 | FOUNTAIN # 2 | MOUNTAIN VIEW ELEM SCHOOL | MOUNTAIN VIEW ELEMENTARY SCHOOL | FSD | 1
VA2163560 | PB | LC | RT | Y | DS001 | LCR04 | ADMIN OFFICE | MOUNTAIN VIEW ELEM SCHOOL | MOUNTAIN VIEW ELEMENTARY SCHOOL | FSD | 1
VA2163560 | PB | LC | RT | Y | DS001 | LCR07 | RM 028 | MOUNTAIN VIEW ELEM SCHOOL | MOUNTAIN VIEW ELEMENTARY SCHOOL | FSD | 1
VA2163560 | PB | LC | RT | Y | DS001 | LCR09 | KINDERGARTEN RM047 | MOUNTAIN VIEW ELEM SCHOOL | MOUNTAIN VIEW ELEMENTARY SCHOOL | FSD | 1
VA2163560 | GE | INO | RT | Y | EP001 | EP001 | WELL ENTRY POINT | MOUNTAIN VIEW ELEM SCHOOL | WELL ENTRY POINT |  | 1
VA2163560 | GE | MET | RT | Y | EP001 | EP001 | WELL ENTRY POINT | MOUNTAIN VIEW ELEM SCHOOL | WELL ENTRY POINT |  | 1
VA2163560 | GE | NIT | RT | Y | EP001 | EP001 | WELL ENTRY POINT | MOUNTAIN VIEW ELEM SCHOOL | WELL ENTRY POINT |  | 1
VA2163560 | GE | VOC | RT | Y | EP001 | EP001 | WELL ENTRY POINT | MOUNTAIN VIEW ELEM SCHOOL | WELL ENTRY POINT |  | 1
VA2163615 | GE | HAA | RT | Y | DS001 | DBP01 | STP LAB SINK - MRT | NATURAL BRIDGE OF VIRGINIA | NATURAL BRIDGE OF VIRGINIA |  | 1
VA2163615 | GE | THM | RT | Y | DS001 | DBP01 | STP LAB SINK - MRT | NATURAL BRIDGE OF VIRGINIA | NATURAL BRIDGE OF VIRGINIA |  | 1
VA2163615 | PB | LC | RT | Y | DS001 | LCR01 | DELI | NATURAL BRIDGE OF VIRGINIA | NATURAL BRIDGE OF VIRGINIA | FSD | 1
VA2163615 | PB | LC | RT | Y | DS001 | LCR02 | RM 451 | NATURAL BRIDGE OF VIRGINIA | NATURAL BRIDGE OF VIRGINIA | FSD | 1
VA2163615 | PB | LC | RT | Y | DS001 | LCR03 | LAB SINK | NATURAL BRIDGE OF VIRGINIA | NATURAL BRIDGE OF VIRGINIA | FSD | 1
VA2163615 | PB | LC | RT | Y | DS001 | LCR04 | WAX MUSEUM | NATURAL BRIDGE OF VIRGINIA | NATURAL BRIDGE OF VIRGINIA | FSD | 1
VA2163615 | PB | LC | RT | Y | DS001 | LCR05 | HOTEL KITCHEN | NATURAL BRIDGE OF VIRGINIA | NATURAL BRIDGE OF VIRGINIA | FSD | 1
VA2163625 | GE | HAA | RT | Y | DS001 | DBP02 | HYDRANT BACK RUN RD | NATURAL BRIDGE STATION / ARNOLDS VALLEY | NATURAL BRIDGE STATION / ARNOLDS VALLEY |  | 1
VA2163625 | GE | THM | RT | Y | DS001 | DBP02 | HYDRANT BACK RUN RD | NATURAL BRIDGE STATION / ARNOLDS VALLEY | NATURAL BRIDGE STATION / ARNOLDS VALLEY |  | 1
VA2163650 | GE | HAA | RT | Y | DS001 | DS001 | FAIRFIELD PS 3 - HAA5 | N. LEXINGTON-FAIRFIELD-RAPHINE [RCPSA] | NORTH LEXINGTON - FAIRFIELD - RAPHINE |  | 1
VA2163650 | GE | THM | RT | Y | DS001 | DS002 | 1941 RAPHINE RD - TTHM | N. LEXINGTON-FAIRFIELD-RAPHINE [RCPSA] | NORTH LEXINGTON - FAIRFIELD - RAPHINE |  | 1
VA2163657 | GE | NIT | RT | Y | EP002 | EP002 | WELL 2 ENTRY POINT | OTTER CREEK RECREATION AREA | EP - WELL 2 - OTTER CREEK |  | 1
VA2163701 | PB | LC | RT | Y | DS001 | LCR02 | 20 RIVERVIEW DR. | RIVERMONT HEIGHTS | DISTRIBUTION SYSTEM | FSD | 1
VA2163701 | PB | LC | RT | Y | DS001 | LCR04 | 7 PATHFINDER DR. | RIVERMONT HEIGHTS | DISTRIBUTION SYSTEM | FSD | 1
VA2163701 | PB | LC | RT | Y | DS001 | LCR05 | 10 SKYLINE ROAD | RIVERMONT HEIGHTS | DISTRIBUTION SYSTEM | FSD | 1
VA2163701 | PB | LC | RT | Y | DS001 | LCR06 | 73 PATHFINDER DR. | RIVERMONT HEIGHTS | DISTRIBUTION SYSTEM | FSD | 1
VA2163701 | PB | LC | RT | Y | DS001 | LCR07 | 57 SKYLINE DR. | RIVERMONT HEIGHTS | DISTRIBUTION SYSTEM | FSD | 1
VA2163897 | PB | LC | RT | Y | DS001 | LCR01 | WTP | YOUNG LIFE CAMP | YOUNG LIFE CAMP | FSD | 1
VA2163897 | PB | LC | RT | Y | DS001 | LCR02 | GYM | YOUNG LIFE CAMP | YOUNG LIFE CAMP | FSD | 1
VA2163897 | PB | LC | RT | Y | DS001 | LCR03 | SHOP | YOUNG LIFE CAMP | YOUNG LIFE CAMP | FSD | 1
VA2163897 | PB | LC | RT | Y | DS001 | LCR04 | OFFICE | YOUNG LIFE CAMP | YOUNG LIFE CAMP | FSD | 1
VA2163897 | PB | LC | RT | Y | DS001 | LCR05 | STAFF HOUSE | YOUNG LIFE CAMP | YOUNG LIFE CAMP | FSD | 1
VA2163900 | GE | NIT | RT | Y | EP001 | EP001 | WELL ENTRY POINT | WHETSTONE RIDGE | EP - WELL - WHETSTONE RIDGE |  | 1
VA2165030 | PB | LC | RT | Y | DS001 | LCR01 | OFFICE | BLACK ROCK MOBILE HOME PARK | BLACKROCK MHP | FSD | 1
VA2165030 | PB | LC | RT | Y | DS001 | LCR02 | LOT 141 | BLACK ROCK MOBILE HOME PARK | BLACKROCK MHP | FSD | 1
VA2165030 | PB | LC | RT | Y | DS001 | LCR03 | LOT #89 | BLACK ROCK MOBILE HOME PARK | BLACKROCK MHP | FSD | 1
VA2165030 | PB | LC | RT | Y | DS001 | LCR04 | LOT #107 | BLACK ROCK MOBILE HOME PARK | BLACKROCK MHP | FSD | 1
VA2165030 | PB | LC | RT | Y | DS001 | LCR05 | LOT 166 | BLACK ROCK MOBILE HOME PARK | BLACKROCK MHP | FSD | 1
VA2165030 | GE | INO | RT | Y | EP001 | EP001 | WELLS 1 + 2 ENTRY | BLACK ROCK MOBILE HOME PARK | WELL NOS. 1 & 2 ENTRY POINT |  | 1
VA2165030 | GE | MET | RT | Y | EP001 | EP001 | WELLS 1 + 2 ENTRY | BLACK ROCK MOBILE HOME PARK | WELL NOS. 1 & 2 ENTRY POINT |  | 1
VA2165030 | GE | NIT | RT | Y | EP001 | EP001 | WELLS 1 + 2 ENTRY | BLACK ROCK MOBILE HOME PARK | WELL NOS. 1 & 2 ENTRY POINT |  | 1
VA2165045 | GE | HAA | RT | Y | DS001 | DS001 | HYDR 52107 SYCAMORE | BRIDGEWATER, TOWN OF | BRIDGEWATER DISTRIBUTION SYSTEM |  | 1
VA2165045 | GE | THM | RT | Y | DS001 | DS001 | HYDR 52107 SYCAMORE | BRIDGEWATER, TOWN OF | BRIDGEWATER DISTRIBUTION SYSTEM |  | 1
VA2165045 | GE | HAA | RT | Y | DS001 | DS002 | HYDR 008/100 VIRGINIA AVE | BRIDGEWATER, TOWN OF | BRIDGEWATER DISTRIBUTION SYSTEM |  | 1
VA2165045 | GE | THM | RT | Y | DS001 | DS002 | HYDR 008/100 VIRGINIA AVE | BRIDGEWATER, TOWN OF | BRIDGEWATER DISTRIBUTION SYSTEM |  | 1
VA2165045 | GE | FL2 | ST | N | EP001 | EP001 | PLANT TAP | BRIDGEWATER, TOWN OF | BRIDGEWATER WTP ENTRY POINT |  | 3
VA2165045 | GE | TOA | RT | Y | RW001 | RW001 | RAW WATER | BRIDGEWATER, TOWN OF | COMBINED RAW WATER - BRIDGEWATER WTP |  | 1
VA2165045 | GE | TOC | RT | Y | TP001 | UP001 | COMBINED FILTER EFFL | BRIDGEWATER, TOWN OF | BRIDGEWATER WTP |  | 1
VA2165060 | GE | HAA | RT | Y | DS001 | DS001 | HATCHERY - MRT | BROADWAY, TOWN OF | BROADWAY DISTRIBUTION SYSTEM |  | 1
VA2165060 | GE | THM | RT | Y | DS001 | DS001 | HATCHERY - MRT | BROADWAY, TOWN OF | BROADWAY DISTRIBUTION SYSTEM |  | 1
VA2165060 | GE | HAA | RT | Y | DS001 | DS002 | 140 NORTH SUNSET DR | BROADWAY, TOWN OF | BROADWAY DISTRIBUTION SYSTEM |  | 1
VA2165060 | GE | THM | RT | Y | DS001 | DS002 | 140 NORTH SUNSET DR | BROADWAY, TOWN OF | BROADWAY DISTRIBUTION SYSTEM |  | 1
VA2165060 | GE | FL2 | ST | N | EP001 | EP001 | FINISHED WATER TAP | BROADWAY, TOWN OF | BROADWAY WTP ENTRY POINT |  | 3
VA2165090 | GE | NIT | RT | Y | EP001 | EP001 | MECHANICS WELL | BOWMAN FRUIT SALES | MECHANICSVILE WELL ENTRY POINT |  | 1
VA2165090 | GE | NIT | RT | Y | EP002 | EP002 | KNUPP WELL ENTRY | BOWMAN FRUIT SALES | KNUPP WELL ENTRY POINT |  | 1
VA2165111 | GE | NIT | RT | Y | EP001 | EP001 | EP WELL TAP | CAMP HORIZONS | EP WELL |  | 1
VA2165155 | GE | HAA | RT | Y | DS001 | DBP02 | WAREHOUSE BATHROOM | MILLERCOORS, LLC | COORS BREWING |  | 1
VA2165155 | GE | THM | RT | Y | DS001 | DBP02 | WAREHOUSE BATHROOM | MILLERCOORS, LLC | COORS BREWING |  | 1
VA2165155 | PB | LC | RT | Y | DS001 | LCR01 | WWTP RESTROOM SINK | MILLERCOORS, LLC | COORS BREWING | FSD | 1
VA2165155 | PB | LC | RT | Y | DS001 | LCR03 | WAREHOUSE BREAKROOM SINK | MILLERCOORS, LLC | COORS BREWING | FSD | 1
VA2165155 | PB | LC | RT | Y | DS001 | LCR04 | BLENDING + FINISHING RESTROOM | MILLERCOORS, LLC | COORS BREWING | FSD | 1
VA2165155 | PB | LC | RT | Y | DS001 | LCR05 | UTILITIES COED BATHROOM | MILLERCOORS, LLC | COORS BREWING | FSD | 1
VA2165155 | PB | LC | RT | Y | DS001 | LCR10 | WWTP BREAKROOM | MILLERCOORS, LLC | COORS BREWING | FSD | 1
VA2165155 | GE | NIT | RT | Y | EP004 | EP004 | WELL #4 | MILLERCOORS, LLC | ENTRY POINT - STONEWALL 4 |  | 1
VA2165155 | GE | NIT | RT | Y | EP006 | EP006 | WELL #6 | MILLERCOORS, LLC | ENTRY POINT - STONEWALL 6 |  | 1
VA2165155 | GE | NIT | RT | Y | EP007 | EP007 | WELL #7 | MILLERCOORS, LLC | ENTRY POINT - STONEWALL 7 |  | 1
VA2165180 | GE | HAA | RT | Y | DS001 | DBP001 | 4205 OTTOBINE RD-MRT | COUNTRYSIDE SANITARY DISTRICT - RCPW | COUNTRYSIDE |  | 1
VA2165180 | GE | THM | RT | Y | DS001 | DBP001 | 4205 OTTOBINE RD-MRT | COUNTRYSIDE SANITARY DISTRICT - RCPW | COUNTRYSIDE |  | 1
VA2165210 | GE | HAA | RT | Y | DS001 | DBP01 | BEREA SCHOOL - MRT | DAYTON, TOWN OF | TOWN OF DAYTON |  | 1
VA2165210 | GE | THM | RT | Y | DS001 | DBP01 | BEREA SCHOOL - MRT | DAYTON, TOWN OF | TOWN OF DAYTON |  | 1
VA2165210 | GE | FL2 | ST | N | EP001 | EP001 | WTP ENTRY POINT TAP | DAYTON, TOWN OF | DAYTON WTP ENTRY POINT |  | 3
VA2165235 | GE | NIT | RT | Y | EP001 | EP001 | ENTRY POINT | DRY RIVER CAFE | ENTRY POINT |  | 1
VA2165240 | GE | NIT | RT | Y | EP001 | EP001 | WELL ENTRY POINT | EASTSIDE TRAILER COURT | WELL ENTRY POINT |  | 1
VA2165270 | GE | HAA | RT | Y | DS001 | DBP02 | MUNICIPAL BUILDING | ELKTON, TOWN OF | TOWN OF ELKTON |  | 1
VA2165270 | GE | THM | RT | Y | DS001 | DBP02 | MUNICIPAL BUILDING | ELKTON, TOWN OF | TOWN OF ELKTON |  | 1
VA2165270 | GE | FL2 | ST | N | DS001 | FL001 | TOWN OFFICE- FL | ELKTON, TOWN OF | TOWN OF ELKTON |  | 3
VA2165270 | GE | INO | RT | Y | EP001 | EP001 | WELL NO. 1 ENTRY POINT | ELKTON, TOWN OF | WELL ENTRY POINT |  | 1
VA2165270 | GE | MET | RT | Y | EP001 | EP001 | WELL NO. 1 ENTRY POINT | ELKTON, TOWN OF | WELL ENTRY POINT |  | 1
VA2165270 | GE | NIT | RT | Y | EP001 | EP001 | WELL NO. 1 ENTRY POINT | ELKTON, TOWN OF | WELL ENTRY POINT |  | 1
VA2165270 | GE | INO | RT | Y | EP003 | EP003 | ELKWOOD WELL ENTRY | ELKTON, TOWN OF | ELKWOOD WELL ENTRY POINT |  | 1
VA2165270 | GE | MET | RT | Y | EP003 | EP003 | ELKWOOD WELL ENTRY | ELKTON, TOWN OF | ELKWOOD WELL ENTRY POINT |  | 1
VA2165270 | GE | NIT | RT | Y | EP003 | EP003 | ELKWOOD WELL ENTRY | ELKTON, TOWN OF | ELKWOOD WELL ENTRY POINT |  | 1
VA2165270 | GE | VOC | RT | Y | EP003 | EP003 | ELKWOOD WELL ENTRY | ELKTON, TOWN OF | ELKWOOD WELL ENTRY POINT |  | 1
VA2165280 | GE | NIT | RT | Y | EP001 | EP001 | WELL ENTRY TAP | ENDLESS CAVERNS RESORT | WELL ENTRY POINT |  | 1
VA2165300 | GE | HAA | RT | Y | DS001 | DS001 | FOOD LION | FOOD PROCESSORS WATER COOPERATIVE, INC | DISTRIBUTION SYSTEM |  | 1
VA2165300 | GE | THM | RT | Y | DS001 | DS001 | FOOD LION | FOOD PROCESSORS WATER COOPERATIVE, INC | DISTRIBUTION SYSTEM |  | 1
VA2165300 | PB | LC | RT | Y | DS001 | LCR01 | 13963 TIMBERVILLEWAY | FOOD PROCESSORS WATER COOPERATIVE, INC | DISTRIBUTION SYSTEM | FSD | 1
VA2165300 | PB | LC | RT | Y | DS001 | LCR02 | 14078 TIMBERVILLEWAY | FOOD PROCESSORS WATER COOPERATIVE, INC | DISTRIBUTION SYSTEM | FSD | 1
VA2165300 | PB | LC | RT | Y | DS001 | LCR03 | 14054 TIMBERVILLEWAY | FOOD PROCESSORS WATER COOPERATIVE, INC | DISTRIBUTION SYSTEM | FSD | 1
VA2165300 | PB | LC | RT | Y | DS001 | LCR04 | 14111 TIMBERVILLEWAY | FOOD PROCESSORS WATER COOPERATIVE, INC | DISTRIBUTION SYSTEM | FSD | 1
VA2165300 | PB | LC | RT | Y | DS001 | LCR05 | 16044 TIMBERVILLEWAY | FOOD PROCESSORS WATER COOPERATIVE, INC | DISTRIBUTION SYSTEM | FSD | 1
VA2165300 | PB | LC | RT | Y | DS001 | LCR06 | 233 MCCAULEY DRIVE | FOOD PROCESSORS WATER COOPERATIVE, INC | DISTRIBUTION SYSTEM | FSD | 1
VA2165300 | PB | LC | RT | Y | DS001 | LCR07 | 330 CO-OP DRIVE | FOOD PROCESSORS WATER COOPERATIVE, INC | DISTRIBUTION SYSTEM | FSD | 1
VA2165300 | PB | LC | RT | Y | DS001 | LCR08 | 480 CO-OP DRIVE | FOOD PROCESSORS WATER COOPERATIVE, INC | DISTRIBUTION SYSTEM | FSD | 1
VA2165300 | PB | LC | RT | Y | DS001 | LCR09 | ROMAN PIZZA-FOOD LION PLAZA | FOOD PROCESSORS WATER COOPERATIVE, INC | DISTRIBUTION SYSTEM | FSD | 1
VA2165300 | PB | LC | RT | Y | DS001 | LCR10 | 14064 TIMBERVILLEWAY | FOOD PROCESSORS WATER COOPERATIVE, INC | DISTRIBUTION SYSTEM | FSD | 1
VA2165300 | GE | TOA | RT | Y | RW001 | RW001 | RAW WATER | FOOD PROCESSORS WATER COOPERATIVE, INC | COMBINED RAW WATER - FOOD PROCESSORS WTP |  | 1
VA2165300 | GE | TOC | RT | Y | TP001 | UP001 | COMBINED FILTER EFFL | FOOD PROCESSORS WATER COOPERATIVE, INC | FOOD PROCESSORS WTP |  | 1
VA2165305 | PB | LC | RT | Y | DS001 | LCR01 | TEACHERS LOUNGE RE | FULKS RUN ELEMENTARY SCHOOL | FULKS RUN ELEM SCHOOL | FSD | 1
VA2165305 | PB | LC | RT | Y | DS001 | LCR02 | KITCHEN | FULKS RUN ELEMENTARY SCHOOL | FULKS RUN ELEM SCHOOL | FSD | 1
VA2165305 | PB | LC | RT | Y | DS001 | LCR03 | FLICKS ROOM | FULKS RUN ELEMENTARY SCHOOL | FULKS RUN ELEM SCHOOL | FSD | 1
VA2165305 | PB | LC | RT | Y | DS001 | LCR04 | OLD LIBRARY | FULKS RUN ELEMENTARY SCHOOL | FULKS RUN ELEM SCHOOL | FSD | 1
VA2165305 | PB | LC | RT | Y | DS001 | LCR05 | CLINIC RESTROOM | FULKS RUN ELEMENTARY SCHOOL | FULKS RUN ELEM SCHOOL | FSD | 1
VA2165305 | PB | LC | RT | Y | DS001 | LCR06 | 109 SINK | FULKS RUN ELEMENTARY SCHOOL | FULKS RUN ELEM SCHOOL | FSD | 1
VA2165305 | PB | LC | RT | Y | DS001 | LCR07 | G26 SINK | FULKS RUN ELEMENTARY SCHOOL | FULKS RUN ELEM SCHOOL | FSD | 1
VA2165305 | PB | LC | RT | Y | DS001 | LCR08 | 110 OFFICE SINK | FULKS RUN ELEMENTARY SCHOOL | FULKS RUN ELEM SCHOOL | FSD | 1
VA2165305 | PB | LC | RT | Y | DS001 | LCR09 | BOY'S RR SINK A | FULKS RUN ELEMENTARY SCHOOL | FULKS RUN ELEM SCHOOL | FSD | 1
VA2165305 | PB | LC | RT | Y | DS001 | LCR10 | KITCHEN HAND SINK | FULKS RUN ELEMENTARY SCHOOL | FULKS RUN ELEM SCHOOL | FSD | 1
VA2165322 | GE | NIT | RT | Y | EP001 | EP001 | EP WELL TAP | GREEN VALLEY AUCTIONS | EP WELL |  | 1
VA2165333 | GE | HAA | RT | Y | DS001 | DB001 | 1110 HAMLET DR. - MRT | HARMANY HILLS - RCPW | HARMANY HILLS |  | 1
VA2165333 | GE | THM | RT | Y | DS001 | DB001 | 1110 HAMLET DR. - MRT | HARMANY HILLS - RCPW | HARMANY HILLS |  | 1
VA2165360 | GE | INO | RT | Y | EP001 | EP001 | WELL ENTRY POINT | HARRISONBURG MOBILE HOME PARK | WELL ENTRY POINT |  | 1
VA2165360 | GE | MET | RT | Y | EP001 | EP001 | WELL ENTRY POINT | HARRISONBURG MOBILE HOME PARK | WELL ENTRY POINT |  | 1
VA2165360 | GE | NIT | RT | Y | EP001 | EP001 | WELL ENTRY POINT | HARRISONBURG MOBILE HOME PARK | WELL ENTRY POINT |  | 1
VA2165360 | GE | RAD | RT | Y | EP001 | EP001 | WELL ENTRY POINT | HARRISONBURG MOBILE HOME PARK | WELL ENTRY POINT |  | 1
VA2165385 | GE | HAA | RT | Y | DS001 | DPB01 | BOYS BATH SINK | REDEEMER CLASSICAL SCHOOL | KEEZLETOWN ELEMENTARY SCHOOL |  | 1
VA2165385 | GE | THM | RT | Y | DS001 | DPB01 | BOYS BATH SINK | REDEEMER CLASSICAL SCHOOL | KEEZLETOWN ELEMENTARY SCHOOL |  | 1
VA2165410 | PB | LC | RT | Y | DS001 | LCR01 | BOYS RR PRIMARY | LACEY SPRING ELEMENTARY SCHOOL | LACEY SPRING ELEMENTARY SCHOOL | FSD | 1
VA2165410 | PB | LC | RT | Y | DS001 | LCR02 | GIRLS RR PRIMARY | LACEY SPRING ELEMENTARY SCHOOL | LACEY SPRING ELEMENTARY SCHOOL | FSD | 1
VA2165410 | PB | LC | RT | Y | DS001 | LCR03 | OFFICE WORK ROOM | LACEY SPRING ELEMENTARY SCHOOL | LACEY SPRING ELEMENTARY SCHOOL | FSD | 1
VA2165410 | PB | LC | RT | Y | DS001 | LCR04 | KITHNDSNKBESIDICEMAC | LACEY SPRING ELEMENTARY SCHOOL | LACEY SPRING ELEMENTARY SCHOOL | FSD | 1
VA2165410 | PB | LC | RT | Y | DS001 | LCR05 | KIND.BOYSBTHRMHNDSIN | LACEY SPRING ELEMENTARY SCHOOL | LACEY SPRING ELEMENTARY SCHOOL | FSD | 1
VA2165466 | GE | HAA | RT | Y | DS001 | DBP01 | 1960 MCCALL DR.-MRT | LILLY SUBDIVISION SANITARY DIST. - RCPW | DISTRIBUTION SYSTEM |  | 1
VA2165466 | GE | THM | RT | Y | DS001 | DBP01 | 1960 MCCALL DR.-MRT | LILLY SUBDIVISION SANITARY DIST. - RCPW | DISTRIBUTION SYSTEM |  | 1
VA2165525 | GE | HAA | RT | Y | DS001 | DBP01 | UNIT 645 REDSTONE | MASSANUTTEN VILLAGE | MASSANUTTEN VILLAGE |  | 1
VA2165525 | GE | THM | RT | Y | DS001 | DBP01 | UNIT 645 REDSTONE | MASSANUTTEN VILLAGE | MASSANUTTEN VILLAGE |  | 1
VA2165530 | GE | HAA | RT | Y | DS001 | DPB01 | STP SINK - MRT | MAUZY LIBERTY | DISTRIBUTION |  | 1
VA2165530 | GE | THM | RT | Y | DS001 | DPB01 | STP SINK - MRT | MAUZY LIBERTY | DISTRIBUTION |  | 1
VA2165530 | GE | INO | RT | Y | EP001 | EP001 | WELL NO. 2 ENTRY | MAUZY LIBERTY | WELL NO.2 ENTRY POINT |  | 1
VA2165530 | GE | MET | RT | Y | EP001 | EP001 | WELL NO. 2 ENTRY | MAUZY LIBERTY | WELL NO.2 ENTRY POINT |  | 1
VA2165530 | GE | NIT | RT | Y | EP001 | EP001 | WELL NO. 2 ENTRY | MAUZY LIBERTY | WELL NO.2 ENTRY POINT |  | 1
VA2165570 | GE | HAA | RT | Y | DS001 | DBP01 | BUILDING 80 SINK | MERCK SHARP & DOHME CORP. | MERCK AND COMPANY INC |  | 1
VA2165570 | GE | THM | RT | Y | DS001 | DBP01 | BUILDING 80 SINK | MERCK SHARP & DOHME CORP. | MERCK AND COMPANY INC |  | 1
VA2165598 | GE | HAA | RT | Y | DS001 | DBP01 | 7077 S. VALLEY PIKE | MOUNT CRAWFORD-RCPW | TOWN OF MOUNT CRAWFORD |  | 1
VA2165598 | GE | THM | RT | Y | DS001 | DBP01 | 7077 S. VALLEY PIKE | MOUNT CRAWFORD-RCPW | TOWN OF MOUNT CRAWFORD |  | 1
VA2165598 | PB | LC | RT | Y | DS001 | LCR01 | 139 NORTH MAIN | MOUNT CRAWFORD-RCPW | TOWN OF MOUNT CRAWFORD | FSD | 1
VA2165598 | PB | LC | RT | Y | DS001 | LCR03 | 321 NORTH MAIN ST. | MOUNT CRAWFORD-RCPW | TOWN OF MOUNT CRAWFORD | FSD | 1
VA2165598 | PB | LC | RT | Y | DS001 | LCR05 | 30 TRANSCOM COURT | MOUNT CRAWFORD-RCPW | TOWN OF MOUNT CRAWFORD | FSD | 1
VA2165598 | PB | LC | RT | Y | DS001 | LCR06 | 411 NORTH MAIN ST | MOUNT CRAWFORD-RCPW | TOWN OF MOUNT CRAWFORD | FSD | 1
VA2165598 | PB | LC | RT | Y | DS001 | LCR07 | 126 OLD BRIDGEWATER RD | MOUNT CRAWFORD-RCPW | TOWN OF MOUNT CRAWFORD | FSD | 1
VA2165600 | GE | NIT | RT | Y | EP001 | EP001 | ENTRY POINT | MOUNT OLIVE CHURCH | ENTRY POINT |  | 1
VA2165637 | PB | LC | RT | Y | DS001 | LCR02 | OFFICE RR | OTTOBINE ELEMENTARY SCHOOL | OTTOBINE ELEM SCHOOL | FSD | 1
VA2165637 | PB | LC | RT | Y | DS001 | LCR03 | BOYS R R NEW | OTTOBINE ELEMENTARY SCHOOL | OTTOBINE ELEM SCHOOL | FSD | 1
VA2165637 | PB | LC | RT | Y | DS001 | LCR04 | GIRLS R R NEW | OTTOBINE ELEMENTARY SCHOOL | OTTOBINE ELEM SCHOOL | FSD | 1
VA2165637 | PB | LC | RT | Y | DS001 | LCR05 | LOUNGE | OTTOBINE ELEMENTARY SCHOOL | OTTOBINE ELEM SCHOOL | FSD | 1
VA2165637 | PB | LC | RT | Y | DS001 | LCR06 | CUSTODIAN ROOM | OTTOBINE ELEMENTARY SCHOOL | OTTOBINE ELEM SCHOOL | FSD | 1
VA2165647 | GE | NIT | RT | Y | EP001 | EP001 | HYDRO TANK TAP | PACKSADDLE GOLF COURSE | ENTRY POINT SAMPLE TAP |  | 1
VA2165668 | GE | THM | RT | Y | DS001 | DS001 | 978 GRAVELS RD - MRT | R.R. DONNELLEY- RCPW | R.R. DONNELLY |  | 1
VA2165668 | GE | HAA | RT | Y | DS001 | DS002 | 2494 KRATZER ROAD | R.R. DONNELLEY- RCPW | R.R. DONNELLY |  | 1
VA2165679 | GE | HAA | RT | Y | DS001 | DBP01 | MAX RESIDENCE TIME | SHENANDOAH GROWERS | SHENANDOAH GROWERS |  | 1
VA2165679 | GE | THM | RT | Y | DS001 | DBP01 | MAX RESIDENCE TIME | SHENANDOAH GROWERS | SHENANDOAH GROWERS |  | 1
VA2165679 | PB | LC | RT | Y | DS001 | LCR01 | OFFICE BREAK RM | SHENANDOAH GROWERS | SHENANDOAH GROWERS | FSD | 1
VA2165679 | PB | LC | RT | Y | DS001 | LCR02 | OFFICE HALLWAY SINK | SHENANDOAH GROWERS | SHENANDOAH GROWERS | FSD | 1
VA2165679 | PB | LC | RT | Y | DS001 | LCR03 | PACK BUILDING UTILITY SINK | SHENANDOAH GROWERS | SHENANDOAH GROWERS | FSD | 1
VA2165679 | PB | LC | RT | Y | DS001 | LCR04 | SOUTH PACK SPIGOT | SHENANDOAH GROWERS | SHENANDOAH GROWERS | FSD | 1
VA2165679 | PB | LC | RT | Y | DS001 | LCR06 | CABIN | SHENANDOAH GROWERS | SHENANDOAH GROWERS | FSD | 1
VA2165685 | PB | LC | RT | Y | DS001 | LCR01 | GIRLS BATHROOM | SPRING HILL SCHOOL | DISTRIBUTION | FSD | 1
VA2165685 | PB | LC | RT | Y | DS001 | LCR02 | KITCHEN # 2/H2O FNTN | SPRING HILL SCHOOL | DISTRIBUTION | FSD | 1
VA2165685 | PB | LC | RT | Y | DS001 | LCR03 | BOYS BATHROOM # 2 | SPRING HILL SCHOOL | DISTRIBUTION | FSD | 1
VA2165685 | PB | LC | RT | Y | DS001 | LCR04 | BASEMENT BTH RM TAP | SPRING HILL SCHOOL | DISTRIBUTION | FSD | 1
VA2165685 | PB | LC | RT | Y | DS001 | LCR05 | UPSTRS HALL2/H2OFNTN | SPRING HILL SCHOOL | DISTRIBUTION | FSD | 1
VA2165705 | GE | HAA | RT | Y | DS001 | DS007 | 4309 S. VALLEY PIKE (GRANDMAS PANTRY) | THREE SPRINGS REGIONAL - RCPW | THREE SPRINGS |  | 1
VA2165705 | GE | THM | RT | Y | DS001 | DS007 | 4309 S. VALLEY PIKE (GRANDMAS PANTRY) | THREE SPRINGS REGIONAL - RCPW | THREE SPRINGS |  | 1
VA2165705 | GE | HAA | RT | Y | DS001 | DS008 | 6460 E DONNAGAIL DRIVE | THREE SPRINGS REGIONAL - RCPW | THREE SPRINGS |  | 1
VA2165705 | GE | THM | RT | Y | DS001 | DS008 | 6460 E DONNAGAIL DRIVE | THREE SPRINGS REGIONAL - RCPW | THREE SPRINGS |  | 1
VA2165705 | GE | FL2 | ST | N | EP001 | EP001 | FINISHED WATER TAP | THREE SPRINGS REGIONAL - RCPW | THREE SPRINGS WTP ENTRY POINT |  | 3
VA2165720 | GE | HAA | RT | Y | DS001 | DS001 | 399 FIFTH AVE. - MRT | TIMBERVILLE, TOWN OF | DISTRIBUTION |  | 1
VA2165720 | GE | THM | RT | Y | DS001 | DS001 | 399 FIFTH AVE. - MRT | TIMBERVILLE, TOWN OF | DISTRIBUTION |  | 1
VA2165720 | GE | FL2 | ST | N | DS001 | DS002 | 360 WALKER WAY - FL | TIMBERVILLE, TOWN OF | DISTRIBUTION |  | 3
VA2165720 | GE | NIT | RT | Y | EP001 | EP001 | WELL NO. 1 ENTRY | TIMBERVILLE, TOWN OF | ENTRY POINT - WELL 1 |  | 1
VA2165720 | GE | NIT | RT | Y | EP002 | EP002 | WELL NO. 2 ENTRY | TIMBERVILLE, TOWN OF | ENTRY POINT - WELL 2 |  | 1
VA2165720 | GE | NIT | RT | Y | EP003 | EP003 | SPRING ENTRY TAP | TIMBERVILLE, TOWN OF | ENTRY POINT - SPRING |  | 1
VA2165720 | GE | VOC | RT | Y | EP003 | EP003 | SPRING ENTRY TAP | TIMBERVILLE, TOWN OF | ENTRY POINT - SPRING |  | 1
VA2171175 | GE | INO | RT | Y | SS014 | EP004 | WELL 4 TAP AFTER CL2 | BOWMAN APPLE PRODUCTS | EP - WELL 4 TMT PLT |  | 1
VA2171175 | GE | MET | RT | Y | SS014 | EP004 | WELL 4 TAP AFTER CL2 | BOWMAN APPLE PRODUCTS | EP - WELL 4 TMT PLT |  | 1
VA2171175 | GE | NIT | RT | Y | SS014 | EP004 | WELL 4 TAP AFTER CL2 | BOWMAN APPLE PRODUCTS | EP - WELL 4 TMT PLT |  | 1
VA2171175 | GE | NIT | RT | Y | SS017 | EP005 | WELL 5 TAP AFTER CL2 | BOWMAN APPLE PRODUCTS | EP - WELL 5 TMT PLT |  | 1
VA2171250 | GE | HAA | RT | Y | DS950 | DS006 | PRV - SECTION 10 | STONEY CREEK SANITARY DISTRICT | STONEY CREEK SANITARY DISTRICT |  | 1
VA2171250 | GE | THM | RT | Y | DS950 | DS006 | PRV - SECTION 10 | STONEY CREEK SANITARY DISTRICT | STONEY CREEK SANITARY DISTRICT |  | 1
VA2171250 | GE | HAA | RT | Y | DS950 | DS008 | CREEKSIDE VILLAGE | STONEY CREEK SANITARY DISTRICT | STONEY CREEK SANITARY DISTRICT |  | 1
VA2171250 | GE | THM | RT | Y | DS950 | DS008 | CREEKSIDE VILLAGE | STONEY CREEK SANITARY DISTRICT | STONEY CREEK SANITARY DISTRICT |  | 1
VA2171250 | GE | FUM | RT | Y | SS028 | EP005 | P-7 - TAP AFTER CCT | STONEY CREEK SANITARY DISTRICT | EP - WELL P-7 (NATIONAL FOREST) TMT PLT |  | 1
VA2171250 | GE | SVO | RT | Y | SS028 | EP005 | P-7 - TAP AFTER CCT | STONEY CREEK SANITARY DISTRICT | EP - WELL P-7 (NATIONAL FOREST) TMT PLT |  | 1
VA2171250 | GE | CAH | RT | Y | SS028 | EP005 | P-7 - TAP AFTER CCT | STONEY CREEK SANITARY DISTRICT | EP - WELL P-7 (NATIONAL FOREST) TMT PLT |  | 1
VA2171250 | GE | CAR | RT | Y | SS028 | EP005 | P-7 - TAP AFTER CCT | STONEY CREEK SANITARY DISTRICT | EP - WELL P-7 (NATIONAL FOREST) TMT PLT |  | 1
VA2171268 | GE | HAA | RT | Y | DS950 | DBP01 | KITCHEN TAP | COLUMBIA GAS TRANSMISSION CORP | COLUMBIA GAS TRANSMISSION CORP |  | 1
VA2171268 | GE | THM | RT | Y | DS950 | DBP01 | KITCHEN TAP | COLUMBIA GAS TRANSMISSION CORP | COLUMBIA GAS TRANSMISSION CORP |  | 1
VA2171268 | PB | LC | RT | Y | DS950 | LCR03 | SHOP | COLUMBIA GAS TRANSMISSION CORP | COLUMBIA GAS TRANSMISSION CORP | FSD | 1
VA2171268 | PB | LC | RT | Y | DS950 | LCR04 | WAREHOUSE RESTROOM | COLUMBIA GAS TRANSMISSION CORP | COLUMBIA GAS TRANSMISSION CORP | FSD | 1
VA2171268 | PB | LC | RT | Y | DS950 | LCR05 | OFFICE MEN RESTROOM | COLUMBIA GAS TRANSMISSION CORP | COLUMBIA GAS TRANSMISSION CORP | FSD | 1
VA2171268 | PB | LC | RT | Y | DS950 | LCR06 | LADIES OFFICE BATHRO | COLUMBIA GAS TRANSMISSION CORP | COLUMBIA GAS TRANSMISSION CORP | FSD | 1
VA2171268 | PB | LC | RT | Y | DS950 | LCR07 | KITCHIN | COLUMBIA GAS TRANSMISSION CORP | COLUMBIA GAS TRANSMISSION CORP | FSD | 1
VA2171268 | GE | NIT | RT | Y | SS004 | EP001 | TAP POST TMT FAC | COLUMBIA GAS TRANSMISSION CORP | EP - WELL 1 TMT PLT |  | 1
VA2171300 | GE | THM | RT | Y | DS950 | DS004 | 902 EDINBURG RES RD | EDINBURG, TOWN OF | EDINBURG, TOWN OF |  | 1
VA2171300 | GE | INO | RT | Y | SS011 | EP003 | WTP FINISHED TAP | EDINBURG, TOWN OF | EP - HIGH ST (WELL 1/2) WTP |  | 1
VA2171300 | GE | MET | RT | Y | SS011 | EP003 | WTP FINISHED TAP | EDINBURG, TOWN OF | EP - HIGH ST (WELL 1/2) WTP |  | 1
VA2171300 | GE | NIT | RT | Y | SS011 | EP003 | WTP FINISHED TAP | EDINBURG, TOWN OF | EP - HIGH ST (WELL 1/2) WTP |  | 1
VA2171300 | GE | VOC | RT | Y | SS011 | EP003 | WTP FINISHED TAP | EDINBURG, TOWN OF | EP - HIGH ST (WELL 1/2) WTP |  | 1
VA2171315 | GE | HAA | RT | Y | DS950 | DS003 | 2437 SOUTH OX ROAD | EDINBURG EXTENDED | EDINBURG EXTENDED |  | 1
VA2171315 | GE | THM | RT | Y | DS950 | DS003 | 2437 SOUTH OX ROAD | EDINBURG EXTENDED | EDINBURG EXTENDED |  | 1
VA2171316 | GE | NIT | RT | Y | EP001 | EP001 | HAND PUMP DISCH | GWNF-ELIZABETH FURNACE HOST | EP - WELL 1 |  | 1
VA2171318 | GE | NIT | RT | Y | EP001 | EP001 | TAP AFTER CCT | GWNF-ELIZABETH FURNACE CAMP | EP - WELL NO. 1A TMT PLT |  | 1
VA2171350 | GE | HAA | RT | Y | DS950 | DS004 | 122 ELIZABETH LANE | HOLLER SUBDIVISION | HOLLER SUBDIVISION |  | 1
VA2171350 | GE | THM | RT | Y | DS950 | DS004 | 122 ELIZABETH LANE | HOLLER SUBDIVISION | HOLLER SUBDIVISION |  | 1
VA2171475 | GE | HAA | RT | Y | DS950 | DS004 | 1472 SOUTH OX ROAD | MASSANUTTEN VIEW SUBDIVISION | MASSANUTTEN VIEW SUBDIVISION |  | 1
VA2171475 | GE | THM | RT | Y | DS950 | DS004 | 1472 SOUTH OX ROAD | MASSANUTTEN VIEW SUBDIVISION | MASSANUTTEN VIEW SUBDIVISION |  | 1
VA2171475 | GE | NIT | RT | Y | SS013 | EP016 | WELL 2A PRESS TK DISCH TAP | MASSANUTTEN VIEW SUBDIVISION | EP - WELL NO 2A |  | 1
VA2171575 | GE | HAA | RT | Y | DS001 | DS012 | 945 CAVERNS ROAD | MOUNT JACKSON, TOWN OF | MOUNT JACKSON |  | 1
VA2171575 | GE | THM | RT | Y | DS001 | DS012 | 945 CAVERNS ROAD | MOUNT JACKSON, TOWN OF | MOUNT JACKSON |  | 1
VA2171575 | GE | HAA | RT | Y | DS001 | DS013 | 6317 RAILROAD STREET | MOUNT JACKSON, TOWN OF | MOUNT JACKSON |  | 1
VA2171575 | GE | THM | RT | Y | DS001 | DS013 | 6317 RAILROAD STREET | MOUNT JACKSON, TOWN OF | MOUNT JACKSON |  | 1
VA2171575 | GE | NIT | RT | Y | EP001 | EP001 | NO3 REMOVAL FINISHED WATER | MOUNT JACKSON, TOWN OF | ENTRY POINT - NITRATE REMOVAL FACILITY |  | 1
VA2171575 | GE | RAD | RT | Y | EP001 | EP001 | NO3 REMOVAL FINISHED WATER | MOUNT JACKSON, TOWN OF | ENTRY POINT - NITRATE REMOVAL FACILITY |  | 1
VA2171575 | GE | NIT | RT | Y | EP00AL | EP0AL | ASHBY LEE FIN TAP | MOUNT JACKSON, TOWN OF | EP - ASHBY LEE WELL TMT PLT |  | 1
VA2171600 | GE | HAA | RT | Y | DS950 | DS010 | 2192 OLD VALLEY PIKE | NEW MARKET, TOWN OF | NEW MARKET, TOWN OF |  | 1
VA2171600 | GE | THM | RT | Y | DS950 | DS010 | 2192 OLD VALLEY PIKE | NEW MARKET, TOWN OF | NEW MARKET, TOWN OF |  | 1
VA2171600 | PB | LC | RT | Y | DS950 | LCR19 | 9064 N CONGRESS ST | NEW MARKET, TOWN OF | NEW MARKET, TOWN OF | FSD | 1
VA2171600 | PB | LC | RT | Y | DS950 | LCR21 | 150 CLARK ST | NEW MARKET, TOWN OF | NEW MARKET, TOWN OF | FSD | 1
VA2171600 | PB | LC | RT | Y | DS950 | LCR22 | 177 STONEWALL ST. | NEW MARKET, TOWN OF | NEW MARKET, TOWN OF | FSD | 1
VA2171600 | PB | LC | RT | Y | DS950 | LCR28 | 9839 MASSANUTTEN AVE | NEW MARKET, TOWN OF | NEW MARKET, TOWN OF | FSD | 1
VA2171600 | PB | LC | RT | Y | DS950 | LCR29 | 246 CLICKS LANE | NEW MARKET, TOWN OF | NEW MARKET, TOWN OF | FSD | 1
VA2171600 | PB | LC | RT | Y | DS950 | LCR35 | 9482 SHENANDOAH DRIVE | NEW MARKET, TOWN OF | NEW MARKET, TOWN OF | FSD | 1
VA2171600 | PB | LC | RT | Y | DS950 | LCR37 | 106 CENTURY VILLAGE | NEW MARKET, TOWN OF | NEW MARKET, TOWN OF | FSD | 1
VA2171600 | PB | LC | RT | Y | DS950 | LCR50 | 9679 SOUTH CONGRESS ST | NEW MARKET, TOWN OF | NEW MARKET, TOWN OF | FSD | 1
VA2171600 | PB | LC | RT | Y | DS950 | LCR51 | 9860 PLEASENT VIEW | NEW MARKET, TOWN OF | NEW MARKET, TOWN OF | FSD | 1
VA2171600 | PB | LC | RT | Y | DS950 | LCR53 | 151 CLARK ST | NEW MARKET, TOWN OF | NEW MARKET, TOWN OF | FSD | 1
VA2171600 | PB | LC | RT | Y | DS950 | LCR54 | 9504 JOHN SEVIER RD | NEW MARKET, TOWN OF | NEW MARKET, TOWN OF | FSD | 1
VA2171600 | PB | LC | RT | Y | DS950 | LCR55 | 9630 JOHN SEVIER RD | NEW MARKET, TOWN OF | NEW MARKET, TOWN OF | FSD | 1
VA2171600 | PB | LC | RT | Y | DS950 | LCR56 | 9628 JOHN SEVIER RD | NEW MARKET, TOWN OF | NEW MARKET, TOWN OF | FSD | 1
VA2171600 | PB | LC | RT | Y | DS950 | LCR57 | 9335 JOHN SEVIER RD | NEW MARKET, TOWN OF | NEW MARKET, TOWN OF | FSD | 1
VA2171600 | PB | LC | RT | Y | DS950 | LCR58 | 9576 JACKSON AVE | NEW MARKET, TOWN OF | NEW MARKET, TOWN OF | FSD | 1
VA2171600 | PB | LC | RT | Y | DS950 | LCR59 | 9581 SHENANDAOH DR | NEW MARKET, TOWN OF | NEW MARKET, TOWN OF | FSD | 1
VA2171600 | PB | LC | RT | Y | DS950 | LCR60 | 9585 SHENANDOAH DR | NEW MARKET, TOWN OF | NEW MARKET, TOWN OF | FSD | 1
VA2171600 | PB | LC | RT | Y | DS950 | LCR61 | 89 JACKSON AVE | NEW MARKET, TOWN OF | NEW MARKET, TOWN OF | FSD | 1
VA2540500 | PB | LC | RT | Y | DS001 | LCR006 | 207 RIVERVIEW AVE | CHARLOTTESVILLE, CITY OF | DISTRIBUTION SYSTEM | FSD | 1
VA2540500 | PB | LC | RT | Y | DS001 | LCR007 | 604 BLENHEIM AVE | CHARLOTTESVILLE, CITY OF | DISTRIBUTION SYSTEM | FSD | 1
VA2540500 | PB | LC | RT | Y | DS001 | LCR008 | 915 ST CHARLES AVE | CHARLOTTESVILLE, CITY OF | DISTRIBUTION SYSTEM | FSD | 1
VA2540500 | PB | LC | RT | Y | DS001 | LCR009 | 804 BOLLING AVE | CHARLOTTESVILLE, CITY OF | DISTRIBUTION SYSTEM | FSD | 1
VA2540500 | PB | LC | RT | Y | DS001 | LCR010 | 115A HAMMOND ST | CHARLOTTESVILLE, CITY OF | DISTRIBUTION SYSTEM | FSD | 1
VA2540500 | PB | LC | RT | Y | DS001 | LCR012 | 111A HAMMOND ST | CHARLOTTESVILLE, CITY OF | DISTRIBUTION SYSTEM | FSD | 1
VA2540500 | PB | LC | RT | Y | DS001 | LCR013 | 1209 LANDONIA CIR | CHARLOTTESVILLE, CITY OF | DISTRIBUTION SYSTEM | FSD | 1
VA2540500 | PB | LC | RT | Y | DS001 | LCR014 | 1618 KEITH VALLEY RD | CHARLOTTESVILLE, CITY OF | DISTRIBUTION SYSTEM | FSD | 1
VA2540500 | PB | LC | RT | Y | DS001 | LCR015 | 921 ST CHARLES AVE | CHARLOTTESVILLE, CITY OF | DISTRIBUTION SYSTEM | FSD | 1
VA2540500 | PB | LC | RT | Y | DS001 | LCR018 | 906 MARSHALL ST | CHARLOTTESVILLE, CITY OF | DISTRIBUTION SYSTEM | FSD | 1
VA2540500 | PB | LC | RT | Y | DS001 | LCR019 | 206 ALDERMAN RD | CHARLOTTESVILLE, CITY OF | DISTRIBUTION SYSTEM | FSD | 1
VA2540500 | PB | LC | RT | Y | DS001 | LCR020 | 917 ST CHARLES AVE | CHARLOTTESVILLE, CITY OF | DISTRIBUTION SYSTEM | FSD | 1
VA2540500 | PB | LC | RT | Y | DS001 | LCR021 | 1414 GROVE RD | CHARLOTTESVILLE, CITY OF | DISTRIBUTION SYSTEM | FSD | 1
VA2540500 | PB | LC | RT | Y | DS001 | LCR025 | 1207B LANDONIA CIR | CHARLOTTESVILLE, CITY OF | DISTRIBUTION SYSTEM | FSD | 1
VA2540500 | PB | LC | RT | Y | DS001 | LCR026 | 1207A LANDONIA CIR | CHARLOTTESVILLE, CITY OF | DISTRIBUTION SYSTEM | FSD | 1
VA2540500 | PB | LC | RT | Y | DS001 | LCR028 | 1510 EARLY ST | CHARLOTTESVILLE, CITY OF | DISTRIBUTION SYSTEM | FSD | 1
VA2770900 | PB | LC | RT | Y | DS001 | LCR015 | 3521 OLIVER RD | WESTERN VIRGINIA WATER AUTHORITY | DIST SYSTEM - WVWA | FSD | 1
VA2770900 | PB | LC | RT | Y | DS001 | LCR018 | 217 RUTHERFORD CT | WESTERN VIRGINIA WATER AUTHORITY | DIST SYSTEM - WVWA | FSD | 1
VA2770900 | PB | LC | RT | Y | DS001 | LCR021 | 3349 KELLY LANE | WESTERN VIRGINIA WATER AUTHORITY | DIST SYSTEM - WVWA | FSD | 1
VA2770900 | PB | LC | RT | Y | DS001 | LCR022 | 5115 FALCON RIDGE RD | WESTERN VIRGINIA WATER AUTHORITY | DIST SYSTEM - WVWA | FSD | 1
VA2770900 | PB | LC | RT | Y | DS001 | LCR024 | 6608 SUGAR RIDGE DR | WESTERN VIRGINIA WATER AUTHORITY | DIST SYSTEM - WVWA | FSD | 1
VA2770900 | PB | LC | RT | Y | DS001 | LCR026 | 4724 PENNSYLVANIA AVE | WESTERN VIRGINIA WATER AUTHORITY | DIST SYSTEM - WVWA | FSD | 1
VA2770900 | PB | LC | RT | Y | DS001 | LCR028 | 2911 MANSFIELD ST | WESTERN VIRGINIA WATER AUTHORITY | DIST SYSTEM - WVWA | FSD | 1
VA2770900 | PB | LC | RT | Y | DS001 | LCR030 | 3827 VENTNOR RD | WESTERN VIRGINIA WATER AUTHORITY | DIST SYSTEM - WVWA | FSD | 1
VA2770900 | PB | LC | RT | Y | DS001 | LCR032 | 4508 DELRAY AVE | WESTERN VIRGINIA WATER AUTHORITY | DIST SYSTEM - WVWA | FSD | 1
VA2770900 | PB | LC | RT | Y | DS001 | LCR033 | 3424 MORNING DOVE RD | WESTERN VIRGINIA WATER AUTHORITY | DIST SYSTEM - WVWA | FSD | 1
VA2770900 | PB | LC | RT | Y | DS001 | LCR035 | 2030 KNOLLWOOD | WESTERN VIRGINIA WATER AUTHORITY | DIST SYSTEM - WVWA | FSD | 1
VA2770900 | PB | LC | RT | Y | DS001 | LCR036 | 207 RUTHERFORD CT | WESTERN VIRGINIA WATER AUTHORITY | DIST SYSTEM - WVWA | FSD | 1
VA2770900 | PB | LC | RT | Y | DS001 | LCR038 | 226 RUTHERFORD CT | WESTERN VIRGINIA WATER AUTHORITY | DIST SYSTEM - WVWA | FSD | 1
VA2770900 | PB | LC | RT | Y | DS001 | LCR039 | 4735 PENNSYLVANIA AVE | WESTERN VIRGINIA WATER AUTHORITY | DIST SYSTEM - WVWA | FSD | 1
VA2770900 | PB | LC | RT | Y | DS001 | LCR040 | 4522 LAURELWOOD DR | WESTERN VIRGINIA WATER AUTHORITY | DIST SYSTEM - WVWA | FSD | 1
VA2770900 | PB | LC | RT | Y | DS001 | LCR043 | 5818 DOGWOOD AVE | WESTERN VIRGINIA WATER AUTHORITY | DIST SYSTEM - WVWA | FSD | 1
VA2770900 | PB | LC | RT | Y | DS001 | LCR044 | 1527 MABRY AVE | WESTERN VIRGINIA WATER AUTHORITY | DIST SYSTEM - WVWA | FSD | 1
VA2770900 | PB | LC | RT | Y | DS001 | LCR045 | 3805 HUMMINGBIRD LN | WESTERN VIRGINIA WATER AUTHORITY | DIST SYSTEM - WVWA | FSD | 1
VA2770900 | PB | LC | RT | Y | DS001 | LCR046 | 1934 DEYERLE RD | WESTERN VIRGINIA WATER AUTHORITY | DIST SYSTEM - WVWA | FSD | 1
VA2770900 | PB | LC | RT | Y | DS001 | LCR047 | 3760 PEAKWOOD DR | WESTERN VIRGINIA WATER AUTHORITY | DIST SYSTEM - WVWA | FSD | 1
VA2770900 | PB | LC | RT | Y | DS001 | LCR048 | 3920 MEADOWLARK RD | WESTERN VIRGINIA WATER AUTHORITY | DIST SYSTEM - WVWA | FSD | 1
VA2770900 | PB | LC | RT | Y | DS001 | LCR049 | 1538 SHANNON ST | WESTERN VIRGINIA WATER AUTHORITY | DIST SYSTEM - WVWA | FSD | 1
VA2770900 | PB | LC | RT | Y | DS001 | LCR051 | 3511 HERITAGE SW | WESTERN VIRGINIA WATER AUTHORITY | DIST SYSTEM - WVWA | FSD | 1
VA2770900 | PB | LC | RT | Y | DS001 | LCR052 | 2609 BLUEFIELD BLVD | WESTERN VIRGINIA WATER AUTHORITY | DIST SYSTEM - WVWA | FSD | 1
VA2770900 | PB | LC | RT | Y | DS001 | LCR054 | 3726 DOGWOOD LN SW | WESTERN VIRGINIA WATER AUTHORITY | DIST SYSTEM - WVWA | FSD | 1
VA2770900 | PB | LC | RT | Y | DS001 | LCR055 | 1402 DEYERLE RD | WESTERN VIRGINIA WATER AUTHORITY | DIST SYSTEM - WVWA | FSD | 1
VA2770900 | PB | LC | RT | Y | DS001 | LCR056 | 1624 WILBUR RD SW | WESTERN VIRGINIA WATER AUTHORITY | DIST SYSTEM - WVWA | FSD | 1
VA2770900 | PB | LC | RT | Y | DS001 | LCR058 | 221 RUTHERFORD CT | WESTERN VIRGINIA WATER AUTHORITY | DIST SYSTEM - WVWA | FSD | 1
VA2770900 | PB | LC | RT | Y | DS001 | LCR059 | 3449 WOODLAND HILLS LN | WESTERN VIRGINIA WATER AUTHORITY | DIST SYSTEM - WVWA | FSD | 1
VA2770900 | PB | LC | RT | Y | DS001 | LCR060 | 2626 BLUEFIELD BLVD SW | WESTERN VIRGINIA WATER AUTHORITY | DIST SYSTEM - WVWA | FSD | 1
VA2770900 | PB | LC | RT | Y | DS001 | LCR061 | 3927 SKYLARK CIRCLE | WESTERN VIRGINIA WATER AUTHORITY | DIST SYSTEM - WVWA | FSD | 1
VA2770900 | PB | LC | RT | Y | DS001 | LCR062 | 5651 CRESCENT BLVD | WESTERN VIRGINIA WATER AUTHORITY | DIST SYSTEM - WVWA | FSD | 1
VA2770900 | PB | LC | RT | Y | DS001 | LCR063 | 162 WINDSOR LANE | WESTERN VIRGINIA WATER AUTHORITY | DIST SYSTEM - WVWA | FSD | 1
VA2770900 | PB | LC | RT | Y | DS001 | LCR064 | 443 RIDGE ROAD | WESTERN VIRGINIA WATER AUTHORITY | DIST SYSTEM - WVWA | FSD | 1
VA2770900 | PB | LC | RT | Y | DS001 | LCR065 | 267 SPRING HOLLOW ROAD | WESTERN VIRGINIA WATER AUTHORITY | DIST SYSTEM - WVWA | FSD | 1
VA2770900 | PB | LC | RT | Y | DS001 | LCR066 | 2912 WOODTHRUSH DRIVE | WESTERN VIRGINIA WATER AUTHORITY | DIST SYSTEM - WVWA | FSD | 1
VA2770900 | PB | LC | RT | Y | DS001 | LCR067 | 188 AZALEA DR | WESTERN VIRGINIA WATER AUTHORITY | DIST SYSTEM - WVWA | FSD | 1
VA2770900 | PB | LC | RT | Y | DS001 | LCR068 | 471 TINKER MOUNTAIN DRIVE | WESTERN VIRGINIA WATER AUTHORITY | DIST SYSTEM - WVWA | FSD | 1
VA2770900 | PB | LC | RT | Y | DS001 | LCR069 | 4 ASPEN DRIVE | WESTERN VIRGINIA WATER AUTHORITY | DIST SYSTEM - WVWA | FSD | 1
VA2770900 | PB | LC | RT | Y | DS001 | LCR070 | 6116 HOMEWOOD CIRCLE | WESTERN VIRGINIA WATER AUTHORITY | DIST SYSTEM - WVWA | FSD | 1
VA2770900 | GE | FUM | RT | Y | EP001 | EP001 | CARVINS COVE FIN TAP | WESTERN VIRGINIA WATER AUTHORITY | EP CARVINS COVE TP |  | 1
VA2770900 | GE | SVO | RT | Y | EP001 | EP001 | CARVINS COVE FIN TAP | WESTERN VIRGINIA WATER AUTHORITY | EP CARVINS COVE TP |  | 1
VA2770900 | GE | CAH | RT | Y | EP001 | EP001 | CARVINS COVE FIN TAP | WESTERN VIRGINIA WATER AUTHORITY | EP CARVINS COVE TP |  | 1
VA2770900 | GE | CAR | RT | Y | EP001 | EP001 | CARVINS COVE FIN TAP | WESTERN VIRGINIA WATER AUTHORITY | EP CARVINS COVE TP |  | 1
VA2770900 | GE | FUM | RT | Y | EP002 | EP002 | SP HOLLOW FIN TAP | WESTERN VIRGINIA WATER AUTHORITY | EP SPRING HOLLOW TF |  | 1
VA2770900 | GE | SVO | RT | Y | EP002 | EP002 | SP HOLLOW FIN TAP | WESTERN VIRGINIA WATER AUTHORITY | EP SPRING HOLLOW TF |  | 1
VA2770900 | GE | CAH | RT | Y | EP002 | EP002 | SP HOLLOW FIN TAP | WESTERN VIRGINIA WATER AUTHORITY | EP SPRING HOLLOW TF |  | 1
VA2770900 | GE | CAR | RT | Y | EP002 | EP002 | SP HOLLOW FIN TAP | WESTERN VIRGINIA WATER AUTHORITY | EP SPRING HOLLOW TF |  | 1
VA2770900 | GE | FUM | RT | Y | EP003 | EP003 | CRYSTAL SP FIN TAP | WESTERN VIRGINIA WATER AUTHORITY | EP CRYSTAL SPRING TP |  | 1
VA2770900 | GE | SVO | RT | Y | EP003 | EP003 | CRYSTAL SP FIN TAP | WESTERN VIRGINIA WATER AUTHORITY | EP CRYSTAL SPRING TP |  | 1
VA2770900 | GE | CAH | RT | Y | EP003 | EP003 | CRYSTAL SP FIN TAP | WESTERN VIRGINIA WATER AUTHORITY | EP CRYSTAL SPRING TP |  | 1
VA2770900 | GE | CAR | RT | Y | EP003 | EP003 | CRYSTAL SP FIN TAP | WESTERN VIRGINIA WATER AUTHORITY | EP CRYSTAL SPRING TP |  | 1
VA2770900 | GE | INO | RT | Y | EP020 | EP020 | LONG RIDGE WL 2 TAP | WESTERN VIRGINIA WATER AUTHORITY | EP LONGRIDGE WELL 2 (HOMEWOOD 3) |  | 1
VA2770900 | GE | MET | RT | Y | EP020 | EP020 | LONG RIDGE WL 2 TAP | WESTERN VIRGINIA WATER AUTHORITY | EP LONGRIDGE WELL 2 (HOMEWOOD 3) |  | 1
VA2770900 | GE | NIT | RT | Y | EP020 | EP020 | LONG RIDGE WL 2 TAP | WESTERN VIRGINIA WATER AUTHORITY | EP LONGRIDGE WELL 2 (HOMEWOOD 3) |  | 1
VA2770900 | GE | NIT | RT | Y | EP023 | EP023 | STARKEY 1A WL TAP | WESTERN VIRGINIA WATER AUTHORITY | EP STARKEY WELL 1A (SB) |  | 1
VA2770900 | GE | NIT | RT | Y | EP034 | EP034 | MUSE SPRING FIN TAP | WESTERN VIRGINIA WATER AUTHORITY | MUSE SPRING EP |  | 1
VA2770900 | GE | RAD | RT | Y | EP034 | EP034 | MUSE SPRING FIN TAP | WESTERN VIRGINIA WATER AUTHORITY | MUSE SPRING EP |  | 1
VA2770900 | GE | VOC | RT | Y | EP034 | EP034 | MUSE SPRING FIN TAP | WESTERN VIRGINIA WATER AUTHORITY | MUSE SPRING EP |  | 1
VA2770900 | GE | TOA | RT | Y | IN001 | RW001 CC | CC RAW WATER TAP | WESTERN VIRGINIA WATER AUTHORITY | CARVINS COVE |  | 3
VA2770900 | GE | TOA | RT | Y | IN002A | RW002A SH | SPRING HOLLOW RESERVOIR | WESTERN VIRGINIA WATER AUTHORITY | SPRING HOLLOW RESERVOIR INTAKE |  | 3
VA2770900 | GE | FL2 | ST | N | TP001 | LAB001 CC | CC LAB TAP | WESTERN VIRGINIA WATER AUTHORITY | CARVINS COVE TP |  | 3
VA2770900 | GE | TOC | RT | Y | TP001 | UP001 CC | CC COMB FILTER EFF | WESTERN VIRGINIA WATER AUTHORITY | CARVINS COVE TP |  | 3
VA2770900 | GE | SUV | RT | Y | TP001 | UP001 CC | CC COMB FILTER EFF | WESTERN VIRGINIA WATER AUTHORITY | CARVINS COVE TP |  | 3
VA2770900 | GE | FL2 | ST | N | TP002 | LAB002 SH | SH LAB TAP | WESTERN VIRGINIA WATER AUTHORITY | SPRING HOLLOW TP |  | 3
VA2770900 | GE | TOC | RT | Y | TP002 | UP002 SH | SH COMB FILTER EFF | WESTERN VIRGINIA WATER AUTHORITY | SPRING HOLLOW TP |  | 3
VA2770900 | GE | FL2 | ST | N | TP003 | LAB003 CS | CS LAB TAP | WESTERN VIRGINIA WATER AUTHORITY | CRYSTAL SPRING TP |  | 3
VA2775300 | GE | HAA | RT | Y | DS001 | DBP01 | 2909 PHILLIPS BROOK LANE | SALEM, CITY OF | CITY OF SALEM |  | 1
VA2775300 | GE | THM | RT | Y | DS001 | DBP01 | 2909 PHILLIPS BROOK LANE | SALEM, CITY OF | CITY OF SALEM |  | 1
VA2775300 | GE | HAA | RT | Y | DS001 | DBP02 | 2609 LEEMOUNT STREET | SALEM, CITY OF | CITY OF SALEM |  | 1
VA2775300 | GE | THM | RT | Y | DS001 | DBP02 | 2609 LEEMOUNT STREET | SALEM, CITY OF | CITY OF SALEM |  | 1
VA2775300 | GE | HAA | RT | Y | DS001 | DBP03 | 23 HILLMOUNT/1813 EAST MAIN ST ANU | SALEM, CITY OF | CITY OF SALEM |  | 1
VA2775300 | GE | THM | RT | Y | DS001 | DBP03 | 23 HILLMOUNT/1813 EAST MAIN ST ANU | SALEM, CITY OF | CITY OF SALEM |  | 1
VA2775300 | GE | HAA | RT | Y | DS001 | DBP04 | 447 DALEWOOD AVE. | SALEM, CITY OF | CITY OF SALEM |  | 1
VA2775300 | GE | THM | RT | Y | DS001 | DBP04 | 447 DALEWOOD AVE. | SALEM, CITY OF | CITY OF SALEM |  | 1
VA2775300 | GE | FUM | RT | Y | EP001 | EP001 | PLANT - EP001 | SALEM, CITY OF | ENTRY POINT - PLANT |  | 1
VA2775300 | GE | SVO | RT | Y | EP001 | EP001 | PLANT - EP001 | SALEM, CITY OF | ENTRY POINT - PLANT |  | 1
VA2775300 | GE | CAH | RT | Y | EP001 | EP001 | PLANT - EP001 | SALEM, CITY OF | ENTRY POINT - PLANT |  | 1
VA2775300 | GE | CAR | RT | Y | EP001 | EP001 | PLANT - EP001 | SALEM, CITY OF | ENTRY POINT - PLANT |  | 1
VA2775300 | GE | TOA | RT | Y | IN001 | RW001 | INTAKE RAW WATER | SALEM, CITY OF | ROANOKE RIVER |  | 3
VA2775300 | GE | FL2 | ST | N | TP001 | LAB001 | LAB TAP | SALEM, CITY OF | SALEM WTP |  | 3
VA2775300 | GE | TOC | RT | Y | TP001 | UP008 | COMBINED FILTER EFF | SALEM, CITY OF | SALEM WTP |  | 3
VA2775485 | PB | LC | RT | Y | DS001 | LCR001 | BLDG 144 CHAPEL MEN'S BATHROOM | SALEM VETERANS AFFAIRS MEDICAL CENTER | DISTRIBUTION SYSTEM | FSD | 1
VA2775485 | PB | LC | RT | Y | DS001 | LCR002 | BLDG 12 ROOM 3B BASEMENT | SALEM VETERANS AFFAIRS MEDICAL CENTER | DISTRIBUTION SYSTEM | FSD | 1
VA2775485 | PB | LC | RT | Y | DS001 | LCR003 | BLDG 8 ROOM 123 MEN'S BATHROOM | SALEM VETERANS AFFAIRS MEDICAL CENTER | DISTRIBUTION SYSTEM | FSD | 1
VA2775485 | PB | LC | RT | Y | DS001 | LCR004 | BLDG 1 ROOM 114 MEN'S RESTROOM | SALEM VETERANS AFFAIRS MEDICAL CENTER | DISTRIBUTION SYSTEM | FSD | 1
VA2775485 | PB | LC | RT | Y | DS001 | LCR005 | BLDG 2 ROOM 130 MEN'S RESTROOM | SALEM VETERANS AFFAIRS MEDICAL CENTER | DISTRIBUTION SYSTEM | FSD | 1
VA2775485 | PB | LC | RT | Y | DS001 | LCR006 | BLDG 2A 2ND FLOOR COMMUNITY LIVING CTR | SALEM VETERANS AFFAIRS MEDICAL CENTER | DISTRIBUTION SYSTEM | FSD | 1
VA2775485 | PB | LC | RT | Y | DS001 | LCR007 | BLDG 4 ROOM 101 MEN'S BATHROOM | SALEM VETERANS AFFAIRS MEDICAL CENTER | DISTRIBUTION SYSTEM | FSD | 1
VA2775485 | PB | LC | RT | Y | DS001 | LCR008 | BLDG 5 ROOM 101 MEN'S RESTROOM | SALEM VETERANS AFFAIRS MEDICAL CENTER | DISTRIBUTION SYSTEM | FSD | 1
VA2775485 | PB | LC | RT | Y | DS001 | LCR009 | BLDG 7 ACROSS ROOM 101 UNISEX BATHROOM | SALEM VETERANS AFFAIRS MEDICAL CENTER | DISTRIBUTION SYSTEM | FSD | 1
VA2775485 | PB | LC | RT | Y | DS001 | LCR010 | BLDG 9 ROOM 7 MEN'S RESTROOM BASEMENT | SALEM VETERANS AFFAIRS MEDICAL CENTER | DISTRIBUTION SYSTEM | FSD | 1
VA2775485 | PB | LC | RT | Y | DS001 | LCR011 | BLDG 10 ROOM 4A MEN'S RESTROOM BASEMENT | SALEM VETERANS AFFAIRS MEDICAL CENTER | DISTRIBUTION SYSTEM | FSD | 1
VA2775485 | PB | LC | RT | Y | DS001 | LCR012 | BLDG 11 ROOM 117 MEN'S RESTROOM | SALEM VETERANS AFFAIRS MEDICAL CENTER | DISTRIBUTION SYSTEM | FSD | 1
VA2775485 | PB | LC | RT | Y | DS001 | LCR013 | BLDG 16 ROOM 10A MEN'S RESTROOM | SALEM VETERANS AFFAIRS MEDICAL CENTER | DISTRIBUTION SYSTEM | FSD | 1
VA2775485 | PB | LC | RT | Y | DS001 | LCR014 | BLDG 14 OUTSIDE OF LAUNDRY OFFICE SINK | SALEM VETERANS AFFAIRS MEDICAL CENTER | DISTRIBUTION SYSTEM | FSD | 1
VA2775485 | PB | LC | RT | Y | DS001 | LCR015 | BLDG 74 ROOM 127 MEN'S RESTROOM | SALEM VETERANS AFFAIRS MEDICAL CENTER | DISTRIBUTION SYSTEM | FSD | 1
VA2775485 | PB | LC | RT | Y | DS001 | LCR016 | BLDG 75 ROOM 118 MEN'S RESTROOM | SALEM VETERANS AFFAIRS MEDICAL CENTER | DISTRIBUTION SYSTEM | FSD | 1
VA2775485 | PB | LC | RT | Y | DS001 | LCR017 | BLDG 76 ROOM 124 MEN'S RESTROOM | SALEM VETERANS AFFAIRS MEDICAL CENTER | DISTRIBUTION SYSTEM | FSD | 1
VA2775485 | PB | LC | RT | Y | DS001 | LCR018 | BLDG 77 ROOM 108 MEN'S RESTROOM | SALEM VETERANS AFFAIRS MEDICAL CENTER | DISTRIBUTION SYSTEM | FSD | 1
VA2775485 | PB | LC | RT | Y | DS001 | LCR019 | BLDG 85 TIN SHOP SINK | SALEM VETERANS AFFAIRS MEDICAL CENTER | DISTRIBUTION SYSTEM | FSD | 1
VA2775485 | PB | LC | RT | Y | DS001 | LCR020 | BLDG 15 LAUNDRY MAIN OFFICE RESTROOM | SALEM VETERANS AFFAIRS MEDICAL CENTER | DISTRIBUTION SYSTEM | FSD | 1
VA2790600 | GE | HAA | RT | Y | DS001 | DS003 | BEST BUY | STAUNTON, CITY OF | STAUNTON, CITY OF |  | 1
VA2790600 | GE | THM | RT | Y | DS001 | DS003 | BEST BUY | STAUNTON, CITY OF | STAUNTON, CITY OF |  | 1
VA2790600 | GE | HAA | RT | Y | DS001 | DS005 | SUPER SHOES | STAUNTON, CITY OF | STAUNTON, CITY OF |  | 1
VA2790600 | GE | THM | RT | Y | DS001 | DS005 | SUPER SHOES | STAUNTON, CITY OF | STAUNTON, CITY OF |  | 1
VA2790600 | GE | HAA | RT | Y | DS001 | DS006 | BROOKDALE | STAUNTON, CITY OF | STAUNTON, CITY OF |  | 1
VA2790600 | GE | THM | RT | Y | DS001 | DS006 | BROOKDALE | STAUNTON, CITY OF | STAUNTON, CITY OF |  | 1
VA2790600 | GE | HAA | RT | Y | DS001 | DS007 | AUGUSTA CO-OP FARM BUREAU | STAUNTON, CITY OF | STAUNTON, CITY OF |  | 1
VA2790600 | GE | THM | RT | Y | DS001 | DS007 | AUGUSTA CO-OP FARM BUREAU | STAUNTON, CITY OF | STAUNTON, CITY OF |  | 1
VA2790600 | GE | FL2 | ST | N | EP001 | EP001 | FINISHED TAP | STAUNTON, CITY OF | ENTRY POINT - STAUNTON WTP |  | 3
VA2790600 | GE | SVO | RT | Y | EP001 | EP001 | FINISHED TAP | STAUNTON, CITY OF | ENTRY POINT - STAUNTON WTP |  | 1
VA2790600 | GE | CAH | RT | Y | EP001 | EP001 | FINISHED TAP | STAUNTON, CITY OF | ENTRY POINT - STAUNTON WTP |  | 1
VA2790600 | GE | CAR | RT | Y | EP001 | EP001 | FINISHED TAP | STAUNTON, CITY OF | ENTRY POINT - STAUNTON WTP |  | 1
VA2790600 | GE | TOA | RT | Y | RW001 | RW001 | RAW WATER | STAUNTON, CITY OF | COMBINED RAW WATER - STAUNTON WTP |  | 1
VA2790600 | GE | TOC | RT | Y | TP004 | UP001 | COMBINED FILTER EFF | STAUNTON, CITY OF | STAUNTON WATER TREATMENT PLANT |  | 1
VA2820775 | GE | HAA | RT | Y | DS001 | DBP02 | 121 ANA MARIE | WAYNESBORO, CITY OF | WAYNESBORO |  | 1
VA2820775 | GE | THM | RT | Y | DS001 | DBP02 | 121 ANA MARIE | WAYNESBORO, CITY OF | WAYNESBORO |  | 1
VA2820775 | GE | HAA | RT | Y | DS001 | DBP03 | 508 CHESNUT | WAYNESBORO, CITY OF | WAYNESBORO |  | 1
VA2820775 | GE | THM | RT | Y | DS001 | DBP03 | 508 CHESNUT | WAYNESBORO, CITY OF | WAYNESBORO |  | 1
VA2820775 | GE | HAA | RT | Y | DS001 | DBP04 | 423 WOODLAND | WAYNESBORO, CITY OF | WAYNESBORO |  | 1
VA2820775 | GE | THM | RT | Y | DS001 | DBP04 | 423 WOODLAND | WAYNESBORO, CITY OF | WAYNESBORO |  | 1
VA2820775 | GE | HAA | RT | Y | DS001 | DBP-SPRINGS | 2304 MONROE ST- MRT | WAYNESBORO, CITY OF | WAYNESBORO |  | 1
VA2820775 | GE | THM | RT | Y | DS001 | DBP-SPRINGS | 2304 MONROE ST- MRT | WAYNESBORO, CITY OF | WAYNESBORO |  | 1
VA2820775 | GE | FL2 | ST | N | EP001 | EP001 | COYNER SPRINGS | WAYNESBORO, CITY OF | COYNER SPRINGS ENTRY POINT |  | 3
VA2820775 | GE | RAD | RT | Y | EP001 | EP001 | COYNER SPRINGS | WAYNESBORO, CITY OF | COYNER SPRINGS ENTRY POINT |  | 1
VA5009050 | GE | HAA | RT | Y | DS001 | DBP03 | FAIRMONT CROSSING | AMHERST, TOWN OF | DISTRIBUTION SYSTEM |  | 1
VA5009050 | GE | THM | RT | Y | DS001 | DBP04 | SBC BPS-SUCTION | AMHERST, TOWN OF | DISTRIBUTION SYSTEM |  | 1
VA5009050 | PB | LC | RT | Y | DS001 | LC001 | 158 LAKE DR | AMHERST, TOWN OF | DISTRIBUTION SYSTEM | FSD | 1
VA5009050 | PB | LC | RT | Y | DS001 | LC009 | 131 EPIPHANY CT | AMHERST, TOWN OF | DISTRIBUTION SYSTEM | FSD | 1
VA5009050 | PB | LC | RT | Y | DS001 | LC014 | 148 WHITE HEAD DR | AMHERST, TOWN OF | DISTRIBUTION SYSTEM | FSD | 1
VA5009050 | PB | LC | RT | Y | DS001 | LC018 | 157 PINE STREET | AMHERST, TOWN OF | DISTRIBUTION SYSTEM | FSD | 1
VA5009050 | PB | LC | RT | Y | DS001 | LC022 | 159 BRIARHERST | AMHERST, TOWN OF | DISTRIBUTION SYSTEM | FSD | 1
VA5009050 | PB | LC | RT | Y | DS001 | LC030 | 341 GRANDVIEW DRIVE | AMHERST, TOWN OF | DISTRIBUTION SYSTEM | FSD | 1
VA5009050 | PB | LC | RT | Y | DS001 | LC031 | 201 SUNSET DRIVE | AMHERST, TOWN OF | DISTRIBUTION SYSTEM | FSD | 1
VA5009050 | PB | LC | RT | Y | DS001 | LC033 | 117 WOODLAND DRIVE | AMHERST, TOWN OF | DISTRIBUTION SYSTEM | FSD | 1
VA5009050 | PB | LC | RT | Y | DS001 | LC036 | 150 HILLCREST DRIVE | AMHERST, TOWN OF | DISTRIBUTION SYSTEM | FSD | 1
VA5009050 | PB | LC | RT | Y | DS001 | LC037 | 147 LOCH LANE | AMHERST, TOWN OF | DISTRIBUTION SYSTEM | FSD | 1
VA5009050 | GE | FL2 | ST | N | EP001 | EP001 | PLANT TAP - FINISHED | AMHERST, TOWN OF | ENTRY POINT TAP |  | 3
VA5009050 | GE | TOA | RT | Y | IN001 | RW001 | BUFFALO RIVER INTAKE | AMHERST, TOWN OF | BUFFALO RIVER INTAKE |  | 3
VA5009050 | GE | TOC | RT | Y | TP001 | UP001 | CFE TAP | AMHERST, TOWN OF | TREATMENT PLANT |  | 3
VA5009250 | GE | HAA | RT | Y | DS001 | DBP03 | ABBITTS GARAGE | AMHERST CO SERVICE AUTHORITY (ACSA) | DISTRIBUTION SYSTEM |  | 1
VA5009250 | GE | THM | RT | Y | DS001 | DBP03 | ABBITTS GARAGE | AMHERST CO SERVICE AUTHORITY (ACSA) | DISTRIBUTION SYSTEM |  | 1
VA5009250 | GE | HAA | RT | Y | DS001 | DBP05 | EBENEZER ROAD | AMHERST CO SERVICE AUTHORITY (ACSA) | DISTRIBUTION SYSTEM |  | 1
VA5009250 | GE | THM | RT | Y | DS001 | DBP05 | EBENEZER ROAD | AMHERST CO SERVICE AUTHORITY (ACSA) | DISTRIBUTION SYSTEM |  | 1
VA5009250 | GE | HAA | RT | Y | DS001 | DBP06 | KENTMOOR FARM RD | AMHERST CO SERVICE AUTHORITY (ACSA) | DISTRIBUTION SYSTEM |  | 1
VA5009250 | GE | THM | RT | Y | DS001 | DBP06 | KENTMOOR FARM RD | AMHERST CO SERVICE AUTHORITY (ACSA) | DISTRIBUTION SYSTEM |  | 1
VA5009250 | GE | HAA | RT | Y | DS001 | DBP07 | ELON ROAD | AMHERST CO SERVICE AUTHORITY (ACSA) | DISTRIBUTION SYSTEM |  | 1
VA5009250 | GE | THM | RT | Y | DS001 | DBP07 | ELON ROAD | AMHERST CO SERVICE AUTHORITY (ACSA) | DISTRIBUTION SYSTEM |  | 1
VA5009250 | PB | LC | RT | Y | DS001 | LC001 | 228 WEST BETHEL DR | AMHERST CO SERVICE AUTHORITY (ACSA) | DISTRIBUTION SYSTEM | FSD | 1
VA5009250 | PB | LC | RT | Y | DS001 | LC006 | 259 LAUREL DRIVE | AMHERST CO SERVICE AUTHORITY (ACSA) | DISTRIBUTION SYSTEM | FSD | 1
VA5009250 | PB | LC | RT | Y | DS001 | LC007 | 117 VALLEYVIEW DR | AMHERST CO SERVICE AUTHORITY (ACSA) | DISTRIBUTION SYSTEM | FSD | 1
VA5009250 | PB | LC | RT | Y | DS001 | LC008 | 250 RIDGEVIEW LANE | AMHERST CO SERVICE AUTHORITY (ACSA) | DISTRIBUTION SYSTEM | FSD | 1
VA5009250 | PB | LC | RT | Y | DS001 | LC019 | 128 GARFORD DRIVE | AMHERST CO SERVICE AUTHORITY (ACSA) | DISTRIBUTION SYSTEM | FSD | 1
VA5009250 | PB | LC | RT | Y | DS001 | LC023 | 242 CASEY LANE | AMHERST CO SERVICE AUTHORITY (ACSA) | DISTRIBUTION SYSTEM | FSD | 1
VA5009250 | PB | LC | RT | Y | DS001 | LC024 | 867 POSSUM ISLAND RD | AMHERST CO SERVICE AUTHORITY (ACSA) | DISTRIBUTION SYSTEM | FSD | 1
VA5009250 | PB | LC | RT | Y | DS001 | LC025 | 114 WILLIAMS ROAD | AMHERST CO SERVICE AUTHORITY (ACSA) | DISTRIBUTION SYSTEM | FSD | 1
VA5009250 | PB | LC | RT | Y | DS001 | LC026 | 149 B STREET | AMHERST CO SERVICE AUTHORITY (ACSA) | DISTRIBUTION SYSTEM | FSD | 1
VA5009250 | PB | LC | RT | Y | DS001 | LC027 | 167 MAIN STREET | AMHERST CO SERVICE AUTHORITY (ACSA) | DISTRIBUTION SYSTEM | FSD | 1
VA5009250 | PB | LC | RT | Y | DS001 | LC028 | 248 LAUREL DRIVE | AMHERST CO SERVICE AUTHORITY (ACSA) | DISTRIBUTION SYSTEM | FSD | 1
VA5009250 | PB | LC | RT | Y | DS001 | LC030 | 151 RIDGEVIEW LANE | AMHERST CO SERVICE AUTHORITY (ACSA) | DISTRIBUTION SYSTEM | FSD | 1
VA5009250 | PB | LC | RT | Y | DS001 | LC036 | 271 APPLE WAY | AMHERST CO SERVICE AUTHORITY (ACSA) | DISTRIBUTION SYSTEM | FSD | 1
VA5009250 | PB | LC | RT | Y | DS001 | LC037 | 155 FOURTH ST | AMHERST CO SERVICE AUTHORITY (ACSA) | DISTRIBUTION SYSTEM | FSD | 1
VA5009250 | PB | LC | RT | Y | DS001 | LC039 | 184 SCOTTS MILL RD | AMHERST CO SERVICE AUTHORITY (ACSA) | DISTRIBUTION SYSTEM | FSD | 1
VA5009250 | PB | LC | RT | Y | DS001 | LC043 | 527 SEMINOLE DR | AMHERST CO SERVICE AUTHORITY (ACSA) | DISTRIBUTION SYSTEM | FSD | 1
VA5009250 | PB | LC | RT | Y | DS001 | LC047 | 421 SEMINOLE DR | AMHERST CO SERVICE AUTHORITY (ACSA) | DISTRIBUTION SYSTEM | FSD | 1
VA5009250 | PB | LC | RT | Y | DS001 | LC050 | 227 LAKEVIEW | AMHERST CO SERVICE AUTHORITY (ACSA) | DISTRIBUTION SYSTEM | FSD | 1
VA5009250 | PB | LC | RT | Y | DS001 | LC057 | 262 MONACAN PARK RD | AMHERST CO SERVICE AUTHORITY (ACSA) | DISTRIBUTION SYSTEM | FSD | 1
VA5009250 | PB | LC | RT | Y | DS001 | LC060 | 2192 CEDAR GATE ROAD | AMHERST CO SERVICE AUTHORITY (ACSA) | DISTRIBUTION SYSTEM | FSD | 1
VA5009250 | PB | LC | RT | Y | DS001 | LC065 | 621 MONACAN PARK RD | AMHERST CO SERVICE AUTHORITY (ACSA) | DISTRIBUTION SYSTEM | FSD | 1
VA5009250 | PB | LC | RT | Y | DS001 | LC070 | 137 MC IVOR LANE | AMHERST CO SERVICE AUTHORITY (ACSA) | DISTRIBUTION SYSTEM | FSD | 1
VA5009250 | PB | LC | RT | Y | DS001 | LC072 | 255 WINESAP RD | AMHERST CO SERVICE AUTHORITY (ACSA) | DISTRIBUTION SYSTEM | FSD | 1
VA5009250 | PB | LC | RT | Y | DS001 | LC075 | 145 TURNER ST | AMHERST CO SERVICE AUTHORITY (ACSA) | DISTRIBUTION SYSTEM | FSD | 1
VA5009250 | PB | LC | RT | Y | DS001 | LC076 | 542 SEMINOLE DR | AMHERST CO SERVICE AUTHORITY (ACSA) | DISTRIBUTION SYSTEM | FSD | 1
VA5009250 | PB | LC | RT | Y | DS001 | LC077 | 116 LANCE LANE | AMHERST CO SERVICE AUTHORITY (ACSA) | DISTRIBUTION SYSTEM | FSD | 1
VA5009250 | PB | LC | RT | Y | DS001 | LC078 | 2212 CEDAR GATE RD | AMHERST CO SERVICE AUTHORITY (ACSA) | DISTRIBUTION SYSTEM | FSD | 1
VA5009250 | PB | LC | RT | Y | DS001 | LC086 | 167 SUNSET DRIVE | AMHERST CO SERVICE AUTHORITY (ACSA) | DISTRIBUTION SYSTEM | FSD | 1
VA5009250 | PB | LC | RT | Y | DS001 | LC090 | 254 LAUREL DR | AMHERST CO SERVICE AUTHORITY (ACSA) | DISTRIBUTION SYSTEM | FSD | 1
VA5009250 | PB | LC | RT | Y | DS001 | LC091 | 357 WINESAP RD | AMHERST CO SERVICE AUTHORITY (ACSA) | DISTRIBUTION SYSTEM | FSD | 1
VA5009250 | GE | FL2 | ST | N | EP001 | EP001 | FINISHED WATER | AMHERST CO SERVICE AUTHORITY (ACSA) | ENTRY POINT TAP |  | 3
VA5009250 | GE | FUM | RT | Y | EP001 | EP001 | FINISHED WATER | AMHERST CO SERVICE AUTHORITY (ACSA) | ENTRY POINT TAP |  | 1
VA5009250 | GE | SVO | RT | Y | EP001 | EP001 | FINISHED WATER | AMHERST CO SERVICE AUTHORITY (ACSA) | ENTRY POINT TAP |  | 1
VA5009250 | GE | CAH | RT | Y | EP001 | EP001 | FINISHED WATER | AMHERST CO SERVICE AUTHORITY (ACSA) | ENTRY POINT TAP |  | 1
VA5009250 | GE | CAR | RT | Y | EP001 | EP001 | FINISHED WATER | AMHERST CO SERVICE AUTHORITY (ACSA) | ENTRY POINT TAP |  | 1
VA5009250 | GE | VOC | RT | Y | EP001 | EP001 | FINISHED WATER | AMHERST CO SERVICE AUTHORITY (ACSA) | ENTRY POINT TAP |  | 1
VA5009250 | GE | TOA | RT | Y | IN003 | RW001 | COMBINED INTAKE - SAMPLING | AMHERST CO SERVICE AUTHORITY (ACSA) | COMBINED INTAKE - SAMPLING |  | 3
VA5009250 | GE | TOC | RT | Y | TP001 | UP001 | CLEARWELL TAP | AMHERST CO SERVICE AUTHORITY (ACSA) | TREATMENT PLANT |  | 3
VA5009300 | GE | NIT | RT | Y | EP001 | EP001 | PLANT TAP - FINISHED | ORCHARD HILLS ESTATES | ENTRY POINT TAP |  | 1
VA5009400 | PB | LC | RT | Y | DS001 | LC001 | ADMIN KITCHEN SINK | GREIF RIVERVILLE | DISTRIBUTION SYSTEM | FSD | 1
VA5009400 | PB | LC | RT | Y | DS001 | LC002 | ADMIN MENS RR SINK | GREIF RIVERVILLE | DISTRIBUTION SYSTEM | FSD | 1
VA5009400 | PB | LC | RT | Y | DS001 | LC003 | PERS SERV WOM LOCKR | GREIF RIVERVILLE | DISTRIBUTION SYSTEM | FSD | 1
VA5009400 | PB | LC | RT | Y | DS001 | LC004 | PERS SERV MEN LOCKR | GREIF RIVERVILLE | DISTRIBUTION SYSTEM | FSD | 1
VA5009400 | PB | LC | RT | Y | DS001 | LC005 | MAINT SHOP RR SINK | GREIF RIVERVILLE | DISTRIBUTION SYSTEM | FSD | 1
VA2161348 | TC | TC | RT | Y | DS001 | TCR01 |  | GREEN HILL PARK | GREEN HILL PARK |  | 1
VA2161512 | TC | TC | RT | Y | DS001 | TCR01 |  | MASONS COVE ELEMENTARY SCHOOL | MASONS COVE ELEMENTARY SCHOOL |  | 3
VA2161557 | TC | TC | RT | Y | DS001 | TCR01 |  | MOOSE LODGE NO 284 | MOOSE LODGE NO 284 DS |  | 1
VA2161588 | TC | TC | RT | Y | DS001 | TCR01 |  | NORTHSIDE MIDDLE SCHOOL | NORTHSIDE MIDDLE SCHOOL |  | 3
VA2079590 | GE | MPN | RT | Y | WL215 | RW215 | GML 215 WELL1 | MOUNTAIN LAKES WATER COMPANY | GML 215 WELL 1 |  | 1
VA2079600 | GE | MPN | RT | Y | WL002 | WL002 | WELL 2 | GDS HOLDINGS, LLC | WELL 2 |  | 1
VA2079775 | GE | MPN | RT | Y | WL003 | RW003 | WELL NO. 1 | SNP-SIMMONS GAP | WELL NO. 1 |  | 1
VA2091100 | GE | MPN | RT | Y | WL002 | RW002 | WELL #2 WL002 | MCDOWELL | WELL #2 |  | 1
VA2091100 | GE | MPN | RT | Y | WL004 | RW004 | WELL NO. 4 | MCDOWELL | WELL #4 |  | 1
VA2091150 | GE | MPN | RT | Y | WL003 | RW003 | WELL 3 | MONTEREY, TOWN OF | WELL 3 |  | 1
VA2091150 | GE | MPN | RT | Y | WL002 | RW002 | WELL 2 | MONTEREY, TOWN OF | WELL 2 |  | 1
VA2091150 | GE | MPN | RT | Y | WL001 | RW001 | WELL 1 | MONTEREY, TOWN OF | WELL 1 |  | 1
VA2125016 | GE | MPN | RT | Y | WL002 | RW002 | RAW WELL 2 | BLUE MOUNTAIN BREWERY | WELL 2 (BEHIND HOUSE) |  | 1
VA2125020 | GE | MPN | RT | Y | WL001 | RW001 | WELL RAW WATER TAP | WINTERGREEN GROCERS | WELL |  | 1
VA2125030 | GE | MPN | RT | Y | WL001 | RW001 | RAW WELL WATER TAP | CAMP BLUE RIDGE | DRILLED WELL |  | 1
VA2125032 | GE | MPN | RT | Y | WL001 | RW001 | WELL RAW TAP | VALLEY GREEN CENTER | DRILLED WELL |  | 1
VA2125044 | GE | MPN | RT | Y | WL001 | RW001 | WELL RAW WATER TAP | BREWING TREE BEER COMPANY | WELL 1 |  | 1
VA2125047 | GE | MPN | RT | Y | WL001 | RW001 | WELL RAW TAP | CHURCH OF THE BLUE RIDGE SCHOOL | WELL |  | 1
VA2125056 | GE | MPN | RT | Y | WL001 | RW001 | DRILLED WELL | DEVILS BACKBONE BREWING COMPANY | WELL #1 (NORTH - EMERGENCY ONLY) |  | 1
VA2125060 | GE | MPN | RT | Y | WL001 | RW001 | RAW WELL WATER TAP | DEVILS BACKBONE CAMPGROUND | CAMPGROUND WELL #1 |  | 1
VA2125065 | GE | MPN | RT | Y | SP011 | RW011 | RAW SPRING WATER | NCSA - GLADSTONE | SPRING |  | 3
VA2125280 | GE | MPN | RT | Y | WL001 | RW001 | RAW WELL WATER TAP | SERENITY RIDGE RETREAT CENTER | DRILLED WELL |  | 1
VA2125325 | GE | MPN | RT | Y | WLBO1 | RWBO1 | BOWLING WELL #1 | NCSA - LOVINGSTON | BOWLING WELL #1 |  | 1
VA2125325 | GE | MPN | RT | Y | WLBR1 | RWBR1 | BROWN WELL | NCSA - LOVINGSTON | BROWN WELL |  | 1
VA2125325 | GE | MPN | RT | Y | WLDW1 | RWDW1 | DAWSON WELL RAW | NCSA - LOVINGSTON | DAWSON WELL |  | 1
VA2125325 | GE | MPN | RT | Y | WLPN1 | RWPN1 | PAYNE WELL RAW | NCSA - LOVINGSTON | PAYNE WELL |  | 1
VA2125325 | GE | MPN | RT | Y | WLRB2 | RWRB2 | RAINBOW WELL 2 RAW | NCSA - LOVINGSTON | RAINBOW WELL #2 |  | 1
VA2125325 | GE | MPN | RT | Y | WLSS1 | RWSS1 | STATE SHED WELL RAW | NCSA - LOVINGSTON | STATE SHED WELL |  | 1
VA2125365 | GE | MPN | RT | Y | WL001 | RW001 | RAW WELL WATER TAP | GIUSEPPE`S RESTAURANT | DRILLED WELL |  | 1
VA2125380 | GE | MPN | RT | Y | WL001 | RW001 | WELL 3 RAW TAP | NELSON COUNTY - TYE RIVER | WELL 3 |  | 1
VA2125397 | GE | MPN | RT | Y | WL001 | RW001 | RAW TAP BEFORE UV | NORTH BRANCH SCHOOL | WELL |  | 1
VA2125500 | GE | MPN | RT | Y | WL001 | RW001 | WELL 1 | ROCKFISH RIVER ELEMENTARY SCHOOL | WELL 1 |  | 1
VA2125500 | GE | MPN | RT | Y | WL003 | RW003 | WELL 3 | ROCKFISH RIVER ELEMENTARY SCHOOL | WELL 3 |  | 1
VA2125845 | GE | MPN | RT | Y | WL003 | RW003 | WELL RAW TAP | RODES FARM | WELL 3 |  | 1
VA2125903 | GE | MPN | RT | Y | SP001 | RW001 | SPRING RAW WATER | WOOD RIDGE FARM BREWERY | SPRING |  | 3
VA2125910 | GE | MPN | RT | Y | WL017 | RW017 | WELL 17 RAW TAP | NCSA - WINTERGREEN | WELL 17 |  | 1
VA2125910 | GE | MPN | RT | Y | WL013 | RW013 | WELL 13 RAW TAP | NCSA - WINTERGREEN | WELL 13 |  | 1
VA2125910 | GE | MPN | RT | Y | WL012 | RW012 | WELL 12 RAW TAP | NCSA - WINTERGREEN | WELL 12 |  | 1
VA2125910 | GE | MPN | RT | Y | WL016 | RW016 | WELL 16 RAW TAP | NCSA - WINTERGREEN | WELL 16 |  | 1
VA2125950 | GE | MPN | RT | Y | WL024 | RW024 | WELL 24 RAW TAP | STONEY CREEK VILLAGE | WELL 24 |  | 1
VA2125950 | GE | MPN | RT | Y | WL025 | RW025 | WELL 25 RAW TAP | STONEY CREEK VILLAGE | WELL 25 |  | 1
VA2125950 | GE | MPN | RT | Y | WL026 | RW026 | WELL 26 RAW TAP | STONEY CREEK VILLAGE | WELL 26 |  | 1
VA2125950 | GE | MPN | RT | Y | WL022 | RW022 | WELL 22 TAP | STONEY CREEK VILLAGE | WELL 22 |  | 1
VA2139001 | GE | MPN | RT | Y | SP001 | RW001 | SPRING NO 1 | SNP-BIG MEADOWS | SPRING NO. 1 |  | 3
VA2139001 | GE | MPN | RT | Y | SP009 | RW009 | SPRING NO 2 | SNP-BIG MEADOWS | SPRING NO. 2 |  | 3
VA2139015 | GE | MPN | RT | Y | WL001 | RW001 | WELL 1 DISCH LINE | BROOKSIDE RESTAURANT | WELL NO. 1 |  | 1
VA2139017 | GE | MPN | RT | Y | WL001 | RW001 | WELL 1 DISCH RAW TAP | SHENANDOAH UTILITY SERVICES | WELL NO 1 |  | 1
VA2139025 | GE | MPN | RT | Y | WL001 | RW001 | RAW WATER TAP | CAVERNS COUNTRY CLUB | DRILLED WELL |  | 1
VA2139035 | GE | MPN | RT | Y | WL001 | RW001 | WELL 1 RAW DISCH LINE | LURAY KOA | WELL NO 1 |  | 1
VA2139035 | GE | MPN | RT | Y | WL002 | RW002 | WELL 2 RAW DISCH LINE | LURAY KOA | WELL NO 2 |  | 1
VA2139040 | GE | MPN | RT | Y | WL001 | RW001 | RAW TAP | DAN`S STEAK HOUSE | DRILLED WELL |  | 1
VA2139055 | GE | MPN | RT | Y | WL002 | RW002 | WELL#2 MAIN WL WL002 | EGYPT BEND ESTATES | WELL NO. 2 (MAIN WELL) |  | 1
VA2139055 | GE | MPN | RT | Y | WL001 | RW001 | WELL#1 BCKUP W WL001 | EGYPT BEND ESTATES | WELL NO. 1 (BACK-UP WELL) |  | 1
VA2139200 | GE | MPN | RT | Y | WL001 | RW001 | WELL NO. 1 | GROVE HILL ELEMENTARY SCHOOL | WELL NO. 1 |  | 1
VA2139330 | GE | MPN | RT | Y | SP002 | RW028 | HUDSON SPRING SP002 | LURAY, TOWN OF | HUDSON SPRING |  | 3
VA2139385 | GE | MPN | RT | Y | WL001 | RW001 | RAW TAP | LURAY HOMES | WELL NO. 1 (OLD) |  | 1
VA2139385 | GE | MPN | RT | Y | WL002 | RW002 | RAW TAP | LURAY HOMES | WELL NO. 2 (NEW) |  | 1
VA2139420 | GE | MPN | RT | Y | WL001 | RW001 | WELL 1 RAW WATER TAP | JELLYSTONE PARK CAMP RESORT | WELL #1 (OLD) |  | 1
VA2139420 | GE | MPN | RT | Y | WL002 | RW002 | WELL 2 RAW WATER TAP | JELLYSTONE PARK CAMP RESORT | WELL #2 (NEW) |  | 1
VA2139440 | GE | MPN | RT | Y | WL005 | RW005 | RAW TAP | OLD FARMS SUBDIVISION | WELL NO. 2 |  | 1
VA2139440 | GE | MPN | RT | Y | WL001 | RW001 | RAW TAP | OLD FARMS SUBDIVISION | WELL NO. 1 |  | 1
VA2139470 | GE | MPN | RT | Y | WL001 | RW001 | WELL 1 DISCH LINE | OUTLANDERS RIVER CAMP | WELL NO. 1 |  | 1
VA2139475 | GE | MPN | RT | Y | WL001 | RW002 | TAP WELL 1 DISCH LIN | PAGE COUNTY MIDDLE/ HIGH SCHOOL COMPLEX | WELL NO. 1 |  | 1
VA2139475 | GE | MPN | RT | Y | WL006 | RW003 | TAP WELL 2 DISCH LN | PAGE COUNTY MIDDLE/ HIGH SCHOOL COMPLEX | WELL NO. 2 |  | 1
VA2139495 | GE | MPN | RT | Y | WL001 | RW001 | WELL NO. 1/WL001 | PAGE VALLEY ESTATES | WELL NO. 1 |  | 1
VA2139495 | GE | MPN | RT | Y | WL002 | RW002 | WELL NO. 2/WL002 | PAGE VALLEY ESTATES | WELL NO. 2 |  | 1
VA2139580 | GE | MPN | RT | Y | WL001 | RW001 | RAW TAP | PARKHURST INN RESTAURANT | WELL |  | 1
VA2139590 | GE | MPN | RT | Y | WL003 | RW003 | WELL NO. 1 | SNP-PINNACLES | WELL NO. 1 |  | 1
VA2139600 | GE | MPN | RT | Y | WL001 | RW001 | RAW TAP | RIVER`S BEND FARM GUEST LODGE | WELL |  | 1
VA2139601 | GE | MPN | RT | Y | WL001 | RW001 | RAW TAP | RIVERSIDE CAMPING | WELL |  | 1
VA2139663 | GE | MPN | RT | Y | WL001 | RW001 | WELL 1 RAW TAP | SNP-ELKWALLOW | WELL NO. 1 |  | 1
VA2139665 | GE | MPN | RT | Y | WL003 | RW003 | WELL NO. 2 | SNP-NATIONAL PARK HEADQUARTERS | WELL NO. 2 |  | 1
VA2139665 | GE | MPN | RT | Y | WL002 | RW002 | WELL NO. 1 | SNP-NATIONAL PARK HEADQUARTERS | WELL NO. 1 |  | 1
VA2139666 | GE | MPN | RT | Y | WL002 | RW002 | WELL NO. 1 DISCH TAP | SNP-LEWIS MOUNTAIN | WELL NO. 1 |  | 1
VA2139668 | GE | MPN | RT | Y | SP001 | RW001 | SPRING NO. 1 | SNP-SKYLAND | SPRING NO. 1 |  | 3
VA2139668 | GE | MPN | RT | Y | WL002 | RW002 | WELL NO 2 | SNP-SKYLAND | WELL NO 2 |  | 1
VA2139668 | GE | MPN | RT | Y | WL004 | RW004 | WELL SK-5 | SNP-SKYLAND | WELL SK-5 |  | 1
VA2139668 | GE | MPN | RT | Y | WL005 | RW005 | WELL SK-6 | SNP-SKYLAND | WELL SK-6 |  | 1
VA2139770 | GE | MPN | RT | Y | WL001 | RW001 | WELL NO. 1 | SHENANDOAH RIVER LODGE | WELL NO. 1 |  | 1
VA2139825 | GE | MPN | RT | Y | WL002 | RW002 | WELL NO. 3 | SHENANDOAH, TOWN OF | WELL NO. 3 |  | 1
VA2139825 | GE | MPN | RT | Y | WL001 | RW001 | WELL NO. 2 | SHENANDOAH, TOWN OF | WELL NO. 2 |  | 1
VA2139835 | GE | MPN | RT | Y | WL001 | RW001 | RAW TAP | SHENANDOAH MOOSE LODGE | WELL |  | 1
VA2139900 | GE | MPN | RT | Y | WL001 | RW001 | WELL NO. 1/WL001 | SPRINGFIELD ELEMENTARY SCHOOL | WELL NO. 1 |  | 1
VA2139938 | GE | MPN | RT | Y | WL011 | RW007 | WELL NO. 1 DISCH TAP | SNP-PANORAMA/THORNTON GAP | WELL NO. 1 |  | 1
VA2161023 | GE | MPN | RT | Y | WL001 | RW001 | WELL RAW TAP | BACK CREEK ELEMENTARY SCHOOL | WELL |  | 1
VA2161042 | GE | MPN | RT | Y | WL001 | RW001 | WELL RAW TAP | BENT MOUNTAIN LIBRARY & COMMUNITY CENTER | WELL |  | 1
VA2161103 | GE | MPN | RT | Y | WL001 | RW001 | RAW WATER WELL TAP | CAMP ROANOKE | DRILLED WELL |  | 1
VA2161110 | GE | MPN | RT | Y | WL001 | RW001 | WELL RAW TAP | CAROLINA VILLAGE | CAROLINA VILLAGE WELL |  | 1
VA2161115 | GE | MPN | RT | Y | WL010 | RW010 | RAW WATER WELL TAP | MARTIN CREEK | WELL 10 (CARRIAGE HILLS 3) |  | 1
VA2161115 | GE | MPN | RT | Y | WL006 | RW006 | RAW WATER WELL TAP | MARTIN CREEK | WELL 6 (FOREST EDGE 6) |  | 1
VA2161115 | GE | MPN | RT | Y | WL003 | RW003 | RAW WATER WELL TAP | MARTIN CREEK | WELL 3 |  | 1
VA2161115 | GE | MPN | RT | Y | WL007 | RW007 | RAW WATER WELL TAP | MARTIN CREEK | WELL 7 (FOREST EDGE 3) |  | 1
VA2161115 | GE | MPN | RT | Y | WL004 | RW004 | RAW WATER WELL TAP | MARTIN CREEK | WELL 4 |  | 1
VA2161115 | GE | MPN | RT | Y | WL002 | RW002 | RAW WATER WELL TAP | MARTIN CREEK | WELL 2 (PARKER WELL) |  | 1
VA2163253 | GE | MPN | RT | Y | WL001 | WL001 | WELL NO. 1 | GRACE BIBLE CAMP | WELL NO. 1 |  | 1
VA2163260 | GE | MPN | RT | Y | WL001 | RW001 | WELL NO. 1 | HOUSE MOUNTAIN INN | WELL NO. 1 |  | 1
VA2163300 | GE | MPN | RT | Y | WL001 | RW001 | WELL 2 TAP | LEES CARPETS-MOHAWK INDUSTRIES | WELL 2 |  | 1
VA2163310 | GE | MPN | RT | Y | WL002 | RW002 | WELL 2 RAW TAP | YOGI BEAR'S JELLYSTONE PARK AT NATURAL | WELL NO. 2 |  | 1
VA2163315 | GE | MPN | RT | Y | WL001 | RW001 | WELL 1 RAW WATER | JAMES RIVER VISITOR CENTER | WELL - JAMES RIVER VISITORS CENTER |  | 1
VA2163353 | GE | MPN | RT | Y | WL001 | RW001 | WELL 1 RAW TAP | NATURAL BRIDGE-LEXINGTON KOA | WELL NO. 1 |  | 1
VA2163354 | GE | MPN | RT | Y | WL002 | RW002 | WELL NO. 2 | NATURE CAMP | WELL NO. 2 |  | 1
VA2163360 | GE | MPN | RT | Y | WL001 | RW001 | DRILLED WELL | LAKE ROBERTSON | DRILLED WELL |  | 1
VA2163400 | GE | MPN | RT | Y | WL001 | RW001 | LHWDC WELL 1-WL001 | LONG HOLLOW | LHWDC WELL 1 |  | 1
VA2163400 | GE | MPN | RT | Y | WL002 | RW002 | LHWDC WELL 2-WL002 | LONG HOLLOW | LHWDC WELL 2 |  | 1
VA2163560 | GE | MPN | RT | Y | WL001 | RW001 | MTN VIEW WELL-WL001 | MOUNTAIN VIEW ELEM SCHOOL | MTN VIEW WELL |  | 1
VA2163625 | GE | MPN | RT | Y | WL001 | RW001 | XYZ | NATURAL BRIDGE STATION / ARNOLDS VALLEY | NATURAL BRIDGE STATION WELL |  | 1
VA2163625 | GE | MPN | RT | Y | WL002 | RW002 | XYZ | NATURAL BRIDGE STATION / ARNOLDS VALLEY | ARNOLDS VALLEY WELL |  | 1
VA2163657 | GE | MPN | RT | Y | WL002 | RW002 | WELL 2 RAW WATER | OTTER CREEK RECREATION AREA | WELL 2 - OTTER CREEK RECREATION AREA |  | 1
VA2163884 | GE | MPN | RT | Y | WL001 | RW001 | WELL | BUDGET INN-NATURAL BRIDGE | WELL |  | 1
VA2163885 | GE | MPN | RT | Y | WL001 | RW001 | WELL NO. 1-WL001 | PINK CADILLAC DINER, THE | WELL NO. 1 |  | 1
VA2163890 | GE | MPN | RT | Y | WL001 | RW001 | WELL NO. 1 RAW TAP | VIRGINIA SAFARI PARK | WELL NO. 1 |  | 1
VA2163897 | GE | MPN | RT | Y | WL002 | WL002 | WELL NO. 2 | YOUNG LIFE CAMP | WELL #2 |  | 1
VA2163897 | GE | MPN | RT | Y | WL001 | WL001 | WELL NO. 1 | YOUNG LIFE CAMP | WELL #1 |  | 1
VA2163900 | GE | MPN | RT | Y | WL001 | RW001 | RAW WATER WELL TAP | WHETSTONE RIDGE | WELL - WHETSTONE RIDGE |  | 1
VA2165030 | GE | MPN | RT | Y | WL001 | RW001 | WELL#1/WL001 | BLACK ROCK MOBILE HOME PARK | WELL #1 |  | 1
VA2165030 | GE | MPN | RT | Y | WL002 | RW002 | WELL #2/WL002 | BLACK ROCK MOBILE HOME PARK | WELL #2 |  | 1
VA2165033 | GE | MPN | RT | Y | WL001 | RW001 | RAW WATER TAP | BLUE STONE INN | WELL NO. 1 |  | 1
VA2165041 | GE | MPN | RT | Y | WL003 | WL003 | WELL NO. 3 - RAW | BRETHREN WOODS CAMP & RETREAT CENTER | WELL NO. 3 |  | 1
VA2165050 | GE | MPN | RT | Y | WL001 | RW001 | WELL NO.1 | BRIX & COLUMNS VINEYARDS | WELL NO.1 |  | 1
VA2165095 | GE | MPN | RT | Y | WL001 | RW001 | RAW TAP | BOWMAN ORCHARDS-MASON CAMP | DRILLED WELL |  | 1
VA2165111 | GE | MPN | RT | Y | WL001 | RW001 | WELL RAW TAP | CAMP HORIZONS | WELL |  | 1
VA2163900 | TC | TC | RT | Y | DS001 | TCR01 |  | WHETSTONE RIDGE | WHETSTONE RIDGE |  | 1
VA2165030 | TC | TC | RT | Y | DS001 | TCR01 |  | BLACK ROCK MOBILE HOME PARK | BLACKROCK MHP |  | 3
VA2165033 | TC | TC | RT | Y | DS001 | TCR01 |  | BLUE STONE INN | BLUESTONE INN |  | 1
VA2165041 | TC | TC | RT | Y | DS001 | TCR01 |  | BRETHREN WOODS CAMP & RETREAT CENTER | BRETHREN WOODS CAMP & RETREAT CENTER |  | 1
VA2165045 | TC | TC | RT | Y | DS001 | TCR01 |  | BRIDGEWATER, TOWN OF | BRIDGEWATER DISTRIBUTION SYSTEM |  | 18
VA2165050 | TC | TC | RT | Y | DS001 | TCR01 |  | BRIX & COLUMNS VINEYARDS | DISTRIBUTION |  | 1
VA2165060 | TC | TC | RT | Y | DS001 | TCR01 |  | BROADWAY, TOWN OF | BROADWAY DISTRIBUTION SYSTEM |  | 12
VA2165090 | TC | TC | RT | Y | DS001 | TCR01 |  | BOWMAN FRUIT SALES | DISTRIBUTION |  | 3
VA2165095 | TC | TC | RT | Y | DS001 | TCR01 |  | BOWMAN ORCHARDS-MASON CAMP | BOWMAN ORCHARDS-MASON CAMP DS |  | 1
VA2165111 | TC | TC | RT | Y | DS001 | TCR01 |  | CAMP HORIZONS | CAMP HORIZONS |  | 1
VA2165114 | TC | TC | RT | Y | DS001 | TCR01 |  | CAMP OVERLOOK SUMMER CAMP | DISTRIBUTION |  | 1
VA2165117 | TC | TC | RT | Y | DS001 | TCR01 |  | CAMP STILL MEADOWS | CAMP STILL MEADOWS |  | 1
VA2165122 | TC | TC | RT | Y | DS001 | TCR01 |  | SHENANDOAH VALLEY CHRISTIAN SCHOOL | DISTRIBUTION |  | 3
VA2165155 | TC | TC | RT | Y | DS001 | TCR01 |  | MILLERCOORS, LLC | COORS BREWING |  | 3
VA2165165 | TC | TC | RT | Y | DS001 | TCR01 |  | HARRISONBURG MEN`S DIVERSION CENTER | CORRECTIONAL FIELD UNIT NO 8 |  | 3
VA2165180 | TC | TC | RT | Y | DS001 | TCR01 |  | COUNTRYSIDE SANITARY DISTRICT - RCPW | COUNTRYSIDE |  | 3
VA2165185 | TC | TC | RT | Y | DS001 | TCR01 |  | CROSS KEYS VINEYARDS | CROSS KEYS VINEYARDS DISTRIBUTION |  | 1
VA2165210 | TC | TC | RT | Y | DS001 | TCR01 |  | DAYTON, TOWN OF | TOWN OF DAYTON |  | 6
VA2165235 | TC | TC | RT | Y | DS001 | TCR01 |  | DRY RIVER CAFE | DISTRIBUTION SYSTEM |  | 3
VA2165240 | TC | TC | RT | Y | DS001 | TCR01 |  | EASTSIDE TRAILER COURT | EASTSIDE MOBILE HOME PARK |  | 3
VA2165260 | TC | TC | RT | Y | DS001 | TCR01 |  | EDGEWOOD ELEMENTARY SCHOOL | EDGEWOOD ELEMENTARY SCHOOL |  | 3
VA2165270 | TC | TC | RT | Y | DS001 | TCR01 |  | ELKTON, TOWN OF | TOWN OF ELKTON |  | 9
VA2165280 | TC | TC | RT | Y | DS001 | TCR01 |  | ENDLESS CAVERNS RESORT | ENDLESS CAVERNS |  | 1
VA2165285 | TC | TC | RT | Y | DS001 | TCR01 |  | CEDAR HILL II | FERGUSON TRAILER COURT |  | 3
VA2165300 | TC | TC | RT | Y | DS001 | TCR01 |  | FOOD PROCESSORS WATER COOPERATIVE, INC | DISTRIBUTION SYSTEM |  | 6
VA2165305 | TC | TC | RT | Y | DS001 | TCR01 |  | FULKS RUN ELEMENTARY SCHOOL | FULKS RUN ELEM SCHOOL |  | 3
VA2165322 | TC | TC | RT | Y | DS001 | TCR01 |  | GREEN VALLEY AUCTIONS | GREEN VALLEY AUCTIONS |  | 1
VA2165330 | TC | TC | RT | Y | DS001 | TCR01 |  | GROTTOES, TOWN OF | TOWN OF GROTTOES |  | 6
VA2165333 | TC | TC | RT | Y | DS001 | TCR01 |  | HARMANY HILLS - RCPW | HARMANY HILLS |  | 3
VA2165360 | TC | TC | RT | Y | DS001 | TCR01 |  | HARRISONBURG MOBILE HOME PARK | HARRISONBURG MHP |  | 3
VA2165379 | TC | TC | RT | Y | DS001 | TCR01 |  | HIGHLAND RETREAT | DISTRIBUTION |  | 1
VA2165385 | TC | TC | RT | Y | DS001 | TCR01 |  | REDEEMER CLASSICAL SCHOOL | KEEZLETOWN ELEMENTARY SCHOOL |  | 3
VA2165410 | TC | TC | RT | Y | DS001 | TCR01 |  | LACEY SPRING ELEMENTARY SCHOOL | LACEY SPRING ELEMENTARY SCHOOL |  | 3
VA2165466 | TC | TC | RT | Y | DS001 | TCR01 |  | LILLY SUBDIVISION SANITARY DIST. - RCPW | DISTRIBUTION SYSTEM |  | 3
VA2165470 | TC | TC | RT | Y | DS001 | TCR01 |  | LINVILLE EDOM ELEMENTARY SCHOOL | LINVILLE EDOM ES |  | 3
VA2165495 | TC | TC | RT | Y | DS001 | TCR01 |  | MADISON RUN TERRACE | MADISON RUN TERRACE |  | 3
VA2165521 | TC | TC | RT | Y | DS001 | TCR01 |  | HARRISONBURG/SHENANDOAH VALLEY KOA | HARRISONBURG/NEW MARKET KOA |  | 1
VA2165525 | TC | TC | RT | Y | DS001 | TCR01 |  | MASSANUTTEN VILLAGE | MASSANUTTEN VILLAGE |  | 18
VA2165530 | TC | TC | RT | Y | DS001 | TCR01 |  | MAUZY LIBERTY | DISTRIBUTION |  | 3
VA2165565 | TC | TC | RT | Y | DS001 | TCR01 |  | MELROSE CAVERNS | DISTRIBUTION SYSTEM - LODGE |  | 1
VA2165570 | TC | TC | RT | Y | DS001 | TCR01 |  | MERCK SHARP & DOHME CORP. | MERCK AND COMPANY INC |  | 3
VA2165580 | TC | TC | RT | Y | DS001 | TCR01 |  | MILL CREEK CHURCH OF THE BRETHREN | MILL CREEK CHURCH |  | 3
VA2165598 | TC | TC | RT | Y | DS001 | TCR01 |  | MOUNT CRAWFORD-RCPW | TOWN OF MOUNT CRAWFORD |  | 3
VA2165600 | TC | TC | RT | Y | DS001 | TCR01 |  | MOUNT OLIVE CHURCH | MT OLIVE CHURCH |  | 3
VA2165605 | TC | TC | RT | Y | DS001 | TCR01 |  | MOUNTAIN VIEW ELEMENTARY SCHOOL | MOUNTAIN VIEW ELEMENTARY SCHOOL |  | 3
VA2165615 | TC | TC | RT | Y | DS001 | TCR01 |  | CEDAR HILL I | NATIONAL COACH |  | 3
VA2165635 | TC | TC | RT | Y | DS001 | TCR01 |  | OAKLANE ELEMENTARY SCHOOL | OAKLANE SCHOOL |  | 3
VA2165637 | TC | TC | RT | Y | DS001 | TCR01 |  | OTTOBINE ELEMENTARY SCHOOL | OTTOBINE ELEM SCHOOL |  | 3
VA2165647 | TC | TC | RT | Y | DS001 | TCR01 |  | PACKSADDLE GOLF COURSE | DISTRIBUTION |  | 3
VA2003050 | TC | TC | RT | Y | DS001 | TCR01 |  | ACSA CROZET | DISTRIBUTION SYSTEM |  | 30
VA2003051 | TC | TC | RT | Y | DS001 | TCR01 |  | ACSA SCOTTSVILLE | DISTRIBUTION SYSTEM |  | 3
VA2003053 | TC | TC | RT | Y | DS001 | TCR01 |  | ACSA URBAN AREA | DISTRIBUTION SYSTEM |  | 210
VA2003054 | TC | TC | RT | Y | DS001 | TCR01 |  | ACSA RED HILL | DISTRIBUTION SYSTEM |  | 3
VA2003060 | TC | TC | RT | Y | DS001 | TCR01 |  | AMERICAN LEGION POST 74 | AMERICAN LEGION POST 74 DISTRIBUTION |  | 1
VA2003075 | TC | TC | RT | Y | DS001 | TCR01 |  | 4F, LLC | DISTRIBUTION SYSTEM |  | 3
VA2003150 | TC | TC | RT | Y | DS001 | TCR01 |  | BEDFORD HILLS | DISTRIBUTION SYSTEM |  | 3
VA2003162 | TC | TC | RT | Y | DS001 | TCR01 |  | YANCEY SCHOOL COMMUNITY CENTER | DISTRIBUTION SYSTEM |  | 1
VA2003168 | TC | TC | RT | Y | DS001 | TCR01 |  | BRIGHT EYES COMMUNITY CHILD CARE | DISTRIBUTION SYSTEM |  | 3
VA2003170 | TC | TC | RT | Y | DS001 | TCR01 |  | BROADUS WOOD SCHOOL | DISTRIBUTION SYSTEM |  | 3
VA2003175 | TC | TC | RT | Y | DS001 | TCR01 |  | SKYLINE COURT APARTMENTS | DISTRIBUTION SYSTEM |  | 3
VA2003177 | TC | TC | RT | Y | DS001 | TCR01 |  | CHARLOTTESVILLE KOA | DISTRIBUTION SYSTEM |  | 1
VA2003204 | TC | TC | RT | Y | DS001 | TCR01 |  | CHESTNUT GROVE PRESCHOOL | DISTRIBUTION SYSTEM |  | 1
VA2003206 | TC | TC | RT | Y | DS001 | TCR01 |  | CHRIS GREENE LAKE | DISTRIBUTION SYSTEM |  | 1
VA2003206 | TC | TC | RT | Y | DS001 | TCR01 |  | CHRIS GREENE LAKE | DISTRIBUTION SYSTEM |  | 3
VA2003215 | TC | TC | RT | Y | DS001 | TCR01 |  | COVE CREEK PARK | DISTRIBUTION SYSTEM |  | 1
VA2003230 | TC | TC | RT | Y | DS001 | TCR01 |  | CROSSROADS STORE | DISTRIBUTION SYSTEM |  | 1
VA2003253 | TC | TC | RT | Y | DS950 | TCR01 |  | SNP-DUNDO | SNP-DUNDO |  | 1
VA2003255 | TC | TC | RT | Y | DS001 | TCR01 |  | EARLYSVILLE FOREST | DISTRIBUTION SYSTEM |  | 3
VA2003259 | TC | TC | RT | Y | DS001 | TCR01 |  | FAITH CHRISTIAN CENTER INTERNATIONAL | DISTRIBUTION SYSTEM |  | 3
VA2003260 | TC | TC | RT | Y | DS001 | TCR01 |  | FAITH MISSION HOME | DISTRIBUTION SYSTEM |  | 3
VA2003270 | TC | TC | RT | Y | DS001 | TCR01 |  | FREE UNION COUNTRY SCHOOL | DISTRIBUTION SYSTEM |  | 3
VA2003275 | TC | TC | RT | Y | DS001 | TCR01 |  | GLENAIRE SUBDIVISION | DISTRIBUTION SYSTEM |  | 3
VA2003320 | TC | TC | RT | Y | DS001 | TCR01 |  | GREENWOOD COMMUNITY CENTER | DISTRIBUTION SYSTEM |  | 3
VA2003336 | TC | TC | RT | Y | DS001 | TCR01 |  | GROPEN INC. | DISTRIBUTION SYSTEM |  | 3
VA2003342 | TC | TC | RT | Y | DS001 | TCR01 |  | INNISFREE VILLAGE | DISTRIBUTION SYSTEM |  | 3
VA2003345 | TC | TC | RT | Y | DS001 | TCR01 |  | INTERNATIONAL COLD STORAGE | DISTRIBUTION SYSTEM |  | 3
VA2003350 | TC | TC | RT | Y | DS001 | TCR01 |  | I64 REST AREA EBL | DISTRIBUTION SYSTEM |  | 6
VA2003351 | TC | TC | RT | Y | DS001 | TCR01 |  | I64 REST AREA WBL | DISTRIBUTION SYSTEM |  | 6
VA2003352 | TC | TC | RT | Y | DS001 | TCR01 |  | IVY CREEK NATURAL AREA | DISTRIBUTION SYSTEM |  | 1
VA2003355 | TC | TC | RT | Y | DS001 | TCR01 |  | IVY FARMS | DISTRIBUTION SYSTEM |  | 3
VA2003400 | TC | TC | RT | Y | DS001 | TCR01 |  | KESWICK ESTATES | DISTRIBUTION SYSTEM |  | 3
VA2003440 | TC | TC | RT | Y | DS001 | TCR01 |  | LANGFORD SUBDIVISION | DISTRIBUTION SYSTEM |  | 3
VA2003443 | TC | TC | RT | Y | DS001 | TCR01 |  | LITTLE KESWICK SCHOOL | DISTRIBUTION SYSTEM |  | 3
VA2003444 | TC | TC | RT | Y | DS950 | TCR01 |  | SNP-LOFT MOUNTAIN | SNP-LOFT MOUNTAIN |  | 3
VA2003450 | TC | TC | RT | Y | DS001 | TCR01 |  | LITTLE LEARNERS TRICOUNTY CHILDCARE | DISTRIBUTION SYSTEM |  | 3
VA2003458 | TC | TC | RT | Y | DS001 | TCR01 |  | MECHUM`S TRESTLE | DISTRIBUTION SYSTEM |  | 1
VA2003475 | TC | TC | RT | Y | DS001 | TCR01 |  | MILLER SCHOOL | DISTRIBUTION SYSTEM |  | 3
VA2003478 | TC | TC | RT | Y | DS001 | TCR01 |  | MILLSTONE OF IVY | DISTRIBUTION SYSTEM |  | 3
VA2003480 | TC | TC | RT | Y | DS001 | TCR01 |  | MINT SPRINGS VALLEY PARK | DISTRIBUTION SYSTEM |  | 1
VA2003485 | TC | TC | RT | Y | DS001 | TCR01 |  | MONTFAIR RESORT FARM | DISTRIBUTION SYSTEM |  | 1
VA2003506 | TC | TC | RT | Y | DS001 | TCR01 |  | MOUNT IDA RESERVE BREWERY | DISTRIBUTION SYSTEM |  | 1
VA2003522 | TC | TC | RT | Y | DS001 | TCR01 |  | MORVEN FARM | DISTRIBUTION SYSTEM |  | 1
VA2003537 | TC | TC | RT | Y | DS001 | TCR01 |  | NORTHRIDGE PRESCHOOL | DISTRIBUTION SYSTEM |  | 3
VA2003622 | TC | TC | RT | Y | DS001 | TCR01 |  | PARAN PRESCHOOL | DISTRIBUTION SYSTEM |  | 1
VA2003640 | TC | TC | RT | Y | DS001 | TCR01 |  | POLLY`S FOLLY | DISTRIBUTION SYSTEM |  | 1
VA2003650 | TC | TC | RT | Y | DS001 | TCR01 |  | PEACOCK HILL SUBDIVISION | DISTRIBUTION SYSTEM |  | 3
VA2003653 | TC | TC | RT | Y | DS001 | TCR01 |  | PIPPIN HILL FARM & VINEYARDS | DISTRIBUTION SYSTEM |  | 1
VA2003654 | TC | TC | RT | Y | DS001 | TCR01 |  | POTTER`S CRAFT CIDER | DISTRIBUTION SYSTEM |  | 1
VA2003662 | TC | TC | RT | Y | DS001 | TCR01 |  | REGIONAL FIREARMS TRAINING CENTER | DISTRIBUTION SYSTEM |  | 1
VA2003665 | TC | TC | RT | Y | DS001 | TCR01 |  | MISTY MOUNTAIN CAMP RESORT | DISTRIBUTION SYSTEM |  | 1
VA2003680 | TC | TC | RT | Y | DS001 | TCR01 |  | SCOTTSVILLE ELEMENTARY SCHOOL | DISTRIBUTION SYSTEM |  | 3
VA2003691 | TC | TC | RT | Y | DS001 | TCR01 |  | SIMEON STORE | DISTRIBUTION SYSTEM |  | 3
VA2003692 | TC | TC | RT | Y | DS001 | TCR01 |  | SIMPSON PARK | DISTRIBUTION SYSTEM |  | 3
VA2003810 | TC | TC | RT | Y | DS001 | TCR01 |  | STONY POINT SCHOOL | DISTRIBUTION SYSTEM |  | 3
VA2003823 | TC | TC | RT | Y | DS001 | TCR01 |  | TRUMP WINERY TASTING ROOM | DISTRIBUTION SYSTEM |  | 1
VA2003850 | TC | TC | RT | Y | DS001 | TCR01 |  | CORVILLE FARM SUBDIVISION | DISTRIBUTION SYSTEM |  | 3
VA2003876 | TC | TC | RT | Y | DS001 | TCR01 |  | VDOT CHARLOTTESVILLE RESIDENCY | DISTRIBUTION SYSTEM |  | 3
VA2003877 | TC | TC | RT | Y | DS001 | TCR01 |  | WALNUT CREEK PARK | DISTRIBUTION SYSTEM |  | 1
VA2003880 | TC | TC | RT | Y | DS001 | TCR01 |  | WALTON MIDDLE SCHOOL | DISTRIBUTION SYSTEM |  | 3
VA2003882 | TC | TC | RT | Y | DS001 | TCR01 |  | VALLEY ROAD VINEYARDS | DISTRIBUTION SYSTEM |  | 1
VA2003885 | TC | TC | RT | Y | DS001 | TCR01 |  | VIRGINIA MURRAY SCHOOL | DISTRIBUTION SYSTEM |  | 3
VA2003892 | TC | TC | RT | Y | DS001 | TCR01 |  | WATERMARKS CAMP | DISTRIBUTION SYSTEM |  | 1
VA2003896 | TC | TC | RT | Y | DS001 | TCR01 |  | WILDROCK | DISTRIBUTION SYSTEM |  | 1
VA2003900 | TC | TC | RT | Y | DS001 | TCR01 |  | WOODS EDGE SUBDIVISION | DISTRIBUTION SYSTEM |  | 3
VA2005042 | TC | TC | RT | Y | DS001 | TCR01 |  | BUCKHORNE COUNTRY STORE AND CAMPGROUND | DISTRIBUTION SYSTEM |  | 1
VA2005070 | TC | TC | RT | Y | DS001 | TCR01 |  | CAT AND OWL STEAK AND SEAFOOD RESTAURANT | CAT AND OWL STEAK AND SEAFOOD |  | 1
VA2005095 | TC | TC | RT | Y | DS001 | TCR01 |  | CHEROKEE | CHEROKEE FOREST DISTRIBUTION SYSTEM |  | 3
VA2005160 | TC | TC | RT | Y | DS001 | TCR01 |  | CLIFTONDALE PARK/ WILSON CREEK/ SHARON | CLIFTONDALE PARK/WILSON CREEK/SHARON |  | 6
VA2005435 | TC | TC | RT | Y | DS001 | TCR01 |  | INTERSTATE-64 WELCOME CENTER | I-64 WELCOME CENTER |  | 1
VA2005440 | TC | TC | RT | Y | DS001 | TCR01 |  | INTERVALE/CLEARWATER PARK | INTERVALE/CLEARWATER PARK |  | 6
VA2005480 | TC | TC | RT | Y | DS001 | TCR01 |  | IRON GATE, TOWN OF | IRON GATE, TOWN OF |  | 3
VA2005560 | TC | TC | RT | Y | DS001 | TCR01 |  | LONGDALE FURNACE | LONGDALE FURNACE |  | 3
VA2005600 | TC | TC | RT | Y | DS001 | TCR01 |  | POUNDING MILL | POUNDING MILL - ALLEGHANY CO PUB WORKS |  | 6
VA2005630 | TC | TC | RT | Y | DS001 | TCR01 |  | MORRIS HILL - CORPS | MORRIS HILL COE |  | 1
VA2005631 | TC | TC | RT | Y | DS001 | TCR01 |  | MORRIS HILL CAMPGROUND (USFS) | MORRIS HILL FOREST SERVICE |  | 1
VA2005800 | TC | TC | RT | Y | DS001 | TCR01 |  | ROSEDALE/CALLAGHAN | ROSEDALE/OAKWOOD FORE/WESTWOOD/CALLAGHAN |  | 3
VA2005840 | TC | TC | RT | Y | DS001 | TCR01 |  | SELMA / LOW MOOR / VALLEY RIDGE | SELMA/LOW MOOR |  | 6
VA2005880 | TC | TC | RT | Y | DS001 | TCR01 |  | CLIFF VIEW GOLF CLUB | FRANK E SPONAUGLE JR |  | 1
VA2005950 | TC | TC | RT | Y | DS001 | TCR01 |  | WESGATE | WESGATE |  | 3
VA2015025 | TC | TC | RT | Y | DS001 | TCR01 |  | AUGUSTA SPRINGS - ACSA | AUGUSTA SPRINGS - ACSA |  | 3
VA2015050 | TC | TC | RT | Y | DS001 | TCR01 |  | JOLLETT SPRINGS MOBILE HOME PARK | JOLLETT SPRINGS MHP |  | 3
VA2015060 | TC | TC | RT | Y | DS003 | TCR01 |  | BLACKBURN - ACSA | BLACKBURN |  | 6
VA2015075 | TC | TC | RT | Y | DS001 | TCR01 |  | BLUE RIDGE MOBILE HOME PARK | BLUE RIDGE MHP |  | 3
VA2015110 | TC | TC | RT | Y | DS001 | TCR01 |  | CAMP SHENANDOAH | DISTRIBUTION |  | 3
VA2015119 | TC | TC | RT | Y | DS001 | TCR01 |  | CARDINAL HOUSE | CARDINAL HOUSE |  | 6
VA2015120 | TC | TC | RT | Y | DS001 | TCR01 |  | CHURCHVILLE - ACSA | CHURCHVILLE - ACSA |  | 6
VA2015123 | TC | TC | RT | Y | DS001 | TCR01 |  | COLONY HOUSE MOTEL | DISTRIBUTION |  | 1
VA2015150 | TC | TC | RT | Y | DS001 | TCR01 |  | CRAIGSVILLE, TOWN OF | CRAIGSVILLE, TOWN OF |  | 6
VA2015195 | TC | TC | RT | Y | DS001 | TCR01 |  | GREENHOUSE CHRISTIAN LEARNING CENTER | DISTRIBUTION |  | 3
VA2015200 | TC | TC | RT | Y | DS001 | TCR01 |  | DEERFIELD - ACSA | DEERFIELD |  | 3
VA2015225 | TC | TC | RT | Y | DS001 | TCR01 |  | DOOMS - ACSA | DOOMS |  | 6
VA2015300 | TC | TC | RT | Y | DS001 | TCR01 |  | MEADOW RUE MOBILE HOME PARK | MEADOW RUE MHP |  | 3
VA2015325 | TC | TC | RT | Y | DS001 | TCR01 |  | COUNTRY ESTATE MOBILE HOME PARK | COUNTRY ESTATES MHP |  | 3
VA2015330 | TC | TC | RT | Y | DS001 | TCR01 |  | GRAND CAVERNS | DISTRIBUTION SYSTEM |  | 1
VA2015375 | TC | TC | RT | Y | DS001 | TCR01 |  | HARRISTON - ACSA | HARRISTON - ACSA |  | 3
VA2015382 | TC | TC | RT | Y | DS001 | TCR01 |  | HUMPBACK ROCKS PICNIC AREA | HUMPBACK ROCK PICNIC AREA |  | 3
VA2015384 | TC | TC | RT | Y | DS001 | TCR01 |  | HUMPBACK ROCKS VISITOR CENTER | HUMPBACK ROCK VISITOR CENTER |  | 3
VA2015385 | TC | TC | RT | Y | DS001 | TCR01 |  | INN AT MEADOWCROFT | DISTRIBUTION |  | 1
VA2015390 | TC | TC | RT | Y | DS001 | TCR01 |  | JAKE'S CONVENIENCE STORE/SUBWAY | DISTRIBUTION SYSTEM |  | 1
VA2015445 | TC | TC | RT | Y | DS001 | TCR01 |  | WAGNER LOGISTICS | DISTRIBUTION |  | 3
VA2015450 | TC | TC | RT | Y | DS001 | TCR01 |  | MIDDLEBROOK - ACSA | MIDDLEBROOK - ACSA |  | 3
VA2015464 | TC | TC | RT | Y | DS001 | TCR01 |  | NATURAL CHIMNEYS | NATURAL CHIMNEYS DS |  | 3
VA2015477 | TC | TC | RT | Y | DS001 | TCR01 |  | NORTH 340 CAMPGROUND | DISTRIBUTION |  | 3
VA2015481 | TC | TC | RT | Y | DS001 | TCR01 |  | NORTH RIVER ELEM SCHOOL | NORTH RIVER ELEMENTARY SCHOOL |  | 3
VA2015523 | TC | TC | RT | Y | DS001 | TCR01 |  | ROCKWOOD MOBILE HOME PARK | ROCKWOOD MHP |  | 3
VA2015524 | TC | TC | RT | Y | DS001 | TCR01 |  | ROUTE 250 WEST - ACSA | 250 WEST - ACSA |  | 3
VA2015550 | TC | TC | RT | Y | DS001 | TCR01 |  | SHENANDOAH ACRES | DISTRIBUTION SYSTEM |  | 3
VA2015552 | TC | TC | RT | Y | DS001 | TCR01 |  | SHENANDOAH VALLEY KOA | SHENANDOAH VALLEY KOA |  | 3
VA2015560 | TC | TC | RT | Y | DS001 | TCR01 |  | SHERANDO LAKE(USFS) | SHERANDO LAKE RECREATION AREA |  | 3
VA2015575 | TC | TC | RT | Y | DS001 | TCR01 |  | SOUTH RIVER SANITARY DISTRICT | SOUTH RIVER SANITATION DIST |  | 75
VA2015580 | TC | TC | RT | Y | DS001 | TCR01 |  | STABLE CRAFT BREWING | DISTRIBUTION SYSTEM |  | 1
VA2015590 | TC | TC | RT | Y | DS001 | TCR01 |  | STONEY CREEK RESORT | STONEY CREEK RESORT |  | 1
VA2015685 | TC | TC | RT | Y | DS001 | TCR01 |  | TODD LAKE (USFS) | TODD LAKE U S FOREST SERVICE |  | 3
VA2015725 | TC | TC | RT | Y | DS001 | TCR01 |  | VERONA SANITARY DISTRICT - ACSA | VERONA WEYERS CAVE DIST - ACSA |  | 27
VA2015760 | TC | TC | RT | Y | DS001 | TCR01 |  | STAUNTON-WALNUT HILLS CAMPGROUND | DISTRIBUTION |  | 1
VA2015821 | TC | TC | RT | Y | DS001 | TCR01 |  | WHITES WAYSIDE DINER | WHITEWAY WAYSIDE DINER DISTRIBUTION |  | 1
VA2015850 | TC | TC | RT | Y | DS001 | TCR01 |  | WOODLAWN VILLAGE | WOODLAWN MHP |  | 3
VA2017020 | TC | TC | RT | Y | DS001 | TCR01 |  | ACCOVAC ADVENT CHRISTIAN CAMP | DISTRIBUTION |  | 1
VA2017030 | TC | TC | RT | Y | DS001 | TCR01 |  | ASHWOOD - BCSA | ASHWOOD - BCSA |  | 3
VA2017095 | TC | TC | RT | Y | DS004 | TCR01 |  | BATH COUNTY REGIONAL - BCSA | BATH COUNTY REGIONAL |  | 6
VA2017102 | TC | TC | RT | Y | DS001 | TCR01 |  | BLOWING SPRINGS (USFS) | BLOWING SPRINGS |  | 1
VA2017103 | TC | TC | RT | Y | DS001 | TCR01 |  | BOLAR MOUNTAIN (USFS) | DISTRIBUTION SYSTEM |  | 3
VA2017128 | TC | TC | RT | Y | DS001 | TCR01 |  | CAMP ALKULANA | CAMP ALKULANA |  | 1
VA2017130 | TC | TC | RT | Y | DS001 | TCR01 |  | CEDAR CREEK - BCSA | CEDAR CREEK - BCSA |  | 3
VA2017135 | TC | TC | RT | Y | DS001 | TCR01 |  | CLIFTON FORGE MOUNTAIN - BCSA | CLIFTON FORGE MOUNTAIN |  | 3
VA2017151 | TC | TC | RT | Y | DS001 | TCR01 |  | GARTH NEWEL MUSIC CENTER | GARTH NEWEL |  | 1
VA2017155 | TC | TC | RT | Y | DS001 | TCR01 |  | HIDDEN VALLEY CAMPGROUND (USFS) | HIDDEN VALLEY CAMPGROUND |  | 1
VA2017200 | TC | TC | RT | Y | DS001 | TCR01 |  | THE HOMESTEAD WATER COMPANY | VA HOT SPRINGS |  | 6
VA2017300 | TC | TC | RT | Y | DS001 | TCR01 |  | MILLBORO WATER ASSOCIATION | MILLBORO |  | 3
VA2017303 | TC | TC | RT | Y | DS001 | TCR01 |  | MILLBORO INDUSTRIAL PARK - BCSA | MILLBORO INDUSTRIAL PARK |  | 3
VA2017490 | TC | TC | RT | Y | DS001 | TCR01 |  | THOMASTOWN/CROWDERTOWN/SWITCHBACK - BCSA | THOMASTOWN/CROWDERTOWN/SWITCHBACK |  | 3
VA2017500 | TC | TC | RT | Y | DS001 | TCR01 |  | BATH COUNTY POWER STATION | VEPCO PUMPED STORAGE |  | 3
VA2023020 | TC | TC | RT | Y | DS001 | TCR01 |  | MOUNTAIN VIEW | APPLE TREE/HIGHLAND MANOR |  | 9
VA2023030 | TC | TC | RT | Y | DS001 | TCR01 |  | ASHLEY PLANTATION | ASHLEY PLANTATION |  | 3
VA2023040 | TC | TC | RT | Y | DS001 | TCR01 |  | BLUE RIDGE COMMUNITY | BLUE RIDGE COMMUNITY |  | 3
VA2023060 | TC | TC | RT | Y | DS001 | TCR01 |  | BLUE RIDGE HEIGHTS | BLUE RIDGE HEIGHTS |  | 3
VA2023070 | TC | TC | RT | Y | DS950 | TCR01 |  | INTERSTATE-81 REST AREA | I-81 [BOTETOURT] REST AREA |  | 1
VA2023080 | TC | TC | RT | Y | DS001 | TCR01 |  | BOTETOURT GOLF AND SWIM CLUB | BOTETOURT COUNTRY CLUB REST |  | 3
VA2023120 | TC | TC | RT | Y | DS001 | TCR01 |  | BOTETOURT FOREST | BOTETOURT FOREST |  | 3
VA2023140 | TC | TC | RT | Y | DS001 | TCR01 |  | BRITISH WOODS | BRITISH WOODS |  | 3
VA2023150 | TC | TC | RT | Y | DS001 | TCR01 |  | BROOKFIELD | BROOKFIELD |  | 3
VA2023155 | TC | TC | RT | Y | DS001 | TCR01 |  | BRUGHS MILL COUNTRY STORE | DISTRIBTUTION SYSTEM |  | 1
VA2023160 | TC | TC | RT | Y | DS001 | TCR01 |  | BUCHANAN, TOWN OF | TOWN OF BUCHANAN |  | 6
VA2023162 | TC | TC | RT | Y | DS001 | TCR01 |  | CARVINS COVE CABIN | CARVINS COVE CABIN |  | 1
VA2023165 | TC | TC | RT | Y | DS001 | TCR01 |  | CAMP BETHEL | CAMP BETHEL TES |  | 1
VA2023168 | TC | TC | RT | Y | DS001 | TCR01 |  | CAMP EAGLE | CAMP EAGLE |  | 1
VA2023170 | TC | TC | RT | Y | DS001 | TCR01 |  | CAMP FINCASTLE | CAMP FINCASTLE |  | 1
VA2023172 | TC | TC | RT | Y | DS001 | TCR01 |  | CARRIS PLASTICS | DISTRIBUTION SYSTEM |  | 3
VA2023178 | TC | TC | RT | Y | DS001 | TCR01 |  | MCFARLAND PROPERTIES | MCFARLAND RV PARK |  | 1
VA2023180 | TC | TC | RT | Y | DS001 | TCR01 |  | ROANOKE CEMENT COMPANY | ROANOKE CEMENT COMPANY |  | 3
VA2023280 | TC | TC | RT | Y | DS001 | TCR01 |  | EAGLE ROCK | EAGLE ROCK |  | 3
VA2023285 | TC | TC | RT | Y | DS001 | TCR01 |  | EAGLE ROCK ELEMENTARY SCHOOL | EAGLE ROCK ELEMENTARY SCHOOL |  | 3
VA2023295 | TC | TC | RT | Y | DS001 | TCR01 |  | FINCASTLE BAPTIST CHURCH | CHURCH |  | 3
VA2023300 | TC | TC | RT | Y | DS001 | TCR01 |  | FINCASTLE, TOWN OF | TOWN OF FINCASTLE |  | 3
VA2023332 | TC | TC | RT | Y | DS001 | TCR01 |  | NORTH CREEK CAMPGROUND(USFS) | NORTH CREEK CAMPGROUND |  | 3
VA2023360 | TC | TC | RT | Y | DS001 | TCR01 |  | GALA INDUSTRIES, INC. | GALA INDUSTRIES |  | 3
VA2023380 | TC | TC | RT | Y | DS001 | TCR01 |  | GLEN WILTON | GLEN WILTON |  | 3
VA2023390 | TC | TC | RT | Y | DS001 | TCR01 |  | GREENWOOD RESTAURANT | GREENWOOD RESTURANT |  | 1
VA2023400 | TC | TC | RT | Y | DS001 | TCR01 |  | GRIFFITH PARK | GRIFFITH PARK |  | 3
VA2023410 | TC | TC | RT | Y | DS001 | TCR01 |  | HEATHERSTONE | HEATHERSTONE |  | 3
VA2023420 | TC | TC | RT | Y | DS001 | TCR01 |  | HOLLINS MOBILE HOME PARK | HOLLINS MOBILE HOME PARK |  | 3
VA2023430 | TC | TC | RT | Y | DS001 | TCR01 |  | JAMES RIVER HIGH SCHOOL | JAMES RIVER HIGH SCHOOL |  | 3
VA2023440 | TC | TC | RT | Y | DS001 | TCR01 |  | MIDDLE CREEK CAMPGROUND | DISTRIBUTION |  | 2
VA2023450 | TC | TC | RT | Y | DS001 | TCR01 |  | MOUNTAIN CREST | DISTRIBUTON |  | 3
VA2023460 | TC | TC | RT | Y | DS001 | TCR01 |  | KESWICK FARMS | KESWICK FARMS |  | 3
VA2023462 | TC | TC | RT | Y | DS001 | TCR01 |  | LIMESTONE PARK MINISTRIES | LIMESTONE PARK MINISTRIES |  | 3
VA2023464 | TC | TC | RT | Y | DS001 | TCR01 |  | MILL CREEK CHILD CARE | MILL CREEK BAPTIST CHURCH |  | 3
VA2023468 | TC | TC | RT | Y | DS001 | TCR01 |  | MOUNT JOY MOBILE VILLAGE | MOUNT JOY MOBILE VILLAGE |  | 3
VA2023469 | TC | TC | RT | Y | DS001 | TCR01 |  | NORTH STAR RESTAURANT | NORTH STAR RESTAURANT |  | 1
VA2023470 | TC | TC | RT | Y | DS001 | TCR01 |  | OAKWOOD/PARKVIEW | OAKWOOD/PARKVIEW |  | 3
VA2023475 | TC | TC | RT | Y | DS001 | TCR01 |  | PEAKS OF OTTER | PEAKS OF OTTER |  | 3
VA2023480 | TC | TC | RT | Y | DS001 | TCR01 |  | RAINBOW FOREST | RAINBOW FOREST/CLEARVIEW ESTATES |  | 6
VA2023555 | TC | TC | RT | Y | DS001 | TCR01 |  | SANTILLANE | SANTILLANE |  | 3
VA2023575 | TC | TC | RT | Y | DS001 | TCR01 |  | SOMMERSBY | SOMMERSBY |  | 3
VA2023590 | TC | TC | RT | Y | DS001 | TCR01 |  | CAVE CREEK ASSISTED LIVING FACILITY | CAVE CREEK ADULT HOME |  | 3
VA2023661 | TC | TC | RT | Y | DS001 | TCR01 |  | SUBWAY (TEXACO STATION) | DISTRIBUTION SYSTEM |  | 3
VA2023662 | TC | TC | RT | Y | DS001 | TCR01 |  | EAGLE ROCK MARKET | EAGLE ROCK MARKET |  | 1
VA2023720 | TC | TC | RT | Y | DS001 | TCR01 |  | TROUTVILLE, TOWN OF | TOWN OF TROUTVILLE |  | 3
VA2023722 | TC | TC | RT | Y | DS001 | TCR01 |  | TROUTVILLE ELEMENTARY SCHOOL | TROUTVILLE ELEMENTARY SCHOOL |  | 3
VA2023730 | TC | TC | RT | Y | DS001 | TCR01 |  | DAL-NITA HILLS | DAL-NITA HILLS |  | 3
VA2023734 | TC | TC | RT | Y | DS001 | TCR01 |  | WALNUT MANOR | DISTRIBUTION SYSYEM |  | 3
VA2023736 | TC | TC | RT | Y | DS001 | TCR01 |  | WATTSTULL MOTEL | WATTSTULL MOTEL RESTAURANT |  | 1
VA2023740 | TC | TC | RT | Y | DS001 | TCR01 |  | WHITE OAK ESTATES | WHITE OAK ESTATES |  | 3
VA2023780 | TC | TC | RT | Y | DS001 | TCR01 |  | WILLOWBROOK MOBILE HOME PARK | WILLOWBROOK MOBILE HOME PARK |  | 3
VA2045075 | TC | TC | RT | Y | DS001 | TCR01 |  | CAMP EASTER SEALS WEST | CAMP EASTER SEAL TES |  | 1
VA2045160 | TC | TC | RT | Y | DS001 | TCR01 |  | NEW CASTLE | CRAIG/NEW CASTLE PSA |  | 6
VA2045165 | TC | TC | RT | Y | DS001 | TCR01 |  | CRAIG SPRINGS CAMP | CRAIG SPRINGS CAMP TES |  | 2
VA2045225 | TC | TC | RT | Y | DS001 | TCR01 |  | PAINT BANK GENERAL STORE | PAINT BANK GENERAL STORE DS |  | 1
VA2045252 | TC | TC | RT | Y | DS001 | TCR01 |  | PINE TOP RESTAURANT | PINE TOP RESTAURANT |  | 1
VA2045253 | TC | TC | RT | Y | DS001 | TCR01 |  | THE PINES CAMPGROUND(USFS) | DISTRIBUTION SYSTEM |  | 1
VA2045254 | TC | TC | RT | Y | DS001 | TCR01 |  | WILDERNESS ADVENTURE AT EAGLE LANDING | DISTRIBUTION SYSTEM |  | 1
VA2065050 | TC | TC | RT | Y | DS001 | TCR01 |  | CAMP FRIENDSHIP - DINING HALL/LAKE | DISTRIBUTION SYSTEM |  | 1
VA2065051 | TC | TC | RT | Y | DS001 | TCR01 |  | CAMP FRIENDSHIP - GYMNASTICS CENTER | DISTRIBUTION SYSTEM |  | 3
VA2065052 | TC | TC | RT | Y | DS001 | TCR01 |  | CAMP FRIENDSHIP - HICKORY VILLAGE | DISTRIBUTION SYSTEM |  | 3
VA2065053 | TC | TC | RT | Y | DS001 | TCR01 |  | CAMP FRIENDSHIP - OWNER SYSTEM | DISTRIBUTION SYSTEM |  | 1
VA2065054 | TC | TC | RT | Y | DS001 | TCR01 |  | CAMP FRIENDSHIP - POOL/EQUESTRIAN | DISTRIBUTION SYSTEM |  | 1
VA2065120 | TC | TC | RT | Y | DS001 | TCR01 |  | COLUMBIA | DISTRIBUTION SYSTEM |  | 3
VA2065195 | TC | TC | RT | Y | DS001 | TCR01 |  | THE LIGHT ACADEMY | DISTRIBUTION SYSTEM |  | 3
VA2065245 | TC | TC | RT | Y | DS001 | TCR01 |  | FLUVANNA COUNTY COURTHOUSE | DISTRIBUTION SYSTEM |  | 3
VA2065250 | TC | TC | RT | Y | DS001 | TCR01 |  | FLUVANNA CORRECTIONAL CENTER FOR WOMEN | DISTRIBUTION SYSTEM |  | 6
VA2065255 | TC | TC | RT | Y | DS001 | TCR01 |  | FLUVANNA COUNTY MIDDLE SCHOOL | DISTRIBUTION SYSTEM |  | 6
VA2065256 | TC | TC | RT | Y | DS001 | TCR01 |  | FLUVANNA COUNTY HIGH SCHOOL | DISTRIBUTION SYSTEM |  | 6
VA2065300 | TC | TC | RT | Y | DS001 | TCR01 |  | FORK UNION SANITARY DISTRICT | DISTRIBUTION SYSTEM |  | 6
VA2065480 | TC | TC | RT | Y | DS001 | TCR01 |  | LAKE MONTICELLO | DISTRIBUTION SYSTEM |  | 30
VA2065520 | TC | TC | RT | Y | DS001 | TCR01 |  | OAKLAND SCHOOL | DISTRIBUTION SYSTEM |  | 3
VA2065525 | TC | TC | RT | Y | DS001 | TCR01 |  | OPEN DOOR CHRISTIAN SCHOOL | DISTRIBUTION SYSTEM |  | 3
VA2065540 | TC | TC | RT | Y | DS001 | TCR01 |  | PALMYRA | DISTRIBUTION SYSTEM |  | 3
VA2065560 | TC | TC | RT | Y | DS001 | TCR01 |  | FLUVANNA COUNTY SCHOOL BOARD OFFICE | DISTRIBUTION SYSTEM |  | 3
VA2065600 | TC | TC | RT | Y | DS001 | TCR01 |  | PINE GROVE MOBILE HOME PARK | DISTRIBUTION SYSTEM |  | 3
VA2065781 | TC | TC | RT | Y | DS001 | TCR01 |  | STAGECOACH HILLS | DISTRIBUTION SYSTEM |  | 3
VA2065783 | TC | TC | RT | Y | DS001 | TCR01 |  | TENASKA | DISTRIBUTION SYSTEM |  | 3
VA2065950 | TC | TC | RT | Y | DS001 | TCR01 |  | ZION STATION | DISTRIBUTION SYSTEM |  | 3
VA2079125 | TC | TC | RT | Y | DS001 | TCR01 |  | BLUE RIDGE SCHOOL | DISTRIBUTION SYSTEM |  | 3
VA2079400 | TC | TC | RT | Y | DS001 | TCR01 |  | DUNLIN FARM | DISTRIBUTION SYSTEM |  | 1
VA2079485 | TC | TC | RT | Y | DS001 | TCR01 |  | GREENE COUNTY COMMUNITY PARK | DISTRIBUTION |  | 1
VA2079495 | TC | TC | RT | Y | DS001 | TCR01 |  | GREENE HILLS CLUB, INC. | DISTRIBUTION SYSTEM |  | 1
VA2079498 | TC | TC | RT | Y | DS001 | TCR01 |  | GETAWAY VA | DISTRIBUTION SYSTEM |  | 3
VA2079585 | TC | TC | RT | Y | DS001 | TCR01 |  | MAYBELLE`S MARKET | DISTRIBUTION SYSTEM |  | 1
VA2079590 | TC | TC | RT | Y | DS001 | TCR01 |  | MOUNTAIN LAKES WATER COMPANY | DISTRIBUTION SYSTEM |  | 6
VA2079600 | TC | TC | RT | Y | DS001 | TCR01 |  | GDS HOLDINGS, LLC | DISTRIBUTION SYSTEM |  | 3
VA2079625 | TC | TC | RT | Y | DS001 | TCR01 |  | RAPIDAN SERVICE AUTHORITY | DISTRIBUTION SYSTEM |  | 27
VA2079770 | TC | TC | RT | Y | DS001 | TCR01 |  | RIPPIN RUN SUBDIVISION | DISTRIBUTION SYSTEM |  | 3
VA2079775 | TC | TC | RT | Y | DS950 | TCR01 |  | SNP-SIMMONS GAP | SIMMONS GAP |  | 1
VA2091100 | TC | TC | RT | Y | DS001 | TCR01 |  | MCDOWELL | MCDOWELL |  | 3
VA2091150 | TC | TC | RT | Y | DS001 | TCR01 |  | MONTEREY, TOWN OF | MONTEREY |  | 3
VA2091300 | TC | TC | RT | Y | DS001 | TCR01 |  | YOUTH DEVELOPMENT, INC. | DISTRIBUTION |  | 1
VA2125005 | TC | TC | RT | Y | DS001 | TCR01 |  | ADVANCING NATIVE MISSIONS | DISTRIBUTION SYSTEM |  | 3
VA2125016 | TC | TC | RT | Y | DS001 | TCR01 |  | BLUE MOUNTAIN BREWERY | DISTRIBUTION SYSTEM |  | 3
VA2125020 | TC | TC | RT | Y | DS001 | TCR01 |  | WINTERGREEN GROCERS | DISTRIBUTION SYSTEM |  | 1
VA2125026 | TC | TC | RT | Y | DS001 | TCR01 |  | BOLD ROCK CIDERY | DISTRIBUTION SYSTEM |  | 1
VA2125030 | TC | TC | RT | Y | DS001 | TCR01 |  | CAMP BLUE RIDGE | DISTRIBUTION SYSTEM |  | 1
VA2125032 | TC | TC | RT | Y | DS001 | TCR01 |  | VALLEY GREEN CENTER | DISTRIBUTION SYSTEM |  | 1
VA2125043 | TC | TC | RT | Y | DS001 | TCR01 |  | CRABTREE FALLS CAMPGROUND | DISTRIBUTION SYSTEM |  | 1
VA2125044 | TC | TC | RT | Y | DS001 | TCR01 |  | BREWING TREE BEER COMPANY | DISTRIBUTION SYSTEM |  | 1
VA2125046 | TC | TC | RT | Y | DS001 | TCR01 |  | DELFOSSE VINEYARDS AND WINERY | DISTRIBUTION SYSTEM |  | 1
VA2125047 | TC | TC | RT | Y | DS001 | TCR01 |  | CHURCH OF THE BLUE RIDGE SCHOOL | DISTRIBUTION SYSTEM |  | 3
VA2125056 | TC | TC | RT | Y | DS001 | TCR01 |  | DEVILS BACKBONE BREWING COMPANY | DISTRIBUTION SYSTEM |  | 3
VA2125060 | TC | TC | RT | Y | DS001 | TCR01 |  | DEVILS BACKBONE CAMPGROUND | DISTRIBUTION SYSTEM |  | 1
VA2125065 | TC | TC | RT | Y | DS001 | TCR01 |  | NCSA - GLADSTONE | DISTRIBUTION SYSTEM |  | 3
VA2125280 | TC | TC | RT | Y | DS001 | TCR01 |  | SERENITY RIDGE RETREAT CENTER | DISTRIBUTION SYSTEM |  | 1
VA2125325 | TC | TC | RT | Y | DS001 | TCR01 |  | NCSA - LOVINGSTON | DISTRIBUTION SYSTEM |  | 6
VA2125350 | TC | TC | RT | Y | DS001 | TCR01 |  | THE MONROE INSTITUTE | DISTRIBUTION SYSTEM |  | 1
VA2125362 | TC | TC | RT | Y | DS001 | TCR01 |  | MONTEBELLO CAMPING & FISHING RESORT | DISTRIBUTION SYSTEM |  | 3
VA2125365 | TC | TC | RT | Y | DS001 | TCR01 |  | GIUSEPPE`S RESTAURANT | DISTRIBUTION SYSTEM |  | 1
VA2125380 | TC | TC | RT | Y | DS001 | TCR01 |  | NELSON COUNTY - TYE RIVER | DISTRIBUTION SYSTEM |  | 1
VA2125382 | TC | TC | RT | Y | DS001 | TCR01 |  | NELSON COUNTY - PINEY RIVER | DISTRIBUTION SYSTEM |  | 3
VA2125397 | TC | TC | RT | Y | DS001 | TCR01 |  | NORTH BRANCH SCHOOL | DISTRIBUTION SYSTEM |  | 3
VA2125398 | TC | TC | RT | Y | DS001 | TCR01 |  | WILD WOLF BREWING COMPANY | DISTRIBUTION SYSTEM |  | 1
VA2125500 | TC | TC | RT | Y | DS001 | TCR01 |  | ROCKFISH RIVER ELEMENTARY SCHOOL | DISTRIBUTION SYSTEM |  | 3
VA2125530 | TC | TC | RT | Y | DS001 | TCR01 |  | ROCKFISH VALLEY COMMUNITY CENTER | DISTRIBUTION SYSTEM |  | 1
VA2125650 | TC | TC | RT | Y | DS001 | TCR01 |  | NCSA - SCHUYLER | DISTRIBUTION SYSTEM |  | 3
VA2125845 | TC | TC | RT | Y | DS001 | TCR01 |  | RODES FARM | DISTRIBUTION SYSTEM |  | 3
VA2125900 | TC | TC | RT | Y | DS001 | TCR01 |  | VERITAS WINERY | DISTRIBUTION SYSTEM |  | 1
VA2125903 | TC | TC | RT | Y | DS001 | TCR01 |  | WOOD RIDGE FARM BREWERY | DISTRIBUTION SYSTEM |  | 1
VA2125905 | TC | TC | RT | Y | DS001 | TCR01 |  | WOODLAND EARLY LIFE LEARNING CENTER | DISTRIBUTION SYSTEM |  | 3
VA2125910 | TC | TC | RT | Y | DS001 | TCR01 |  | NCSA - WINTERGREEN | DISTRIBUTION SYSTEM |  | 24
VA2125950 | TC | TC | RT | Y | DS001 | TCR01 |  | STONEY CREEK VILLAGE | DISTRIBUTION SYSTEM |  | 3
VA2139001 | TC | TC | RT | Y | DS950 | TCR01 |  | SNP-BIG MEADOWS | BIG MEADOWS |  | 3
VA2139015 | TC | TC | RT | Y | DS950 | TCR01 |  | BROOKSIDE RESTAURANT | BROOKSIDE RESTAURANT |  | 1
VA2139017 | TC | TC | RT | Y | DS950 | TCR01 |  | SHENANDOAH UTILITY SERVICES | SHENANDOAH UTILITY SERVICES |  | 3
VA2139025 | TC | TC | RT | Y | DS001 | TCR01 |  | CAVERNS COUNTRY CLUB | DISTRIBUTION SYSTEM |  | 1
VA2139035 | TC | TC | RT | Y | DS950 | TCR01 |  | LURAY KOA | LURAY KOA |  | 6
VA2139040 | TC | TC | RT | Y | DS001 | TCR01 |  | DAN`S STEAK HOUSE | DANS STEAK HOUSE C/O |  | 3
VA2139055 | TC | TC | RT | Y | DS001 | TCR01 |  | EGYPT BEND ESTATES | EGYPT BEND ESTATES |  | 3
VA2139070 | TC | TC | RT | Y | DS001 | TCR01 |  | CHU-CHU`S SELF STORAGE | CHU-CHU'S RESTAURANT |  | 1
VA2139165 | TC | TC | RT | Y | DS001 | TCR01 |  | HILLSIDE MOTEL | HILLSIDE MOTEL DS |  | 1
VA2139200 | TC | TC | RT | Y | DS950 | TCR01 |  | GROVE HILL ELEMENTARY SCHOOL | GROVE HILL ELEMENTARY SCHOOL |  | 3
VA2139330 | TC | TC | RT | Y | DS950 | TCR01 |  | LURAY, TOWN OF | LURAY, TOWN OF |  | 15
VA2139385 | TC | TC | RT | Y | DS950 | TCR01 |  | LURAY HOMES | LURAY MOBILE HOMES |  | 3
VA2139390 | TC | TC | RT | Y | DS001 | TCR01 |  | MOOSE FAMILY CENTER LODGE #1413 | LURAY MOOSE LODGE |  | 1
VA2139400 | TC | TC | RT | Y | DS950 | TCR01 |  | MOUNT CARMEL CHRISTIAN ACADEMY | MOUNT CARMEL CHRISTIAN ACADEMY |  | 3
VA2139420 | TC | TC | RT | Y | DS001 | TCR01 |  | JELLYSTONE PARK CAMP RESORT | JELLYSTONE PARK CAMP RESORT DS |  | 1
VA2139440 | TC | TC | RT | Y | DS950 | TCR01 |  | OLD FARMS SUBDIVISION | OLD FARMS SUBDIVISION |  | 3
VA2139470 | TC | TC | RT | Y | DS950 | TCR01 |  | OUTLANDERS RIVER CAMP | OUTLANDERS RIVER CAMP DS |  | 1
VA2139475 | TC | TC | RT | Y | DS950 | TCR01 |  | PAGE COUNTY MIDDLE/ HIGH SCHOOL COMPLEX | PAGE COUNTY HIGH SCHOOL |  | 6
VA2139495 | TC | TC | RT | Y | DS950 | TCR01 |  | PAGE VALLEY ESTATES | PAGE VALLEY ESTATES |  | 3
VA2139580 | TC | TC | RT | Y | DS001 | TCR01 |  | PARKHURST INN RESTAURANT | PARKHURST INN RESTAURANT |  | 1
VA2139590 | TC | TC | RT | Y | DS950 | TCR01 |  | SNP-PINNACLES | PINNACLES |  | 1
VA2139600 | TC | TC | RT | Y | DS001 | TCR01 |  | RIVER`S BEND FARM GUEST LODGE | RIVERS BEND FARM SCHOOL |  | 1
VA2139601 | TC | TC | RT | Y | DS001 | TCR01 |  | RIVERSIDE CAMPING | RIVERSIDE CAMPING |  | 1
VA2139604 | TC | TC | RT | Y | DS001 | TCR01 |  | RIVERSIDE MINI MART | RIVERSIDE MINI MART |  | 3
VA2139663 | TC | TC | RT | Y | DS001 | TCR01 |  | SNP-ELKWALLOW | ELKWALLOW |  | 3
VA2139665 | TC | TC | RT | Y | DS950 | TCR01 |  | SNP-NATIONAL PARK HEADQUARTERS | NATIONAL PARK HEADQUARTERS |  | 6
VA2139666 | TC | TC | RT | Y | DS950 | TCR01 |  | SNP-LEWIS MOUNTAIN | LEWIS MOUNTAIN |  | 1
VA2139668 | TC | TC | RT | Y | DS950 | TCR01 |  | SNP-SKYLAND | SKYLAND DISTRIBUTION |  | 3
VA2139770 | TC | TC | RT | Y | DS950 | TCR01 |  | SHENANDOAH RIVER LODGE | SHENANDOAH RIVER LODGE |  | 1
VA2139825 | TC | TC | RT | Y | DS950 | TCR01 |  | SHENANDOAH, TOWN OF | SHENANDOAH, TOWN OF |  | 6
VA2139835 | TC | TC | RT | Y | DS001 | TCR01 |  | SHENANDOAH MOOSE LODGE | SHENANDOAH MOOSE LODGE |  | 1
VA2139900 | TC | TC | RT | Y | DS950 | TCR01 |  | SPRINGFIELD ELEMENTARY SCHOOL | SPRINGFIELD ELEMENTARY SCHOOL |  | 3
VA2139935 | TC | TC | RT | Y | DS950 | TCR01 |  | STANLEY, TOWN OF | STANLEY, TOWN OF |  | 15
VA2139936 | TC | TC | RT | Y | DS950 | TCR01 |  | STANLEY INDUSTRIAL PARK | STANLEY INDUSTRIAL PARK |  | 3
VA2139938 | TC | TC | RT | Y | DS950 | TCR01 |  | SNP-PANORAMA/THORNTON GAP | PANORAMA/THORNTON GAP |  | 1
VA2161023 | TC | TC | RT | Y | DS001 | TCR01 |  | BACK CREEK ELEMENTARY SCHOOL | BACK CREEK ELEMENTARY SCHOOL |  | 3
VA2161028 | TC | TC | RT | Y | DS001 | TCR01 |  | BALLYHACK GOLF CLUB | BALLYHACK GOLF CLUB |  | 1
VA2161042 | TC | TC | RT | Y | DS001 | TCR01 |  | BENT MOUNTAIN LIBRARY & COMMUNITY CENTER | BENT MOUNTAIN LIBRARY & COMMUNITY CENTER |  | 1
VA2161103 | TC | TC | RT | Y | DS001 | TCR01 |  | CAMP ROANOKE | DISTRIBUTION SYSTEM |  | 1
VA2161110 | TC | TC | RT | Y | DS001 | TCR01 |  | CAROLINA VILLAGE | CAROLINA VILLAGE |  | 3
VA2161115 | TC | TC | RT | Y | DS001 | TCR01 |  | MARTIN CREEK | MARTIN CREEK |  | 3
VA2161150 | TC | TC | RT | Y | DS001 | TCR01 |  | CATAWBA HOSPITAL | CATAWBA HOSPITAL |  | 3
VA2161175 | TC | TC | RT | Y | DS001 | TCR01 |  | CHURCH OF GOD STATE OFFICE | CHURCH OF GOD STATE OFFICE |  | 3
VA2161335 | TC | TC | RT | Y | DS001 | TCR01 |  | GLENVAR ELEMENTARY SCHOOL | GLENVAR ELEMENTARY SCHOOL |  | 3
VA2165660 | TC | TC | RT | Y | DS001 | TCR01 |  | WHITE OAK LAVENDER FARM | DISTRIBUTION |  | 1
VA2165668 | TC | TC | RT | Y | DS001 | TCR01 |  | R.R. DONNELLEY- RCPW | R.R. DONNELLY |  | 6
VA2165679 | TC | TC | RT | Y | DS001 | TCR01 |  | SHENANDOAH GROWERS | SHENANDOAH GROWERS |  | 3
VA2165681 | TC | TC | RT | Y | DS950 | TCR01 |  | SNP-SWIFT RUN GAP | SNP-SWIFT RUN GAP |  | 1
VA2165685 | TC | TC | RT | Y | DS001 | TCR01 |  | SPRING HILL SCHOOL | DISTRIBUTION |  | 3
VA2165705 | TC | TC | RT | Y | DS001 | TCR01 |  | THREE SPRINGS REGIONAL - RCPW | THREE SPRINGS |  | 30
VA2165710 | TC | TC | RT | Y | DS001 | TCR01 |  | SWIFT RUN CAMPGROUND | DISTRIBUTION |  | 1
VA2165720 | TC | TC | RT | Y | DS001 | TCR01 |  | TIMBERVILLE, TOWN OF | DISTRIBUTION |  | 6
VA2171070 | TC | TC | RT | Y | DS950 | TCR01 |  | PILOT TRAVEL CENTER #4642 | TRAVEL PLAZA |  | 1
VA2171175 | TC | TC | RT | Y | DS950 | TCR01 |  | BOWMAN APPLE PRODUCTS | BOWMAN APPLE PRODUCTS CO INC |  | 3
VA2171250 | TC | TC | RT | Y | DS950 | TCR01 |  | STONEY CREEK SANITARY DISTRICT | STONEY CREEK SANITARY DISTRICT |  | 6
VA2171252 | TC | TC | RT | Y | DS950 | TCR01 |  | GWNF-CAMP ROOSEVELT | GWNF-CAMP ROOSEVELT |  | 3
VA2171258 | TC | TC | RT | Y | DS001 | TCR01 |  | CAROLINE FURNACE LUTHERAN CAMP | CAROLINE FURANCE LUTHERAN CAMP |  | 1
VA2171264 | TC | TC | RT | Y | 001DS | TCR01 |  | CHERRY HILL MIGRANT LABOR CAMP | CHERRY HILL MIGRANT LABOR CAMP |  | 1
VA2171268 | TC | TC | RT | Y | DS950 | TCR01 |  | COLUMBIA GAS TRANSMISSION CORP | COLUMBIA GAS TRANSMISSION CORP |  | 3
VA2171300 | TC | TC | RT | Y | DS950 | TCR01 |  | EDINBURG, TOWN OF | EDINBURG, TOWN OF |  | 6
VA2171315 | TC | TC | RT | Y | DS950 | TCR01 |  | EDINBURG EXTENDED | EDINBURG EXTENDED |  | 3
VA2171316 | TC | TC | RT | Y | DS001 | TCR01 |  | GWNF-ELIZABETH FURNACE HOST | GWNF-ELIZABETH FURNACE HOST |  | 1
VA2171318 | TC | TC | RT | Y | DS001 | TCR01 |  | GWNF-ELIZABETH FURNACE CAMP | GWNF-ELIZABETH FURNACE CAMP |  | 3
VA2171350 | TC | TC | RT | Y | DS950 | TCR01 |  | HOLLER SUBDIVISION | HOLLER SUBDIVISION |  | 3
VA2171360 | TC | TC | RT | Y | DS001 | TCR01 |  | HOLMAN`S CREEK LABOR CAMP | HOLMANS CREEK LABOR CAMP |  | 1
VA2171369 | TC | TC | RT | Y | DS001 | TCR01 |  | INN AT NARROW PASSAGE | INN AT NARROW PASSAGE |  | 1
VA2171400 | TC | TC | RT | Y | DS950 | TCR01 |  | LAMBERT`S MOBILE VILLA | LAMBERT'S MOBILE VILLA |  | 3
VA2171425 | TC | TC | RT | Y | DS950 | TCR01 |  | LEISURE POINT | LEISURE POINT |  | 1
VA2171445 | TC | TC | RT | Y | DS950 | TCR01 |  | LOVE`S TRAVEL PLAZA | LOVE'S TRAVEL PLAZA |  | 1
VA2171475 | TC | TC | RT | Y | DS950 | TCR01 |  | MASSANUTTEN VIEW SUBDIVISION | MASSANUTTEN VIEW SUBDIVISION |  | 3
VA2171510 | TC | TC | RT | Y | DS001 | TCR01 |  | BUDGET INN | BUDGET INN |  | 1
VA2171575 | TC | TC | RT | Y | DS001 | TCR01 |  | MOUNT JACKSON, TOWN OF | MOUNT JACKSON |  | 6
VA2171580 | TC | TC | RT | Y | DS001 | TCR01 |  | MOUNT CLIFTON ORCHARD MIGRANT LABOR CAMP | BOWMAN AGRICULTURAL ENTERPRISE |  | 1
VA2171600 | TC | TC | RT | Y | DS950 | TCR01 |  | NEW MARKET, TOWN OF | NEW MARKET, TOWN OF |  | 6
VA2171625 | TC | TC | RT | Y | DS950 | TCR01 |  | NEW MARKET BATTLEFIELD PARK | NEW MARKET BATTLEFIELD PARK |  | 1
VA2171636 | TC | TC | RT | Y | DS001 | TCR01 |  | SHRINE MONT | SHRINE MONT |  | 3
VA2171650 | TC | TC | RT | Y | DS950 | TCR01 |  | GEORGE`S CHICKEN, LLC | GEORGE'S CHICKEN, LLC |  | 3
VA2171683 | TC | TC | RT | Y | DS950 | TCR01 |  | RYAN SUBDIVISION | RYAN SUBDIVISION |  | 3
VA2171750 | TC | TC | RT | Y | DS950 | TCR01 |  | STRASBURG, TOWN OF | STRASBURG, TOWN OF |  | 21
VA2171760 | TC | TC | RT | Y | DS001 | TCR01 |  | STRASBURG MOOSE LODGE | STRASBURG MOOSE LODGE |  | 3
VA2171800 | TC | TC | RT | Y | DS950 | TCR01 |  | TOMS BROOK-MAURERTOWN SANITARY DISTRICT | TOMS BROOK-MAURERTOWN SANITARY DISTRICT |  | 6
VA2171806 | TC | TC | RT | Y | DS001 | TCR01 |  | TRI-STATE CHRISTIAN SERVICE CAMP | TRI-STATE CHRISTIAN SERVICE |  | 2
VA2171807 | TC | TC | RT | Y | DS950 | TCR01 |  | FORT VALLEY HORSE & MULE CAMP | FORT VALLEY STABLES |  | 1
VA2171813 | TC | TC | RT | Y | DS001 | TCR01 |  | VALLEY VIEW MOTEL | VALLEY VIEW MOTEL |  | 1
VA2171815 | TC | TC | RT | Y | DS950 | TCR01 |  | VALLEY BAPTIST CHRISTIAN SCHOOL | VALLEY BAPTIST CHRISTIAN SCHOOL |  | 3
VA2171817 | TC | TC | RT | Y | DS950 | TCR01 |  | VALLEY VIEW SUBDIVISION | VALLEY VIEW SUBDIVISION |  | 3
VA2171820 | TC | TC | RT | Y | DS001 | TCR01 |  | VDOT-EDINBURG RESIDENCY | VDOT-EDINBURG RESIDENCY |  | 1
VA2171850 | TC | TC | RT | Y | DS950 | TCR01 |  | WOODSTOCK, TOWN OF | WOODSTOCK, TOWN OF |  | 21
VA2187630 | TC | TC | RT | Y | DS950 | TCR01 |  | SNP-PINEY RIVER/MATHEWS ARM | SNP-PINEY RIVER/MATHEWS ARM |  | 1
VA2187735 | TC | TC | RT | Y | DS950 | TCR01 |  | SNP-DICKEY RIDGE | SNP-DICKEY RIDGE |  | 1
VA2530125 | TC | TC | RT | Y | DS001 | TCR01 |  | BUENA VISTA, CITY OF | BUENA VISTA, CITY OF |  | 21
VA2540500 | TC | TC | RT | Y | DS001 | TCR01 |  | CHARLOTTESVILLE, CITY OF | DISTRIBUTION SYSTEM |  | 150
VA2560100 | TC | TC | RT | Y | DS001 | TCR01 |  | CLIFTON FORGE, TOWN OF | TOWN OF CLIFTON FORGE |  | 12
VA2580100 | TC | TC | RT | Y | DS001 | TCR01 |  | COVINGTON, CITY OF | CITY OF COVINGTON |  | 21
VA2660345 | TC | TC | RT | Y | DS001 | TCR01 |  | HARRISONBURG, CITY OF | HARRISONBURG |  | 150
VA2678375 | TC | TC | RT | Y | DS001 | TCR01 |  | LEXINGTON, CITY OF | LEXINGTON, CITY OF |  | 24
VA2770425 | TC | TC | RT | Y | DS001 | TCR01 |  | SKATE CENTER OF ROANOKE VALLEY | SKATE CENTER OF ROANOKE VALLEY DS |  | 1
VA2770900 | TC | TC | RT | Y | DS001 | TCR01 |  | WESTERN VIRGINIA WATER AUTHORITY | DIST SYSTEM - WVWA |  | 360
VA2775300 | TC | TC | RT | Y | DS001 | TCR01 |  | SALEM, CITY OF | CITY OF SALEM |  | 90
VA2790600 | TC | TC | RT | Y | DS001 | TCR01 |  | STAUNTON, CITY OF | STAUNTON, CITY OF |  | 75
VA2820775 | TC | TC | RT | Y | DS001 | TCR01 |  | WAYNESBORO, CITY OF | WAYNESBORO |  | 60
VA5009050 | TC | TC | RT | Y | DS001 | TCR01 |  | AMHERST, TOWN OF | DISTRIBUTION SYSTEM |  | 6
VA5009051 | TC | TC | RT | Y | DS001 | TCR01 |  | APPLE MARKET | DISTRIBUTION SYSTEM |  | 1
VA5009065 | TC | TC | RT | Y | DS001 | TCR01 |  | WOODLAND MOBILE HOME PARK | DISTRIBUTION SYSTEM |  | 3
VA5009250 | TC | TC | RT | Y | DS001 | TCR01 |  | AMHERST CO SERVICE AUTHORITY (ACSA) | DISTRIBUTION SYSTEM |  | 45
VA5009300 | TC | TC | RT | Y | DS001 | TCR01 |  | ORCHARD HILLS ESTATES | DISTRIBUTION SYSTEM |  | 3
VA5009340 | TC | TC | RT | Y | DS001 | TCR01 |  | EDITHS CAFE | DISTRIBUTION SYSTEM |  | 3
VA5009380 | TC | TC | RT | Y | DS001 | TCR01 |  | TEMPERANCE ELEMENTARY SCHOOL | DISTRIBUTION SYSTEM |  | 3
VA5009385 | TC | TC | RT | Y | DS001 | TCR01 |  | THE AMHERST CORNER | DISTRIBUTION SYSTEM |  | 1
VA5009390 | TC | TC | RT | Y | DS001 | TCR01 |  | UKROP CONFERENCE CENTER | DISTRIBUTION SYSTEM |  | 1
VA5009400 | TC | TC | RT | Y | DS001 | TCR01 |  | GREIF RIVERVILLE | DISTRIBUTION SYSTEM |  | 3
VA5009404 | TC | TC | RT | Y | DS001 | TCR01 |  | LYNCHBURG NW/BLUE RIDGE PARKWAY KOA | DISTRIBUTION SYSTEM |  | 1
VA5009410 | TC | TC | RT | Y | DS001 | TCR01 |  | WINTON FARM | DISTRIBUTION SYSTEM |  | 1
VA5009420 | TC | TC | RT | Y | DS001 | TCR01 |  | CROSSROADS CAMP | DISTRIBUTION SYSTEM |  | 1
VA2003054 | GE | MPN | RT | Y | WL005 | RW005 | WELL #5 RAW TAP | ACSA RED HILL | WELL #5 |  | 1
VA2003060 | GE | MPN | RT | Y | WL001 | WL001 | RAW WELL TAP | AMERICAN LEGION POST 74 | WELL 1 |  | 1
VA2003075 | GE | MPN | RT | Y | WL001 | RW001 | WELL 3-WL001 | 4F, LLC | WELL 3 |  | 1
VA2003075 | GE | MPN | RT | Y | WL002 | RW002 | WELL 3A-WL002 | 4F, LLC | WELL 3A |  | 1
VA2003150 | GE | MPN | RT | Y | WL004 | WL004 | RAW WELL 4 | BEDFORD HILLS | WELL 4 |  | 1
VA2003150 | GE | MPN | RT | Y | WL002 | WL002 | RAW WELL 2 | BEDFORD HILLS | WELL 2 |  | 1
VA2003162 | GE | MPN | RT | Y | WL001 | RW001 | RAW WELL TAP | YANCEY SCHOOL COMMUNITY CENTER | WELL |  | 1
VA2003170 | GE | MPN | RT | Y | WL003 | RW003 | WELL #3 RAW TAP | BROADUS WOOD SCHOOL | WELL 3 |  | 1
VA2003170 | GE | MPN | RT | Y | WL002 | RW002 | WELL #2 RAW TAP | BROADUS WOOD SCHOOL | WELL 2 |  | 1
VA2003175 | GE | MPN | RT | Y | WL002 | RW002 | WELL #2 RAW TAP | SKYLINE COURT APARTMENTS | WELL #2 |  | 1
VA2003175 | GE | MPN | RT | Y | WL001 | RW001 | WELL #1 RAW TAP | SKYLINE COURT APARTMENTS | WELL #1 (EMERGENCY) |  | 1
VA2003177 | GE | MPN | RT | Y | WL001 | RW001 | WELL RAW TAP | CHARLOTTESVILLE KOA | WELL |  | 1
VA2003204 | GE | MPN | RT | Y | WL001 | RW001 | RAW WATER TAP | CHESTNUT GROVE PRESCHOOL | DRILLED WELL |  | 1
VA2003230 | GE | MPN | RT | Y | WL002 | RW002 | IRRIGATION HYDRANT | CROSSROADS STORE | EMERGENCY WELL |  | 1
VA2003230 | GE | MPN | RT | Y | WL001 | RW001 | WELL RAW TAP | CROSSROADS STORE | WELL |  | 1
VA2003253 | GE | MPN | RT | Y | SP001 | RW001 | SPRING NO. 1 | SNP-DUNDO | SPRING NO. 1 |  | 3
VA2003255 | GE | MPN | RT | Y | WL008 | RW008 | WELL #8 RAW TAP | EARLYSVILLE FOREST | WELL 8 |  | 1
VA2003255 | GE | MPN | RT | Y | WL001 | RW001 | WELL #1 RAW TAP | EARLYSVILLE FOREST | WELL 1 |  | 1
VA2003255 | GE | MPN | RT | Y | WL007 | RW007 | WELL 7 | EARLYSVILLE FOREST | WELL 7 |  | 1
VA2003255 | GE | MPN | RT | Y | WL006 | RW006 | WELL #6 RAW TAP | EARLYSVILLE FOREST | WELL 6 |  | 1
VA2003255 | GE | MPN | RT | Y | WL003 | RW003 | WELL #3 RAW TAP | EARLYSVILLE FOREST | WELL 3 |  | 1
VA2003255 | GE | MPN | RT | Y | WL010 | RW010 | WELL 10 (PROPOSED) | EARLYSVILLE FOREST | WELL 10 |  | 1
VA2003255 | GE | MPN | RT | Y | WL005 | RW005 | WELL #5 RAW TAP | EARLYSVILLE FOREST | WELL 5 |  | 1
VA2003255 | GE | MPN | RT | Y | WL004 | RW004 | WELL #4 RAW TAP | EARLYSVILLE FOREST | WELL 4 |  | 1
VA2003259 | GE | MPN | RT | Y | WL001 | RW001 | RAW WELL WATER TAP | FAITH CHRISTIAN CENTER INTERNATIONAL | DRILLED WELL |  | 1
VA2003260 | GE | MPN | RT | Y | WL002 | RW002 | WELL 2 RAW TAP | FAITH MISSION HOME | WELL 2 |  | 1
VA2003260 | GE | MPN | RT | Y | WL001 | RW001 | WELL 1 RAW TAP | FAITH MISSION HOME | WELL 1 |  | 1
VA2003270 | GE | MPN | RT | Y | WL002 | RW002 | WELL 2 RAW WATER TAP | FREE UNION COUNTRY SCHOOL | WELL 2 |  | 1
VA2003275 | GE | MPN | RT | Y | WL002 | RW002 | WELL 2 RAW WATER | GLENAIRE SUBDIVISION | WELL 2 |  | 1
VA2003275 | GE | MPN | RT | Y | WL02B | RW02B | WELL 2B RAW TAP | GLENAIRE SUBDIVISION | WELL 2B |  | 1
VA2003336 | GE | MPN | RT | Y | WL001 | RW001 | RAW WATER TAP | GROPEN INC. | WELL 1 |  | 1
VA2003350 | GE | MPN | RT | Y | WL001 | WL001 | RAW WATER TAP | I64 REST AREA EBL | WELL |  | 1
VA2003351 | GE | MPN | RT | Y | WL001 | WL001 | RAW WATER TAP | I64 REST AREA WBL | WELL |  | 1
VA2003400 | GE | MPN | RT | Y | WL004 | WL004 | WELL 4 RAW | KESWICK ESTATES | WELL 4 |  | 1
VA2003400 | GE | MPN | RT | Y | WL005 | RW005 | WELL 5 RAW TAP | KESWICK ESTATES | WELL 5 |  | 1
VA2003400 | GE | MPN | RT | Y | WL001 | WL001 | WELL 1 RAW | KESWICK ESTATES | WELL 1 |  | 1
VA2003400 | GE | MPN | RT | Y | WL002 | WL002 | WELL 2 RAW | KESWICK ESTATES | WELL 2 |  | 1
VA2003440 | GE | MPN | RT | Y | WL001 | RW001 | WELL RAW WATER TAP | LANGFORD SUBDIVISION | DRILLED WELL |  | 1
VA2003443 | GE | MPN | RT | Y | WL004 | RW004 | WELL #4 RAW TAP | LITTLE KESWICK SCHOOL | WELL #4 |  | 1
VA2003443 | GE | MPN | RT | Y | WL001 | RW001 | WELL #1 - ADMIN BLDG | LITTLE KESWICK SCHOOL | WELL #1 - ADMIN BLDG |  | 1
VA2003443 | GE | MPN | RT | Y | WL002 | RW002 | WELL #2 - STOKES WELL | LITTLE KESWICK SCHOOL | WELL #2 - STOKES WELL |  | 1
VA2003444 | GE | MPN | RT | Y | WL003 | RW003 | WELL NO. 1 DISCH LINE | SNP-LOFT MOUNTAIN | WELL NO. 1 |  | 1
VA2003444 | GE | MPN | RT | Y | WL004 | RW004 | WELL NO. 2 DISCH LINE | SNP-LOFT MOUNTAIN | WELL NO. 2 |  | 1
VA2003475 | GE | MPN | RT | Y | WL002 | WL002 | WELL 2 RAW TAP | MILLER SCHOOL | WELL 2 |  | 1
VA2003475 | GE | MPN | RT | Y | WL003 | WL003 | WELL 3 RAW TAP | MILLER SCHOOL | WELL 3 |  | 1
VA2003475 | GE | MPN | RT | Y | WL004 | WL004 | WELL 4 RAW TAP | MILLER SCHOOL | WELL 4 |  | 1
VA2003478 | GE | MPN | RT | Y | WL001 | RW001 | WELL RAW WATER TAP | MILLSTONE OF IVY | WELL |  | 1
VA2003506 | GE | MPN | RT | Y | WL001 | RW001 | WELL 1 RAW TAP | MOUNT IDA RESERVE BREWERY | WELL 1 |  | 1
VA2003522 | GE | MPN | RT | Y | WL004 | RW004 | RAW WATER TAP | MORVEN FARM | WELL #4 |  | 1
VA2003522 | GE | MPN | RT | Y | WL013 | RW013 | RAW WATER TAP | MORVEN FARM | WELL #13 |  | 1
VA2003522 | GE | MPN | RT | Y | WL006 | RW006 | RAW WATER TAP | MORVEN FARM | WELL #6 |  | 1
VA2003650 | GE | MPN | RT | Y | WL002 | RW002 | WELL 2 RAW TAP | PEACOCK HILL SUBDIVISION | WELL 2 |  | 1
VA2003650 | GE | MPN | RT | Y | WL008 | RW008 | WELL 8 RAW TAP | PEACOCK HILL SUBDIVISION | WELL 8 |  | 1
VA2003650 | GE | MPN | RT | Y | WL005 | RW005 | WELL 5 RAW TAP | PEACOCK HILL SUBDIVISION | WELL 5 |  | 1
VA2003650 | GE | MPN | RT | Y | WL006 | RW006 | WELL 6 RAW TAP | PEACOCK HILL SUBDIVISION | WELL 6 |  | 3
VA2003650 | GE | MPN | RT | Y | WL001 | RW001 | WELL 1 RAW TAP | PEACOCK HILL SUBDIVISION | WELL 1 |  | 1
VA2003650 | GE | MPN | RT | Y | WL007 | RW007 | WELL 7 RAW TAP | PEACOCK HILL SUBDIVISION | WELL 7 |  | 1
VA2003680 | GE | MPN | RT | Y | WL002 | RW002 | WELL 2 | SCOTTSVILLE ELEMENTARY SCHOOL | WELL 2 |  | 1
VA2003810 | GE | MPN | RT | Y | WL001 | RW001 | WELL RAW WATER TAP | STONY POINT SCHOOL | EMERGENCY WELL 1 |  | 1
VA2003810 | GE | MPN | RT | Y | WL002 | RW002 | WELL #2 | STONY POINT SCHOOL | WELL #2 |  | 1
VA2003877 | GE | MPN | RT | Y | WL001 | RW001 | RAW WATER TAP | WALNUT CREEK PARK | WELL |  | 1
VA2003880 | GE | MPN | RT | Y | WL001 | RW001 | RAW WELL TAP | WALTON MIDDLE SCHOOL | WELL 1 |  | 1
VA2003882 | GE | MPN | RT | Y | WL001 | RW001 | RAW WATER TAP | VALLEY ROAD VINEYARDS | DRILLED WELL |  | 1
VA2003885 | GE | MPN | RT | Y | WL001 | RW001 | WELL 1 RAW WATER TAP | VIRGINIA MURRAY SCHOOL | WELL 1 |  | 1
VA2003900 | GE | MPN | RT | Y | WL001 | RW001 | WELL RAW WATER TAP | WOODS EDGE SUBDIVISION | DRILLED WELL |  | 1
VA2005042 | GE | MPN | RT | Y | WL001 | RW001 | RAW WATER TAP | BUCKHORNE COUNTRY STORE AND CAMPGROUND | WELL 1 |  | 1
VA2005070 | GE | MPN | RT | Y | WL001 | RW001 | RAW WATER TAP | CAT AND OWL STEAK AND SEAFOOD RESTAURANT | WELL 1 |  | 1
VA2005435 | GE | MPN | RT | Y | WL001 | RW001 | WELL RAW TAP | INTERSTATE-64 WELCOME CENTER | WELL - I-64 WELCOME CENTER |  | 1
VA2005560 | GE | MPN | RT | Y | SP001 | RW001 | RAW WATER TAP | LONGDALE FURNACE | SPRING - LONGDALE FURNACE |  | 3
VA2005600 | GE | MPN | RT | Y | SP001 | RW001 | RAW TAP | POUNDING MILL | SPRING - POUNDING MILL |  | 3
VA2005630 | GE | MPN | RT | Y | WL001 | RW001 | WELL TAP | MORRIS HILL - CORPS | WELL - MORRIS HILL COE |  | 1
VA2005880 | GE | MPN | RT | Y | WL001 | RW001 | RAW WATER WELL TAP | CLIFF VIEW GOLF CLUB | DRILLED WELL |  | 1
VA2015050 | GE | MPN | RT | Y | WL001 | RW001 | JOLLETT WELL RAW TAP | JOLLETT SPRINGS MOBILE HOME PARK | JOLLETT WELL |  | 1
VA2015075 | GE | MPN | RT | Y | WL001 | RW001 | WELL NO. 1 | BLUE RIDGE MOBILE HOME PARK | WELL NO. 1 |  | 1
VA2015075 | GE | MPN | RT | Y | WL002 | WL002 | WELL NO.2 | BLUE RIDGE MOBILE HOME PARK | WELL NO.2 |  | 1
VA2015110 | GE | MPN | RT | Y | SP001 | RW001 | RAW SPRING TAP | CAMP SHENANDOAH | SPRING |  | 3
VA2015119 | GE | MPN | RT | Y | WL002 | RW002 | WELL #2 | CARDINAL HOUSE | WELL #2 |  | 1
VA2015119 | GE | MPN | RT | Y | WL001 | RW001 | WELL #1 | CARDINAL HOUSE | WELL #1 |  | 1
VA2015123 | GE | MPN | RT | Y | WL001 | RW001 | RAW TAP | COLONY HOUSE MOTEL | DRILLED WELL |  | 1
VA2015150 | GE | MPN | RT | Y | WL005 | RW005 | WELL #3 | CRAIGSVILLE, TOWN OF | WELL #3 |  | 1
VA2015150 | GE | MPN | RT | Y | WL006 | RW006 | WELL #4 | CRAIGSVILLE, TOWN OF | WELL #4 |  | 1
VA2015195 | GE | MPN | RT | Y | WL001 | WL001 | RAW WELL TAP | GREENHOUSE CHRISTIAN LEARNING CENTER | WELL NO.1 |  | 1
VA2015225 | GE | MPN | RT | Y | WL002 | WL002 | CRIMORA WELL TAP | DOOMS - ACSA | CRIMORA WELL |  | 1
VA2015225 | GE | MPN | RT | Y | WL001 | WL001 | VESPER VIEW WELL TAP | DOOMS - ACSA | VESPER VIEW WELL |  | 1
VA2015300 | GE | MPN | RT | Y | WL001 | RW001 | WELL NO.1 | MEADOW RUE MOBILE HOME PARK | WELL NO.1 |  | 1
VA2015300 | GE | MPN | RT | Y | WL002 | RW002 | WELL NO. 2 | MEADOW RUE MOBILE HOME PARK | WELL NO. 2 |  | 1
VA2015325 | GE | MPN | RT | Y | WL001 | RW001 | WELL 1 RAW TAP | COUNTRY ESTATE MOBILE HOME PARK | WELL #1 |  | 1
VA2015325 | GE | MPN | RT | Y | WL002 | RW002 | WELL 2 RAW TAP | COUNTRY ESTATE MOBILE HOME PARK | WELL #2 |  | 1
VA2015330 | GE | MPN | RT | Y | WL002 | RW002 | WELL 2 | GRAND CAVERNS | WELL 2 |  | 1
VA2015330 | GE | MPN | RT | Y | WL001 | RW001 | WELL 1 | GRAND CAVERNS | WELL 1 |  | 1
VA2015375 | GE | MPN | RT | Y | WL002 | RW002 | WELL #2 TAP | HARRISTON - ACSA | WELL #2 |  | 1
VA2015375 | GE | MPN | RT | Y | WL001 | RW001 | WELL #1 TAP | HARRISTON - ACSA | WELL #1 |  | 1
VA2015382 | GE | MPN | RT | Y | WL001 | RW001 | RAW WATER WELL TAP | HUMPBACK ROCKS PICNIC AREA | WELL - HUMPBACK ROCK PICNIC AREA |  | 1
VA2015384 | GE | MPN | RT | Y | WL001 | RW001 | RAW WATER WELL TAP | HUMPBACK ROCKS VISITOR CENTER | WELL - HUMPBACK ROCK VISITOR CENTER |  | 1
VA2015385 | GE | MPN | RT | Y | WL001 | RW001 | WELL NO. 1 | INN AT MEADOWCROFT | WELL NO. 1 |  | 1
VA2015390 | GE | MPN | RT | Y | WL001 | RW001 | RAW WATER TAP | JAKE'S CONVENIENCE STORE/SUBWAY | WELL |  | 1
VA2015445 | GE | MPN | RT | Y | WL001 | RW001 | RAW WELL NO. 1 | WAGNER LOGISTICS | WELL NO. 1 |  | 1
VA2015481 | GE | MPN | RT | Y | WL001 | RW001 | RAW TAP | NORTH RIVER ELEM SCHOOL | NORTH RIVER WELL |  | 1
VA2015523 | GE | MPN | RT | Y | WL001 | RW001 | WELL RAW WATER TAP | ROCKWOOD MOBILE HOME PARK | ROCKWOOD MHP WELL |  | 1
VA2015550 | GE | MPN | RT | Y | WL001 | RW001 | RAW WELL WATER TAP | SHENANDOAH ACRES | DRILLED WELL |  | 1
VA2015552 | GE | MPN | RT | Y | WL002 | WL002 | WELL NO.2 | SHENANDOAH VALLEY KOA | WELL NO. 2 |  | 1
VA2015552 | GE | MPN | RT | Y | WL001 | WL001 | WELL NO. 1 | SHENANDOAH VALLEY KOA | WELL NO. 1 |  | 1
VA2015560 | GE | MPN | RT | Y | WL001 | RW001 | WELL NO 1 | SHERANDO LAKE(USFS) | WELL |  | 1
VA2015560 | GE | MPN | RT | Y | WL002 | RW002 | WELL NO. 2 | SHERANDO LAKE(USFS) | WELL NO. 2 |  | 1
VA2015575 | GE | MPN | RT | Y | WL005 | RW005 | HURDIS WELL TAP | SOUTH RIVER SANITARY DISTRICT | HURDIS WELL |  | 1
VA2015575 | GE | MPN | RT | Y | WL003 | RW003 | LYNDHURST TAP | SOUTH RIVER SANITARY DISTRICT | LYNDHURST |  | 1
VA2015575 | GE | MPN | RT | Y | WL004 | RW004 | RIDGEVIEW WELL TAP | SOUTH RIVER SANITARY DISTRICT | RIDGEVIEW WELL |  | 1
VA2015575 | GE | MPN | RT | Y | WL006 | RW006 | HERSHEY WELL TAP | SOUTH RIVER SANITARY DISTRICT | HERSHEY WELL |  | 1
VA2015580 | GE | MPN | RT | Y | WL001 | RW001 | RAW WATER TAP | STABLE CRAFT BREWING | WELL |  | 1
VA2015590 | GE | MPN | RT | Y | WL002 | RW002 | WELL NO.2 | STONEY CREEK RESORT | WELL NO.2 |  | 1
VA2015590 | GE | MPN | RT | Y | WL001 | RW001 | WELL NO.1 RAW TAP | STONEY CREEK RESORT | WELL NO. 1 |  | 1
VA2015685 | GE | MPN | RT | Y | WL001 | RW001 | WELL/WL001 | TODD LAKE (USFS) | WELL |  | 1
VA2015760 | GE | MPN | RT | Y | WL001 | RW001 | RAW WELL TAP | STAUNTON-WALNUT HILLS CAMPGROUND | WELL |  | 1
VA2015850 | GE | MPN | RT | Y | WL001 | WL001 | RAW WELL TAP | WOODLAWN VILLAGE | WELL |  | 1
VA2017020 | GE | MPN | RT | Y | WL001 | RW001 | WELL NO. 1 | ACCOVAC ADVENT CHRISTIAN CAMP | WELL NO. 1 |  | 1
VA2017020 | GE | MPN | RT | Y | WL002 | RW002 | WELL NO. 2 | ACCOVAC ADVENT CHRISTIAN CAMP | WELL NO. 2 |  | 1
VA2017030 | GE | MPN | RT | Y | WL001 | RW001 | WELL RAW TAP | ASHWOOD - BCSA | WELL |  | 1
VA2017095 | GE | MPN | RT | Y | WL001 | RW001 | HIGH SCHOOL WELL | BATH COUNTY REGIONAL - BCSA | HIGH SCHOOL WELL |  | 1
VA2017095 | GE | MPN | RT | Y | WL002 | RW002 | OLD DAIRY WELL RAW | BATH COUNTY REGIONAL - BCSA | OLD DAIRY WELL |  | 1
VA2017095 | GE | MPN | RT | Y | SP001 | RW004 | RAW QUEEN SPRING | BATH COUNTY REGIONAL - BCSA | QUEEN SPRING |  | 3
VA2017095 | GE | MPN | RT | Y | WL003 | RW003 | HIGH SCHOOL WELL 2 | BATH COUNTY REGIONAL - BCSA | HIGH SCHOOL WELL 2 |  | 1
VA2017103 | GE | MPN | RT | Y | WL001 | WL001 | RAW B. FLAT WELL | BOLAR MOUNTAIN (USFS) | B. FLAT WELL |  | 1
VA2017103 | GE | MPN | RT | Y | WL002 | WL002 | RAW B. MT. WELL | BOLAR MOUNTAIN (USFS) | BOLAR MT. WELL |  | 1
VA2017128 | GE | MPN | RT | Y | WL002 | WL002 | WELL NO. 2 | CAMP ALKULANA | WELL NO. 2 |  | 1
VA2017128 | GE | MPN | RT | Y | WL001 | WL001 | WELL NO. 1 RAW TAP | CAMP ALKULANA | WELL NO. 1 |  | 1
VA2017130 | GE | MPN | RT | Y | WL001 | RW001 | CEDAR CREEK WELL | CEDAR CREEK - BCSA | CEDAR CREEK WELL |  | 1
VA2017151 | GE | MPN | RT | Y | WL001 | RW001 | WELL NO. 1 | GARTH NEWEL MUSIC CENTER | WELL NO. 1 |  | 1
VA2017155 | GE | MPN | RT | Y | WL001 | WL001 | HIDDEN VALLEY RAW TAP | HIDDEN VALLEY CAMPGROUND (USFS) | WELL |  | 1
VA2017300 | GE | MPN | RT | Y | SP001 | RW001 | BIG SPRING-SP001 | MILLBORO WATER ASSOCIATION | BIG SPRING |  | 3
VA2017500 | GE | MPN | RT | Y | WL002 | RW002 | WELL #2 | BATH COUNTY POWER STATION | WELL #2 |  | 1
VA2017500 | GE | MPN | RT | Y | WL001 | RW001 | WELL #1 | BATH COUNTY POWER STATION | WELL #1 |  | 1
VA2023020 | GE | MPN | RT | Y | WL010 | RW010 | RUNAWAY VILLAGE WELL | MOUNTAIN VIEW | RUNAWAY VILLAGE WELL |  | 1
VA2023020 | GE | MPN | RT | Y | WL007 | RW007 | MOUNTAINVIEW WELL 7 | MOUNTAIN VIEW | WELL 7A |  | 1
VA2023020 | GE | MPN | RT | Y | WL011 | RW011 | ROSEMAE GARDN WELL | MOUNTAIN VIEW | ROSEMAE GARDENS WELL |  | 1
VA2161115 | GE | MPN | RT | Y | WL001 | RW001 | RAW WATER WELL TAP | MARTIN CREEK | WELL 1 (FOREST EDGE 1) |  | 1
VA2161335 | GE | MPN | RT | Y | WL001 | RW001 | WELL RAW TAP | GLENVAR ELEMENTARY SCHOOL | WELL |  | 1
VA2161348 | GE | MPN | RT | Y | WL001 | RW001 | RAW WATER WELL TAP | GREEN HILL PARK | WELL |  | 1
VA2161512 | GE | MPN | RT | Y | WL001 | RW001 | WELL RAW TAP | MASONS COVE ELEMENTARY SCHOOL | WELL |  | 1
VA2161588 | GE | MPN | RT | Y | WL001 | RW001 | WELL RAW TAP | NORTHSIDE MIDDLE SCHOOL | WELL |  | 1
VA2161668 | GE | MPN | RT | Y | WL001 | RW001 | WELL RAW TAP | PINE HILL | WELL |  | 1
VA2161680 | GE | MPN | RT | Y | WL003 | RW003 | RAW WATER WELL TAP | PINE TREE VILLAGE | WELL 3 - PINE TREE VILLAGE |  | 1
VA2161680 | GE | MPN | RT | Y | WL002 | RW002 | RAW WATER WELL TAP | PINE TREE VILLAGE | WELL 2 - PINE TREE VILLAGE |  | 1
VA2161830 | GE | MPN | RT | Y | WL011 | RW011 | RAW WATER WELL TAP | VINTON, TOWN OF | WELL 11 (MELISSA) |  | 1
VA2161830 | GE | MPN | RT | Y | WL007 | RW007 | RAW WATER WELL TAP | VINTON, TOWN OF | WELL 7 (ROUTE 24) |  | 1
VA2161830 | GE | MPN | RT | Y | WL008 | RW008 | RAW WATER WELL TAP | VINTON, TOWN OF | WELL 8 (SPRING GROVE) |  | 1
VA2161830 | GE | MPN | RT | Y | WL004 | RW004 | RAW WATER WELL TAP | VINTON, TOWN OF | WELL 4 (BUSH 2) |  | 1
VA2161830 | GE | MPN | RT | Y | WL010 | RW010 | RAW WATER WELL TAP | VINTON, TOWN OF | WELL 10 (CHESTNUT) |  | 1
VA2161830 | GE | MPN | RT | Y | WL003 | RW003 | RAW WATER WELL TAP | VINTON, TOWN OF | WELL 3 (BUSH 1) |  | 1
VA2161830 | GE | MPN | RT | Y | WL001 | RW001 | RAW WATER WELL TAP | VINTON, TOWN OF | WELL 1 (MANSARD SQUARE) |  | 1
VA2161830 | GE | MPN | RT | Y | WL009 | RW009 | RAW WATER WELL TAP | VINTON, TOWN OF | WELL 9 (CRAIG) |  | 1
VA2161830 | GE | MPN | RT | Y | WL005 | RW005 | RAW WATER WELL TAP | VINTON, TOWN OF | WELL 5 (BUSH 3) |  | 1
VA2161830 | GE | MPN | RT | Y | WL006 | RW006 | RAW WATER WELL TAP | VINTON, TOWN OF | WELL 6 (STONEBRIDGE) |  | 1
VA2163075 | GE | MPN | RT | Y | WL001 | RW001 | WELL 1 RAW TAP | BROWNSBURG WATER COMPANY | WELL #1 |  | 1
VA2163075 | GE | MPN | RT | Y | WL003 | RW003 | WELL 3 RAW TAP | BROWNSBURG WATER COMPANY | WELL #3 |  | 1
VA2163075 | GE | MPN | RT | Y | WL002 | RW002 | WELL 2 RAW TAP | BROWNSBURG WATER COMPANY | WELL #2 |  | 1
VA2163142 | GE | MPN | RT | Y | WL001 | RW001 | WELL.WELL HSE/WL001 | CAVE MOUNTAIN LAKE(USFS) | CAVE MTN. WELL |  | 1
VA2163180 | GE | MPN | RT | Y | WL002 | RW002 | WELL #2-WL002 | EFFINGER ELEMENTARY SCHOOL | WELL #2 |  | 1
VA2163225 | GE | MPN | RT | Y | WL003 | RW003 | WELL 3 TAP | GLASGOW, TOWN OF | WELL 3 |  | 1
VA2163225 | GE | MPN | RT | Y | WL004 | RW004 | WELL 4 TAP | GLASGOW, TOWN OF | WELL 4 |  | 1
VA2163250 | GE | MPN | RT | Y | SP001 | RW001 | GOSHEN SPRING SP001 | GOSHEN, TOWN OF | GOSHEN SPRING |  | 3
VA2023020 | GE | MPN | RT | Y | WL003 | RW003 | MOUNTAINVIEW WELL 3 | MOUNTAIN VIEW | APPLE TREE III WELL |  | 1
VA2023020 | GE | MPN | RT | Y | WL005 | RW005 | MOUNTAINVIEW WELL 5 | MOUNTAIN VIEW | STEEPLECHASE 2 WELL |  | 1
VA2023020 | GE | MPN | RT | Y | WL012 | RW012 | CAROLYN WELL | MOUNTAIN VIEW | CAROLYN WELL |  | 1
VA2023020 | GE | MPN | RT | Y | WL008 | RW008 | MOUNTAINVIEW WELL 8 | MOUNTAIN VIEW | WELL 8 |  | 1
VA2023020 | GE | MPN | RT | Y | WL006 | RW006 | MOUNTAINVIEW WELL 6 | MOUNTAIN VIEW | STEEPLECHASE 3 WELL |  | 1
VA2023020 | GE | MPN | RT | Y | WL004 | RW004 | MOUNTAINVIEW WELL 4 | MOUNTAIN VIEW | STEEPLECHASE 1 WELL |  | 1
VA2023020 | GE | MPN | RT | Y | WL015 | RW015 | RAW WATER WELL TAP | MOUNTAIN VIEW | CYPRESS CT (SANDERSON RD) WELL |  | 1
VA2023030 | GE | MPN | RT | Y | WL004 | RW004 | WELL 4 - ASHLEY PLAN | ASHLEY PLANTATION | WELL 4 - ASHLEY PLANTATION |  | 1
VA2023030 | GE | MPN | RT | Y | WL007 | RW007 | WELL NO. 7 | ASHLEY PLANTATION | WELL NO. 7 |  | 1
VA2023030 | GE | MPN | RT | Y | WL003 | RW003 | WELL 3 - ASHLEY PLAN | ASHLEY PLANTATION | WELL 3 - ASHLEY PLANTATION |  | 1
VA2023030 | GE | MPN | RT | Y | WL008 | RW008 | WELL NO. 8 | ASHLEY PLANTATION | WELL NO. 8 |  | 1
VA2023030 | GE | MPN | RT | Y | WL005 | RW005 | RAW WATER WELL TAP | ASHLEY PLANTATION | WELL 5 - ASHLEY PLANTATION |  | 1
VA2023040 | GE | MPN | RT | Y | WL001 | RW001 | WELL RAW TAP | BLUE RIDGE COMMUNITY | WELL 1 - BLUE RIDGE COMMUNITY |  | 1
VA2023060 | GE | MPN | RT | Y | WL003 | RW006 | RAW WELL 6 BRH | BLUE RIDGE HEIGHTS | WELL 6 - BLUE RIDGE HEIGHTS |  | 1
VA2023060 | GE | MPN | RT | Y | WL002 | RW002 | RAW WELL 2 BRH | BLUE RIDGE HEIGHTS | WELL 2 - BLUE RIDGE HEIGHTS |  | 1
VA2023070 | GE | MPN | RT | Y | WL001 | RW001 | WELL TAP | INTERSTATE-81 REST AREA | WELL - I-81 [BOTETOURT] REST AREA |  | 1
VA2023080 | GE | MPN | RT | Y | WL001 | RW001 | RAW WATER WELL TAP | BOTETOURT GOLF AND SWIM CLUB | WELL |  | 1
VA2023120 | GE | MPN | RT | Y | WL001 | RW001 | WELL - BOTETOURT FOR | BOTETOURT FOREST | WELL - BOTETOURT FOREST |  | 1
VA2023140 | GE | MPN | RT | Y | WL001 | RW001 | WELL - BRITISH WOODS | BRITISH WOODS | WELL - BRITISH WOODS |  | 1
VA2023150 | GE | MPN | RT | Y | WL003 | RW003 | WELL3 BRKFIELD WL003 | BROOKFIELD | WELL 3 - BROOKFIELD |  | 1
VA2023150 | GE | MPN | RT | Y | WL001 | RW001 | WELL1 BROOKFLD WL001 | BROOKFIELD | WELL 1 - BROOKFIELD |  | 1
VA2023155 | GE | MPN | RT | Y | WL001 | RW001 | RAW WATER WELL TAP | BRUGHS MILL COUNTRY STORE | DRILLED WELL |  | 1
VA2023160 | GE | MPN | RT | Y | WL002 | RW002 | WELL 2 - BUCHANAN | BUCHANAN, TOWN OF | WELL 2 - BUCHANAN |  | 1
VA2023160 | GE | MPN | RT | Y | WL001 | RW001 | WELL 1 - BUCHANAN | BUCHANAN, TOWN OF | WELL 1 - BUCHANAN |  | 1
VA2023162 | GE | MPN | RT | Y | WL001 | RW001 | RAW WATER WELL TAP | CARVINS COVE CABIN | WELL |  | 1
VA2023165 | GE | MPN | RT | Y | WL001 | RW001 | WELL RAW TAP | CAMP BETHEL | WELL |  | 1
VA2023170 | GE | MPN | RT | Y | WL001 | RW001 | WELL | CAMP FINCASTLE | WELL |  | 1
VA2023172 | GE | MPN | RT | Y | WL001 | RW001 | WELL - RAW WATER | CARRIS PLASTICS | WELL - CARRIS PLASTICS |  | 1
VA2023180 | GE | MPN | RT | Y | WL001 | RW001 | WELL - RAW WATER TAP | ROANOKE CEMENT COMPANY | WELL - ROANOKE CEMENT COMPANY |  | 3
VA2023280 | GE | MPN | RT | Y | WL002 | RW002 | RAW WATER WELL TAP | EAGLE ROCK | WELL 2 - EAGLE ROCK |  | 1
VA2023280 | GE | MPN | RT | Y | WL001 | RW001 | RAW WATER WELL TAP | EAGLE ROCK | WELL 1 - EAGLE ROCK |  | 1
VA2023285 | GE | MPN | RT | Y | WL001 | RW001 | RAW WATER WELL TAP | EAGLE ROCK ELEMENTARY SCHOOL | WELL - EAGLE ROCK ELEMENTARY SCHOOL |  | 1
VA2023295 | GE | MPN | RT | Y | WL001 | WL001 | WELL NO. 1 | FINCASTLE BAPTIST CHURCH | WELL NO. 1 |  | 1
VA2023300 | GE | MPN | RT | Y | WL002 | RW002 | RAW WATER WELL TAP | FINCASTLE, TOWN OF | WELL 2 - FINCASTLE |  | 1
VA2023300 | GE | MPN | RT | Y | WL001 | RW001 | RAW WATER WELL TAP | FINCASTLE, TOWN OF | WELL 1 - FINCASTLE |  | 1
VA2023332 | GE | MPN | RT | Y | WL003 | RW001 | WELL 3 RAW WATER TAP | NORTH CREEK CAMPGROUND(USFS) | WELL 3 - NORTH CREEK CAMPGROUND |  | 1
VA2023360 | GE | MPN | RT | Y | WL001 | RW001 | WELL 3 - RAW TAP | GALA INDUSTRIES, INC. | WELL 3 - GALA INDUSTRIES |  | 1
VA2023380 | GE | MPN | RT | Y | WL002 | RW002 | WELL 2 RAW TAP | GLEN WILTON | WELL 2 - GLEN WILTON |  | 1
VA2023380 | GE | MPN | RT | Y | WL003 | RW003 | WELL 3 RAW TAP | GLEN WILTON | WELL 3 - GLEN WILTON |  | 1
VA2023380 | GE | MPN | RT | Y | WL001 | RW001 | WELL 1 RAW TAP | GLEN WILTON | WELL 1 - GLEN WILTON |  | 1
VA2023390 | GE | MPN | RT | Y | WL001 | RW001 | WELL RAW TAP | GREENWOOD RESTAURANT | DRILLED WELL |  | 1
VA2023400 | GE | MPN | RT | Y | WL001 | RW001 | WELL RAW TAP | GRIFFITH PARK | WELL - GRIFFITH PARK |  | 1
VA2023410 | GE | MPN | RT | Y | WL002 | RW002 | WELL 2 RAW TAP | HEATHERSTONE | WELL 2 - HEATHERSTONE |  | 1
VA2023410 | GE | MPN | RT | Y | WL001 | RW001 | WELL 1 RAW TAP | HEATHERSTONE | WELL 1 - HEATHERSTONE |  | 1
VA2023430 | GE | MPN | RT | Y | WL001 | RW001 | RAW WATER WELL TAP | JAMES RIVER HIGH SCHOOL | WELL - JAMES RIVER HIGH SCHOOL |  | 1
VA2023440 | GE | MPN | RT | Y | WL001 | RW001 | HILL WELL RAW TAP | MIDDLE CREEK CAMPGROUND | HILL WELL |  | 1
VA2023440 | GE | MPN | RT | Y | WL002 | RW002 | HOUSE WELL RAW TAP | MIDDLE CREEK CAMPGROUND | HOUSE WELL |  | 1
VA2023450 | GE | MPN | RT | Y | WL001 | RW001 | WELL 1 RAW TAP | MOUNTAIN CREST | WELL NO. 1 |  | 1
VA2023460 | GE | MPN | RT | Y | WL001 | RW001 | WELL RAW TAP | KESWICK FARMS | WELL - KESWICK FARMS |  | 1
VA2023464 | GE | MPN | RT | Y | WL001 | RW001 | WELL 2 RAW TAP | MILL CREEK CHILD CARE | WELL 2 - MILL CREEK BAPTIST CHURCH |  | 1
VA2023468 | GE | MPN | RT | Y | WL001 | RW001 | WELL 1A RAW TAP | MOUNT JOY MOBILE VILLAGE | WELL 1A - MOUNT JOY MOBILE VILLAGE |  | 1
VA2023469 | GE | MPN | RT | Y | WL001 | RW001 | WELL RAW TAP | NORTH STAR RESTAURANT | WELL |  | 1
VA2023470 | GE | MPN | RT | Y | WL001 | RW001 | RAW WELL 1 (OAK) | OAKWOOD/PARKVIEW | WELL 1 - OAKWOOD/PARKVIEW |  | 1
VA2023470 | GE | MPN | RT | Y | WL004 | RW004 | RAW WELL 4 (PV) | OAKWOOD/PARKVIEW | WELL 4 (PARKVIEW WELL) - OAKWOOD/PARKVIE |  | 1
VA2023470 | GE | MPN | RT | Y | WL005 | RW005 | RAW WELL 5 (COBST) | OAKWOOD/PARKVIEW | WELL 5 (COBBLESTONE WELL) - OAKWOOD/PARK |  | 1
VA2023470 | GE | MPN | RT | Y | WL002 | RW002 | RAW WELL 2 (OAK) | OAKWOOD/PARKVIEW | WELL 2 - OAKWOOD/PARKVIEW |  | 1
VA2023475 | GE | MPN | RT | Y | WL002 | RW002 | RAW WATER WELL TAP | PEAKS OF OTTER | WELL 2 (VC WELL) - PEAKS OF OTTER |  | 1
VA2023475 | GE | MPN | RT | Y | WL001 | RW001 | RAW WATER WELL TAP | PEAKS OF OTTER | WELL 1 (MONS WELL) - PEAKS OF OTTER |  | 1
VA2023480 | GE | MPN | RT | Y | WL004 | RW004 | RAW WELL 4 (RAINBOW) | RAINBOW FOREST | WELL 4 - RAINBOW FOREST |  | 1
VA2023480 | GE | MPN | RT | Y | WL006 | RWCV1 | RAW WELL 1 (CLEARVW) | RAINBOW FOREST | WELL 1 - CLEARVIEW ESTATES |  | 1
VA2023480 | GE | MPN | RT | Y | WL001 | RW001 | RAW WELL 1 (RAINBOW) | RAINBOW FOREST | WELL 1 - RAINBOW FOREST |  | 1
VA2023480 | GE | MPN | RT | Y | WL002 | RW002 | RAW WELL 2 (RAINBOW) | RAINBOW FOREST | WELL 2 - RAINBOW FOREST |  | 1
VA2023480 | GE | MPN | RT | Y | WL005 | RW005 | RAW WELL 5 (RAINBOW) | RAINBOW FOREST | WELL 5 - RAINBOW FOREST |  | 1
VA2023480 | GE | MPN | RT | Y | WL007 | RWCV2 | RAW WELL 2 (CLEARVW) | RAINBOW FOREST | WELL 2 - CLEARVIEW ESTATES |  | 1
VA2023555 | GE | MPN | RT | Y | WL001 | RW001 | WELL 1 RAW TAP | SANTILLANE | WELL NO. 1 SANTILLANE |  | 1
VA2023575 | GE | MPN | RT | Y | WL001 | RW001 | WELL 1 RAW TAP | SOMMERSBY | WELL 1 - SOMMERSBY |  | 1
VA2023575 | GE | MPN | RT | Y | WL002 | RW002 | WELL 2 RAW TAP | SOMMERSBY | WELL 2 - SOMMERSBY |  | 1
VA2023590 | GE | MPN | RT | Y | WL003 | RW003 | WELL 3 [CHURCH WELL] | CAVE CREEK ASSISTED LIVING FACILITY | WELL 3 [CHURCH WELL] - CAVE CREEK |  | 1
VA2023661 | GE | MPN | RT | Y | WL001 | RW001 | WELL RAW TAP | SUBWAY (TEXACO STATION) | WELL |  | 1
VA2023720 | GE | MPN | RT | Y | WL002 | RW002 | WELL 2 RAW TAP | TROUTVILLE, TOWN OF | WELL 2 - TROUTVILLE |  | 1
VA2023720 | GE | MPN | RT | Y | WL005 | RW005 | WELL 5 RAW TAP | TROUTVILLE, TOWN OF | WELL 5 - TROUTVILLE |  | 1
VA2023720 | GE | MPN | RT | Y | WL003 | RW003 | WELL 3 RAW TAP | TROUTVILLE, TOWN OF | WELL 3 - TROUTVILLE |  | 1
VA2023720 | GE | MPN | RT | Y | WL001 | RW001 | WELL 1 RAW TAP | TROUTVILLE, TOWN OF | WELL 1 - TROUTVILLE |  | 1
VA2023722 | GE | MPN | RT | Y | WL001 | RW001 | RAW WATER WELL TAP | TROUTVILLE ELEMENTARY SCHOOL | WELL 2 - TROUTVILLE ELEMENTARY SCHOOL |  | 1
VA2023730 | GE | MPN | RT | Y | WL002 | RW002 | WELL RAW TAP | DAL-NITA HILLS | WELL2 - DAL-NITA HILLS |  | 1
VA2023734 | GE | MPN | RT | Y | WL003 | RW003 | WELL TAP | WALNUT MANOR | WALNUT MANOR WELL |  | 1
VA2023736 | GE | MPN | RT | Y | WL001 | RW001 | WELL RAW TAP | WATTSTULL MOTEL | DRILLED WELL |  | 1
VA2023740 | GE | MPN | RT | Y | WL002 | RW002 | RAW WATER WELL TAP | WHITE OAK ESTATES | WELL 2 - WHITE OAK ESTATES |  | 1
VA2023740 | GE | MPN | RT | Y | WL001 | RW001 | RAW WATER WELL TAP | WHITE OAK ESTATES | WELL 1 - WHITE OAK ESTATES |  | 1
VA2023780 | GE | MPN | RT | Y | WL001 | RW001 | WELL 1A RAW TAP | WILLOWBROOK MOBILE HOME PARK | WELL 1A - WILLOWBROOK MHP |  | 1
VA2045075 | GE | MPN | RT | Y | WL002 | RW002 | RAW WATER WELL TAP | CAMP EASTER SEALS WEST | WELL 2 |  | 1
VA2045075 | GE | MPN | RT | Y | WL001 | RW001 | RAW WATER WELL TAP | CAMP EASTER SEALS WEST | WELL 1 |  | 1
VA2045160 | GE | MPN | RT | Y | WL003 | RW003 | RAW WATER WELL TAP | NEW CASTLE | WELL 3 - CRAIG/NEW CASTLE PSA |  | 1
VA2045160 | GE | MPN | RT | Y | WL004 | RW004 | RAW WATER WELL TAP | NEW CASTLE | WELL 4 - SCHOOL WELL |  | 1
VA2045225 | GE | MPN | RT | Y | WL003 | RW003 | WELL 3 (NEW WELL) | PAINT BANK GENERAL STORE | WELL 3 (NEW WELL) |  | 1
VA2045254 | GE | MPN | RT | Y | WL002 | RW002 | WELL 2 RAW TAP | WILDERNESS ADVENTURE AT EAGLE LANDING | WELL 2 |  | 1
VA2065050 | GE | MPN | RT | Y | WL001 | RW001 | RAW TAP - DINING HALL WELL | CAMP FRIENDSHIP - DINING HALL/LAKE | WELL 1 (DINING HALL/LAKE) |  | 1
VA2065053 | GE | MPN | RT | Y | WL001 | RW001 | RAW WATER TAP | CAMP FRIENDSHIP - OWNER SYSTEM | OWNERS WELL |  | 1
VA2065054 | GE | MPN | RT | Y | WL002 | RW002 | RAW TAP - EQUESTRIAN WELL | CAMP FRIENDSHIP - POOL/EQUESTRIAN | EQUESTRIAN WELL |  | 1
VA2065054 | GE | MPN | RT | Y | WL001 | RW001 | RAW TAP - POOL WELL | CAMP FRIENDSHIP - POOL/EQUESTRIAN | POOL WELL |  | 1
VA2065120 | GE | MPN | RT | Y | WL001 | RW001 | WELL #1 RAW TAP | COLUMBIA | WELL #1 (OLD) |  | 1
VA2065120 | GE | MPN | RT | Y | WL002 | RW002 | WELL #2 RAW TAP | COLUMBIA | WELL #2 (NEW) |  | 1
VA2065195 | GE | MPN | RT | Y | WL002 | RW002 | WELL 2 RAW WATER | THE LIGHT ACADEMY | WELL 2 |  | 1
VA2065245 | GE | MPN | RT | Y | WL001 | RW001 | WELL RAW WATER TAP | FLUVANNA COUNTY COURTHOUSE | WELL |  | 1
VA2065255 | GE | MPN | RT | Y | WL004 | RW004 | FRONT WELL TAP | FLUVANNA COUNTY MIDDLE SCHOOL | FRONT WELL |  | 1
VA2065255 | GE | MPN | RT | Y | WL003 | RW003 | CENTRAL WELL TAP | FLUVANNA COUNTY MIDDLE SCHOOL | CENTRAL WELL |  | 1
VA2065255 | GE | MPN | RT | Y | WL001 | RW001 | MIDDLE SCHOOL WELL | FLUVANNA COUNTY MIDDLE SCHOOL | MIDDLE SCHOOL WELL |  | 1
VA2065255 | GE | MPN | RT | Y | WL002 | RW002 | FOOTBALL WELL TAP | FLUVANNA COUNTY MIDDLE SCHOOL | FOOTBALL WELL |  | 1
VA2065256 | GE | MPN | RT | Y | WL003 | RW003 | PARK WELL | FLUVANNA COUNTY HIGH SCHOOL | PARK BALLFIELD WELL |  | 1
VA2065300 | GE | MPN | RT | Y | WL008 | RW008 | MELTON WELL RAW | FORK UNION SANITARY DISTRICT | EMERGENCY MELTON WELL |  | 1
VA2065300 | GE | MPN | RT | Y | WL002 | RW002 | BREMO WELL RAW | FORK UNION SANITARY DISTRICT | BREMO WELL |  | 1
VA2065300 | GE | MPN | RT | Y | WL006 | RW006 | MORRIS WELL RAW | FORK UNION SANITARY DISTRICT | MORRIS WELL |  | 1
VA2065300 | GE | MPN | RT | Y | WL004 | RW004 | OMOHUNDRO WELL RAW | FORK UNION SANITARY DISTRICT | OMOHUNDRO WELL |  | 1
VA2065300 | GE | MPN | RT | Y | WL003 | RW003 | OWENS WELL RAW | FORK UNION SANITARY DISTRICT | OWENS WELL |  | 1
VA2065300 | GE | MPN | RT | Y | WL007 | RW007 | WEST BOTTOM WELL RAW | FORK UNION SANITARY DISTRICT | WEST BOTTOM WELL |  | 1
VA2065520 | GE | MPN | RT | Y | WL001 | RW001 | WELL 1 RAW WATER | OAKLAND SCHOOL | WELL 1 |  | 1
VA2065520 | GE | MPN | RT | Y | WL002 | RW002 | WELL 2 RAW WATER | OAKLAND SCHOOL | WELL 2 (EMERGENCY) |  | 1
VA2065520 | GE | MPN | RT | Y | WL003 | RW003 | WELL 3 RAW WATER | OAKLAND SCHOOL | WELL 3 |  | 1
VA2065520 | GE | MPN | RT | Y | WL005 | RW005 | WELL 5 RAW WATER | OAKLAND SCHOOL | WELL 5 |  | 1
VA2065540 | GE | MPN | RT | Y | WL001 | RW001 | WELL 1 RAW TAP | PALMYRA | WELL 1 (EMERGENCY) |  | 1
VA2065540 | GE | MPN | RT | Y | WL003 | RW003 | WELL 3 RAW TAP | PALMYRA | WELL 3 |  | 1
VA2065540 | GE | MPN | RT | Y | WL02A | RW02A | WELL 2A RAW TAP | PALMYRA | WELL 2A |  | 1
VA2065560 | GE | MPN | RT | Y | WL001 | RW001 | WELL RAW TAP | FLUVANNA COUNTY SCHOOL BOARD OFFICE | DRILLED WELL |  | 1
VA2065600 | GE | MPN | RT | Y | WL001 | RW001 | WELL RAW TAP | PINE GROVE MOBILE HOME PARK | DRILLED WELL |  | 1
VA2065781 | GE | MPN | RT | Y | WL001 | RW001 | WELL RAW TAP | STAGECOACH HILLS | WELL |  | 1
VA2065783 | GE | MPN | RT | Y | WL001 | RW001 | WELL 1 | TENASKA | WELL 1 |  | 1
VA2065783 | GE | MPN | RT | Y | WL002 | RW002 | WELL 2 | TENASKA | WELL 2 |  | 1
VA2079125 | GE | MPN | RT | Y | WL006 | RW006 | WELL 6 RAW TAP | BLUE RIDGE SCHOOL | WELL 6 |  | 1
VA2079125 | GE | MPN | RT | Y | WL005 | RW005 | WELL 5 RAW TAP | BLUE RIDGE SCHOOL | WELL 5 |  | 1
VA2079125 | GE | MPN | RT | Y | WL004 | RW004 | WELL 4 RAW TAP | BLUE RIDGE SCHOOL | WELL 4 (EMERGENCY USE ONLY) |  | 1
VA2079125 | GE | MPN | RT | Y | WL003 | RW003 | WELL 3 RAW TAP | BLUE RIDGE SCHOOL | WELL 3 |  | 1
VA2079125 | GE | MPN | RT | Y | WL002 | RW002 | WELL 2 RAW TAP | BLUE RIDGE SCHOOL | WELL 2 |  | 1
VA2079125 | GE | MPN | RT | Y | WL001 | RW001 | WELL 1 RAW TAP | BLUE RIDGE SCHOOL | WELL 1 |  | 1
VA2079400 | GE | MPN | RT | Y | WL001 | RW001 | WELL RAW WATER TAP | DUNLIN FARM | DRILLED WELL |  | 1
VA2079495 | GE | MPN | RT | Y | WL001 | WL001 | WELL 1 | GREENE HILLS CLUB, INC. | WELL 1 |  | 1
VA2079495 | GE | MPN | RT | Y | WL002 | WL002 | WELL 2 | GREENE HILLS CLUB, INC. | WELL 2 |  | 1
VA2079590 | GE | MPN | RT | Y | WLSR1 | RWSR1 | STANARDSVILLE RUN 1 | MOUNTAIN LAKES WATER COMPANY | STANARDSVILLE RN1 |  | 1
VA2079590 | GE | MPN | RT | Y | WLWW1 | RWWW1 | WESTWOOD WELL 1 RAW | MOUNTAIN LAKES WATER COMPANY | WESTWOOD WELL 1 |  | 1
VA2079590 | GE | MPN | RT | Y | WLDR5 | RWDR5 | DURHAM WELL 5 RAW | MOUNTAIN LAKES WATER COMPANY | DURHAM WELL 5 |  | 1
VA2079590 | GE | MPN | RT | Y | WLSR2 | RWSR2 | STANARDSVILLE RUN 2 | MOUNTAIN LAKES WATER COMPANY | STANARDSVILLE RN2 |  | 1
VA2079590 | GE | MPN | RT | Y | WLQ42 | RWQ42 | T.L. Q-4 WELL 2 RAW | MOUNTAIN LAKES WATER COMPANY | TWIN LAKES Q4 WL2 |  | 1
VA2079590 | GE | MPN | RT | Y | WLQ41 | RWQ41 | Q-4 WELL 1 RAW | MOUNTAIN LAKES WATER COMPANY | TWIN LAKES Q4 WL1 |  | 1
VA2079590 | GE | MPN | RT | Y | WLQ33 | RWQ33 | WELL Q-3 #3 RAW TAP | MOUNTAIN LAKES WATER COMPANY | TWIN LAKES Q3 WL3 |  | 1
VA2079590 | GE | MPN | RT | Y | WLQ32 | RWQ32 | WELL Q-3 #2 RAW TAP | MOUNTAIN LAKES WATER COMPANY | TWIN LAKES Q3 WL2 |  | 1
VA2079590 | GE | MPN | RT | Y | WLQ31 | RWQ31 | WELL Q-3 #1 RAW TAP | MOUNTAIN LAKES WATER COMPANY | TWIN LAKES Q3 WL1 |  | 1
VA2079590 | GE | MPN | RT | Y | WLBR2 | RWBR2 | BLUE RUN WELL 2 RAW | MOUNTAIN LAKES WATER COMPANY | BLUE RUN WL 2 |  | 1
VA2079590 | GE | MPN | RT | Y | WLBR1 | RWBR1 | BLUE RUN WELL 1 RAW | MOUNTAIN LAKES WATER COMPANY | BLUE RUN WL 1 |  | 1
VA2079590 | GE | MPN | RT | Y | WLB21 | RWB21 | WELL B-21 RAW TAP | MOUNTAIN LAKES WATER COMPANY | TWIN LAKES B21 WL1 |  | 1
VA2079590 | GE | MPN | RT | Y | WLDR3 | RWDR3 | DURHAM WELL 3 RAW | MOUNTAIN LAKES WATER COMPANY | DURHAM WELL 3 |  | 1
VA2079590 | GE | MPN | RT | Y | WLDR2 | RWDR2 | DURHAM #2 RAW TAP | MOUNTAIN LAKES WATER COMPANY | DURHAM WELL 2 |  | 1
VA2165114 | GE | MPN | RT | Y | WL001 | RW001 | DRILLED WELL-WL001 | CAMP OVERLOOK SUMMER CAMP | DRILLED WELL |  | 1
VA2171175 | GE | MPN | RT | Y | WL015 | RW005 | WELL 5 RAW TAP | BOWMAN APPLE PRODUCTS | WELL NO. 5 |  | 1
VA2171175 | GE | MPN | RT | Y | WL004 | RW004 | RAW TAP | BOWMAN APPLE PRODUCTS | WELL NO. 4 |  | 1
VA2171250 | GE | MPN | RT | Y | WL003 | RW003 | WELL P-4 | STONEY CREEK SANITARY DISTRICT | WELL P-4 |  | 1
VA2171250 | GE | MPN | RT | Y | WL002 | RW002 | WELL P-2 | STONEY CREEK SANITARY DISTRICT | WELL P-2 |  | 1
VA2171250 | GE | MPN | RT | Y | WL007 | RW007 | WELL P-8 | STONEY CREEK SANITARY DISTRICT | WELL P-8 |  | 1
VA2171250 | GE | MPN | RT | Y | WL019 | RW019 | WELL P-3 | STONEY CREEK SANITARY DISTRICT | WELL P-3 |  | 1
VA2171250 | GE | MPN | RT | Y | WL020 | RW020 | WELL P-3A | STONEY CREEK SANITARY DISTRICT | WELL P-3A |  | 1
VA2171250 | GE | MPN | RT | Y | WL001 | RW001 | WELL P-1 | STONEY CREEK SANITARY DISTRICT | WELL P-1 |  | 1
VA2171258 | GE | MPN | RT | Y | WL001 | RW001 | RAW TAP | CAROLINE FURNACE LUTHERAN CAMP | DRILLED WELL |  | 1
VA2171264 | GE | MPN | RT | Y | 001 | RW001 | RAW TAP | CHERRY HILL MIGRANT LABOR CAMP | WELL |  | 1
VA2171268 | GE | MPN | RT | Y | WL001 | RW001 | WELL NO. 1-WL001 | COLUMBIA GAS TRANSMISSION CORP | WELL NO. 1 |  | 1
VA2171315 | GE | MPN | RT | Y | WL002 | RW002 | RAW TAP | EDINBURG EXTENDED | WELL NO. 2 |  | 1
VA2171318 | GE | MPN | RT | Y | WL01A | RW001 | WELL 1A DISCH LINE | GWNF-ELIZABETH FURNACE CAMP | WELL NO. 1A |  | 1
VA2171350 | GE | MPN | RT | Y | WL002 | RW002 | RAW TAP | HOLLER SUBDIVISION | WELL NO. 2 |  | 1
VA2171350 | GE | MPN | RT | Y | WL003 | RW003 | RAW TAP | HOLLER SUBDIVISION | WELL NO. 3 |  | 1
VA2171350 | GE | MPN | RT | Y | WL001 | RW001 | RAW TAP | HOLLER SUBDIVISION | WELL NO. 1 |  | 1
VA2171360 | GE | MPN | RT | Y | WL001 | RW001 | RAW TAP | HOLMAN`S CREEK LABOR CAMP | WELL NO. 1 |  | 1
VA2171400 | GE | MPN | RT | Y | WL001 | RW001 | W1- RAW TAP | LAMBERT`S MOBILE VILLA | WELL NO. 1 |  | 1
VA2171400 | GE | MPN | RT | Y | WL002 | RW002 | W2 - RAW TAP | LAMBERT`S MOBILE VILLA | WELL NO. 2 |  | 1
VA2171425 | GE | MPN | RT | Y | WL001 | RW001 | WELL NO. 1/WL001 | LEISURE POINT | WELL NO. 1 |  | 1
VA2171445 | GE | MPN | RT | Y | WL001 | RW002 | WELL 1 DISCH LINE | LOVE`S TRAVEL PLAZA | WELL NO. 1 |  | 1
VA2171475 | GE | MPN | RT | Y | WL012 | RW015 | RAW TAP WELL NO. 2A | MASSANUTTEN VIEW SUBDIVISION | WELL NO. 2A |  | 1
VA2171510 | GE | MPN | RT | Y | WL001 | RW001 | WELL/001 | BUDGET INN | WELL |  | 1
VA2171575 | GE | MPN | RT | Y | WL004 | RW004 | WELL 4 RAW WATER | MOUNT JACKSON, TOWN OF | WELL NO. 4 |  | 1
VA2171575 | GE | MPN | RT | Y | WL00AL | RW00AL | ASHBY LEE RAW WATER | MOUNT JACKSON, TOWN OF | ASHBY LEE WELL |  | 1
VA2171575 | GE | MPN | RT | Y | WL007 | RW007 | WELL 7 RAW WATER TAP | MOUNT JACKSON, TOWN OF | WELL NO. 7 |  | 1
VA2171575 | GE | MPN | RT | Y | WL002A | RW002A | WELL 2A RAW WATER | MOUNT JACKSON, TOWN OF | WELL NO. 2A |  | 1
VA2171580 | GE | MPN | RT | Y | WL001 | RW001 | RAW TAP | MOUNT CLIFTON ORCHARD MIGRANT LABOR CAMP | WELL |  | 1
VA2171600 | GE | MPN | RT | Y | WL005 | RW003 | WELL 1 DISCHARG LINE | NEW MARKET, TOWN OF | WELL NO. 1 |  | 1
VA2171600 | GE | MPN | RT | Y | WL009 | RW008 | WELL 6 DISCHARG LINE | NEW MARKET, TOWN OF | WELL NO. 6 |  | 1
VA2171625 | GE | MPN | RT | Y | WL001 | RW001 | WELL NO. 1-WL001 | NEW MARKET BATTLEFIELD PARK | WELL NO. 1 |  | 1
VA2171636 | GE | MPN | RT | Y | SP001 | RW001 | RAW TAP | SHRINE MONT | SPRING |  | 3
VA2171683 | GE | MPN | RT | Y | WL001 | RW001 | RAW TAP | RYAN SUBDIVISION | WELL NO. 1 |  | 1
VA2171760 | GE | MPN | RT | Y | WL001 | RW001 | RAW TAP | STRASBURG MOOSE LODGE | WELL |  | 1
VA2171800 | GE | MPN | RT | Y | WL001 | RW003 | WELL 1 DISCH LINE | TOMS BROOK-MAURERTOWN SANITARY DISTRICT | WELL NO. 1 (TOMS BROOK 1) |  | 1
VA2171807 | GE | MPN | RT | Y | WL001 | RW001 | RAW TAP | FORT VALLEY HORSE & MULE CAMP | WELL NO 1 |  | 1
VA2171813 | GE | MPN | RT | Y | WL001 | RW001 | RAW TAP | VALLEY VIEW MOTEL | WELL |  | 1
VA2171815 | GE | MPN | RT | Y | WL001 | RW001 | RAW TAP | VALLEY BAPTIST CHRISTIAN SCHOOL | WELL NO. 1 |  | 1
VA2171817 | GE | MPN | RT | Y | WL001 | RW001 | RAW TAP | VALLEY VIEW SUBDIVISION | WELL NO. 1 |  | 1
VA2171817 | GE | MPN | RT | Y | WL002 | RW002 | WELL 2 RAW TAP | VALLEY VIEW SUBDIVISION | WELL NO. 2 |  | 1
VA2171820 | GE | MPN | RT | Y | WL001 | RW001 | WELL NO. 1/WL001 | VDOT-EDINBURG RESIDENCY | WELL NO. 1 |  | 1
VA2187630 | GE | MPN | RT | Y | WL002 | RW002 | WELL NO. 1 | SNP-PINEY RIVER/MATHEWS ARM | WELL NO. 1 |  | 1
VA2187735 | GE | MPN | RT | Y | WL002 | RW002 | WELL NO. 1 | SNP-DICKEY RIDGE | WELL NO. 1 |  | 1
VA2530125 | GE | MPN | RT | Y | WL002 | WL002 | FRENCH POST WELL | BUENA VISTA, CITY OF | FRENCH POST WELL |  | 1
VA2530125 | GE | MPN | RT | Y | WL001 | RW001 | LAUREL PARK WELL | BUENA VISTA, CITY OF | LAUREL PARK WELL |  | 1
VA2530125 | GE | MPN | RT | Y | WL004 | RW004 | PARK AVE. WELL | BUENA VISTA, CITY OF | PARK AVENUE WELL |  | 1
VA2770425 | GE | MPN | RT | Y | WL001 | RW001 | RAW WATER WELL TAP | SKATE CENTER OF ROANOKE VALLEY | DRILLED WELL |  | 1
VA2770900 | GE | MPN | RT | Y | WL021 | RW021 | N LAKES WL 6 RW TAP | WESTERN VIRGINIA WATER AUTHORITY | NORTH LAKES WELL 6 |  | 1
VA2770900 | GE | MPN | RT | Y | WL020 | RW020 | LONG RIDG 2 RW TAP | WESTERN VIRGINIA WATER AUTHORITY | LONGRIDGE WELL 2 (HOMEWOOD 3) |  | 1
VA2770900 | GE | MPN | RT | Y | WL005 | RW005 | MUSE WL RW TAP | WESTERN VIRGINIA WATER AUTHORITY | MUSE WELL |  | 1
VA2770900 | GE | MPN | RT | Y | WL008 | RW008 | LABELVUE 7 RW TAP | WESTERN VIRGINIA WATER AUTHORITY | LABELLEVUE WELL 7 |  | 1
VA2770900 | GE | MPN | RT | Y | WL023 | RW023 | STARKEY 1A RW TAP | WESTERN VIRGINIA WATER AUTHORITY | STARKEY 1A WELL (SB) |  | 1
VA2770900 | GE | MPN | RT | Y | WL025 | RW025 | STARKEY 3 RW TAP | WESTERN VIRGINIA WATER AUTHORITY | STARKEY 3 WELL (SB) |  | 1
VA2770900 | GE | MPN | RT | Y | WL029 | RW029 | EP GARDEN CITY 2 WL TAP | WESTERN VIRGINIA WATER AUTHORITY | GARDEN CITY WELL NO. 2 |  | 1
VA2770900 | GE | MPN | RT | Y | WL024 | RW024 | STARKEY 2 RW TAP | WESTERN VIRGINIA WATER AUTHORITY | STARKEY 2 WELL (SB) |  | 1
VA5009300 | GE | MPN | RT | Y | WL002 | RW002 | WELL HEAD | ORCHARD HILLS ESTATES | WELL NO. 2 |  | 1
VA5009300 | GE | MPN | RT | Y | WL001 | RW001 | WELL HEAD | ORCHARD HILLS ESTATES | WELL NO. 1 |  | 1
VA5009404 | GE | MPN | RT | Y | WL001 | RW001 | RAW WATER SAMPLE TAP | LYNCHBURG NW/BLUE RIDGE PARKWAY KOA | WELL NO. 1 |  | 1
VA3001001 | GE | NIT | RT | Y | EP001 | EP001 | ENTRY POINT | ACCOMAC AREA HEADQUARTERS | ENTRY POINT |  | 1
VA3001003 | PB | LC | RT | Y | DS001 | LCR01 | MEN S PUBLIC RESTROO | ACCOMACK COUNTY HEALTH DEPT | DISTRIBUTION SYSTEM | FSD | 1
VA3001003 | PB | LC | RT | Y | DS001 | LCR02 | NORTH WEST EXAM ROOM | ACCOMACK COUNTY HEALTH DEPT | DISTRIBUTION SYSTEM | FSD | 1
VA3001003 | PB | LC | RT | Y | DS001 | LCR03 | STAFF LOUNGE KITCHEN | ACCOMACK COUNTY HEALTH DEPT | DISTRIBUTION SYSTEM | FSD | 1
VA3001003 | PB | LC | RT | Y | DS001 | LCR04 | STAFF LOUNGE MENS RE | ACCOMACK COUNTY HEALTH DEPT | DISTRIBUTION SYSTEM | FSD | 1
VA3001015 | GE | HAA | RT | Y | DS001 | DBP-2 | KITCHEN | ARCADIA SCHOOLS | DISTRIBUTION SYSTEM |  | 1
VA3001015 | GE | THM | RT | Y | DS001 | DBP-2 | KITCHEN | ARCADIA SCHOOLS | DISTRIBUTION SYSTEM |  | 1
VA3001015 | PB | LC | RT | Y | DS001 | LCR01 | HOME ECONOMIC KITCHE | ARCADIA SCHOOLS | DISTRIBUTION SYSTEM | FSD | 1
VA3001015 | PB | LC | RT | Y | DS001 | LCR02 | AUTO MECHANIC SHOP | ARCADIA SCHOOLS | DISTRIBUTION SYSTEM | FSD | 1
VA3001015 | PB | LC | RT | Y | DS001 | LCR03 | KITCHEN | ARCADIA SCHOOLS | DISTRIBUTION SYSTEM | FSD | 1
VA3001015 | PB | LC | RT | Y | DS001 | LCR04 | GIRLS BACK RESTROOM | ARCADIA SCHOOLS | DISTRIBUTION SYSTEM | FSD | 1
VA3001015 | PB | LC | RT | Y | DS001 | LCR05 | BOYS FRONT RESTROOM | ARCADIA SCHOOLS | DISTRIBUTION SYSTEM | FSD | 1
VA3001015 | PB | LC | RT | Y | DS001 | LCR06 | BOYS COMMONS RESTROO | ARCADIA SCHOOLS | DISTRIBUTION SYSTEM | FSD | 1
VA3001015 | PB | LC | RT | Y | DS001 | LCR07 | GIRLS RESTROOM COMMO | ARCADIA SCHOOLS | DISTRIBUTION SYSTEM | FSD | 1
VA3001015 | PB | LC | RT | Y | DS001 | LCR08 | BOYS BACK RESTROOM | ARCADIA SCHOOLS | DISTRIBUTION SYSTEM | FSD | 1
VA3001015 | PB | LC | RT | Y | DS001 | LCR09 | GIRLS FRONT RESTROOM | ARCADIA SCHOOLS | DISTRIBUTION SYSTEM | FSD | 1
VA3001015 | PB | LC | RT | Y | DS001 | LCR10 | HOME ECONOMIC CLASSR | ARCADIA SCHOOLS | DISTRIBUTION SYSTEM | FSD | 1
VA3001015 | GE | NIT | RT | Y | EP001 | EP001 | ENTRY POINT | ARCADIA SCHOOLS | ENTRY POINT |  | 1
VA3001016 | GE | NIT | RT | Y | EP001 | EP001 | ENTRY POINT | ARCADIA MIDDLE SCHOOL | ENTRY POINT |  | 1
VA3001016 | GE | VOC | RT | Y | EP001 | EP001 | ENTRY POINT | ARCADIA MIDDLE SCHOOL | ENTRY POINT |  | 1
VA3001018 | PB | LC | RT | Y | DS001 | LCR01 | MEN'S STAFF BR | ACCOMACK SOCIAL SERVICES | DISTRIBUTION SYSTEM | FSD | 1
VA3001018 | PB | LC | RT | Y | DS001 | LCR02 | STAFF LOUNGE | ACCOMACK SOCIAL SERVICES | DISTRIBUTION SYSTEM | FSD | 1
VA3001018 | PB | LC | RT | Y | DS001 | LCR03 | MENS ROOM STAFF | ACCOMACK SOCIAL SERVICES | DISTRIBUTION SYSTEM | FSD | 1
VA3001018 | PB | LC | RT | Y | DS001 | LCR04 | CUSTODIAL CLOSET | ACCOMACK SOCIAL SERVICES | DISTRIBUTION SYSTEM | FSD | 1
VA3001018 | PB | LC | RT | Y | DS001 | LCR05 | MENS PUBLIC RR | ACCOMACK SOCIAL SERVICES | DISTRIBUTION SYSTEM | FSD | 1
VA3001018 | GE | NIT | RT | Y | EP001 | EP001 | WELL ENTRY POINT | ACCOMACK SOCIAL SERVICES | ENTRY POINT |  | 1
VA3001030 | GE | NIT | RT | Y | EP001 | ENTRY POINT | ENTRY POINT | ACCOMAC RESIDENCY OFFICE | ENTRY POINT |  | 1
VA3001031 | GE | THM | RT | Y | DS001 | DBP01 | B-19 ROOM | SHORE HEALTH AND REHABILITATION CENTER | DISTRIBUTION SYSTEM |  | 1
VA3001031 | GE | HAA | RT | Y | DS001 | DBP02 | C-20 ROOM | SHORE HEALTH AND REHABILITATION CENTER | DISTRIBUTION SYSTEM |  | 1
VA3001031 | GE | NIT | RT | Y | EP001 | EP001 | ENTRY POINT | SHORE HEALTH AND REHABILITATION CENTER | ENTRY POINT |  | 1
VA3001034 | GE | NIT | RT | Y | EP001 | EP001 | ENTRY POINT | REGAL INN | ENTRY POINT |  | 1
VA3001037 | GE | VOC | RT | Y | EP001 | EP001 | ENTRY POINT | ATLANTIC COMMUNITY HEALTH CENTER | ENTRY POINT |  | 1
VA3001065 | GE | NIT | RT | Y | EP001 | EP001 | ENTRY POINT | BOJANGLE`S (ONLEY) | ENTRY POINT |  | 1
VA3001065 | GE | VOC | RT | Y | EP001 | EP001 | ENTRY POINT | BOJANGLE`S (ONLEY) | ENTRY POINT |  | 1
VA3001100 | PB | LC | RT | Y | DS001 | LCR006 | 2350 JOLLY ROGER DR | CAPTAINS COVE | DISTRIBUTION SYSTEM | FSD | 1
VA3001100 | PB | LC | RT | Y | DS001 | LCR008 | 37089 HORIZON CT | CAPTAINS COVE | DISTRIBUTION SYSTEM | FSD | 1
VA3001100 | PB | LC | RT | Y | DS001 | LCR009 | 37119 SABER CT | CAPTAINS COVE | DISTRIBUTION SYSTEM | FSD | 1
VA3001100 | PB | LC | RT | Y | DS001 | LCR010 | 3190 AMIDSHIP DRIVE | CAPTAINS COVE | DISTRIBUTION SYSTEM | FSD | 1
VA3001100 | PB | LC | RT | Y | DS001 | LCR011 | 3233 HIGH SEAS DRIVE | CAPTAINS COVE | DISTRIBUTION SYSTEM | FSD | 1
VA3001100 | PB | LC | RT | Y | DS001 | LCR025 | 3304 HIGH SEAS DR | CAPTAINS COVE | DISTRIBUTION SYSTEM | FSD | 1
VA3001100 | PB | LC | RT | Y | DS001 | LCR028 | 2134 MAYFLOWER DR | CAPTAINS COVE | DISTRIBUTION SYSTEM | FSD | 1
VA3001100 | PB | LC | RT | Y | DS001 | LCR029 | 4205 CAPTAINS CORRIDOR | CAPTAINS COVE | DISTRIBUTION SYSTEM | FSD | 1
VA3001100 | PB | LC | RT | Y | DS001 | LCR030 | 2323 BUCCANEER BLVD | CAPTAINS COVE | DISTRIBUTION SYSTEM | FSD | 1
VA3001100 | PB | LC | RT | Y | DS001 | LCR039 | 36467 SQUID CIRCLE | CAPTAINS COVE | DISTRIBUTION SYSTEM | FSD | 1
VA3001100 | GE | NIT | RT | Y | EP002 | EP002 | ENTRY POINT 2 | CAPTAINS COVE | ENTRY POINT WELL 2 |  | 1
VA3001100 | GE | NIT | RT | Y | EP003 | EP003 | ENTRY POINT 3 | CAPTAINS COVE | ENTRY POINT WELL 3 &3U |  | 1
VA3001100 | GE | ARS | RT | Y | EP003-AS | EP003 | ENTRY POINT AS SAMPLING | CAPTAINS COVE | ENTRY POINT AS SAMPLING |  | 1
VA3001100 | GE | ARS | RT | Y | WL003 | RW003 | WELL 3 RAW WATER TAP | CAPTAINS COVE | WELL #3 |  | 1
VA3001100 | GE | ARS | RT | Y | WL005 | RW005 | WELL 3U | CAPTAINS COVE | WELL 3U |  | 1
VA3001140 | GE | HAA | RT | Y | DS001 | DBP-01 | TEUCI OFFICE | TRAILS END | DISTRIBUTION SYSTEM |  | 1
VA3001140 | GE | THM | RT | Y | DS001 | DBP-02 | L-50, U-3, S-5 (020) | TRAILS END | DISTRIBUTION SYSTEM |  | 1
VA3001150 | GE | NIT | RT | Y | EP001 | EP001 | WELL HOUSE | CHESAPEAKE SQUARE | ENTRY POINT |  | 1
VA3001175 | GE | HAA | RT | Y | DS001 | DBP-2 | 5077 RICHARDSON ST | CHINCOTEAGUE, TOWN OF | DISTRIBUTION SYSTEM |  | 1
VA3001175 | GE | THM | RT | Y | DS001 | DBP-2 | 5077 RICHARDSON ST | CHINCOTEAGUE, TOWN OF | DISTRIBUTION SYSTEM |  | 1
VA3001175 | PB | LC | RT | Y | DS001 | LCR01 | PBCU 1 | CHINCOTEAGUE, TOWN OF | DISTRIBUTION SYSTEM | FSD | 1
VA3001175 | PB | LC | RT | Y | DS001 | LCR02 | PBCU 2 | CHINCOTEAGUE, TOWN OF | DISTRIBUTION SYSTEM | FSD | 1
VA3001175 | PB | LC | RT | Y | DS001 | LCR03 | PBCU 3 | CHINCOTEAGUE, TOWN OF | DISTRIBUTION SYSTEM | FSD | 1
VA3001175 | PB | LC | RT | Y | DS001 | LCR04 | PBCU 4 | CHINCOTEAGUE, TOWN OF | DISTRIBUTION SYSTEM | FSD | 1
VA3001175 | PB | LC | RT | Y | DS001 | LCR05 | PBCU 5 | CHINCOTEAGUE, TOWN OF | DISTRIBUTION SYSTEM | FSD | 1
VA3001175 | PB | LC | RT | Y | DS001 | LCR06 | PBCU 6 | CHINCOTEAGUE, TOWN OF | DISTRIBUTION SYSTEM | FSD | 1
VA3001175 | PB | LC | RT | Y | DS001 | LCR07 | PBCU 7 | CHINCOTEAGUE, TOWN OF | DISTRIBUTION SYSTEM | FSD | 1
VA3001175 | PB | LC | RT | Y | DS001 | LCR08 | PBCU 8 | CHINCOTEAGUE, TOWN OF | DISTRIBUTION SYSTEM | FSD | 1
VA3001175 | PB | LC | RT | Y | DS001 | LCR09 | PBCU 9 | CHINCOTEAGUE, TOWN OF | DISTRIBUTION SYSTEM | FSD | 1
VA3001175 | PB | LC | RT | Y | DS001 | LCR10 | PBCU 10 | CHINCOTEAGUE, TOWN OF | DISTRIBUTION SYSTEM | FSD | 1
VA3001175 | PB | LC | RT | Y | DS001 | LCR11 | PBCU 11 | CHINCOTEAGUE, TOWN OF | DISTRIBUTION SYSTEM | FSD | 1
VA3001175 | PB | LC | RT | Y | DS001 | LCR12 | PBCU 12 | CHINCOTEAGUE, TOWN OF | DISTRIBUTION SYSTEM | FSD | 1
VA3001175 | PB | LC | RT | Y | DS001 | LCR13 | PBCU 13 | CHINCOTEAGUE, TOWN OF | DISTRIBUTION SYSTEM | FSD | 1
VA3001175 | PB | LC | RT | Y | DS001 | LCR14 | PBCU 14 | CHINCOTEAGUE, TOWN OF | DISTRIBUTION SYSTEM | FSD | 1
VA3001175 | PB | LC | RT | Y | DS001 | LCR15 | PBCU 15 | CHINCOTEAGUE, TOWN OF | DISTRIBUTION SYSTEM | FSD | 1
VA3001175 | PB | LC | RT | Y | DS001 | LCR16 | PBCU 16 | CHINCOTEAGUE, TOWN OF | DISTRIBUTION SYSTEM | FSD | 1
VA3001175 | PB | LC | RT | Y | DS001 | LCR17 | PBCU 17 | CHINCOTEAGUE, TOWN OF | DISTRIBUTION SYSTEM | FSD | 1
VA3001175 | PB | LC | RT | Y | DS001 | LCR18 | PBCU 18 | CHINCOTEAGUE, TOWN OF | DISTRIBUTION SYSTEM | FSD | 1
VA3001175 | PB | LC | RT | Y | DS001 | LCR19 | PBCU 19 | CHINCOTEAGUE, TOWN OF | DISTRIBUTION SYSTEM | FSD | 1
VA3001175 | PB | LC | RT | Y | DS001 | LCR20 | PBCU 20 | CHINCOTEAGUE, TOWN OF | DISTRIBUTION SYSTEM | FSD | 1
VA3001175 | GE | NIT | RT | Y | EP001 | EP001 | ENTRY POINT | CHINCOTEAGUE, TOWN OF | ENTRY POINT |  | 1
VA3001195 | GE | NIT | RT | Y | SS001 | EP001 | ENTRY POINT | CRUSTY CRAB SEAFOOD SHACK | ENTRY POINT |  | 1
VA3001198 | GE | NIT | RT | Y | SS001 | EP001 | ENTRY POINT | DOLLAR GENERAL - MAPPSVILLE | ENTRY POINT |  | 1
VA3001210 | GE | NIT | RT | Y | EP001 | EP001 | ENTRY POINT | ST PAUL ON THE SHORE DAY CARE | ENTRY POINT |  | 1
VA3001211 | GE | NIT | RT | Y | EP001 | EP001 | ENTRY POINT | EASTERN SHORE PUBLIC LIBRARY | ENTRY POINT |  | 1
VA3001217 | GE | NIT | RT | Y | EP001 | EP001 | ENTRY POINT | SPORTS CENTER | ENTRY POINT |  | 1
VA3001330 | PB | LC | RT | Y | DS001 | LCR001 | RENDERING BATHROOM | TYSON FARMS, INC | DISTRIBUTION SYSTEM | FSD | 1
VA3001330 | PB | LC | RT | Y | DS001 | LCR002 | HATCHERY KITCHEN | TYSON FARMS, INC | DISTRIBUTION SYSTEM | FSD | 1
VA3001330 | PB | LC | RT | Y | DS001 | LCR003 | WASTEWATER LAB | TYSON FARMS, INC | DISTRIBUTION SYSTEM | FSD | 1
VA3001330 | PB | LC | RT | Y | DS001 | LCR004 | WASTEWATER OFFICE | TYSON FARMS, INC | DISTRIBUTION SYSTEM | FSD | 1
VA3001330 | PB | LC | RT | Y | DS001 | LCR005 | WASTEWATER BATHROOM | TYSON FARMS, INC | DISTRIBUTION SYSTEM | FSD | 1
VA3001330 | PB | LC | RT | Y | DS001 | LCR006 | HATCHERY BATHROOM | TYSON FARMS, INC | DISTRIBUTION SYSTEM | FSD | 1
VA3001330 | PB | LC | RT | Y | DS001 | LCR007 | PROCESSING SINK | TYSON FARMS, INC | DISTRIBUTION SYSTEM | FSD | 1
VA3001330 | PB | LC | RT | Y | DS001 | LCR008 | SERVICE CENTER BATH | TYSON FARMS, INC | DISTRIBUTION SYSTEM | FSD | 1
VA3001330 | PB | LC | RT | Y | DS001 | LCR009 | PROCESSING BATHROOM | TYSON FARMS, INC | DISTRIBUTION SYSTEM | FSD | 1
VA3001330 | PB | LC | RT | Y | DS001 | LCR010 | PROCESSING LAB | TYSON FARMS, INC | DISTRIBUTION SYSTEM | FSD | 1
VA3001331 | GE | NIT | RT | Y | EP001 | EP001 | ENTRY POINT | HEAD START - ACCOMAC | ENTRY POINT |  | 1
VA3001355 | GE | NIT | RT | Y | EP001 | EP001 | ENTRY POINT | HURRICANE GRILL | ENTRY POINT |  | 1
VA3001378 | GE | NIT | RT | Y | SS001 | EP001 | ENTRY POINT | WAL-MART (ONLEY) | ENTRY POINT |  | 1
VA3001400 | GE | NIT | RT | Y | EP001 | EP001 | ENTRY POINT | KUZZENS (AMES FARM COMPLEX QUAD 1) | ENTRY POINT |  | 1
VA3001401 | GE | NIT | RT | Y | EP001 | EP001 | ENTRY POINT | KUZZENS (AMES FARM COMPLEX QUAD 2) | ENTRY POINT |  | 1
VA3001402 | GE | NIT | RT | Y | EP001 | EP001 | ENTRY POINT | KUZZENS (AMES FARM COMPLEX QUAD 3) | ENTRY POINT |  | 1
VA3001403 | GE | NIT | RT | Y | EP001 | EP001 | ENTRY POINT | KUZZENS (AMES FARM COMPLEX QUAD 4) | ENTRY POINT |  | 1
VA3001404 | GE | NIT | RT | Y | EP001 | EP001 | ENTRY POINT | KUZZENS (AMES FARM COMPLEX QUAD 5) | ENTRY POINT |  | 1
VA3001428 | PB | LC | RT | Y | DS001 | PB001 | OFFICE LINK | ONLEY PRESCHOOL | DISTRIBUTION SYSTEM | FSD | 1
VA3001428 | PB | LC | RT | Y | DS001 | PB002 | KITCHEN HAND SINK | ONLEY PRESCHOOL | DISTRIBUTION SYSTEM | FSD | 1
VA3001428 | PB | LC | RT | Y | DS001 | PB003 | KITCHEN SINK | ONLEY PRESCHOOL | DISTRIBUTION SYSTEM | FSD | 1
VA3001428 | PB | LC | RT | Y | DS001 | PB004 | N. SIDE SINK | ONLEY PRESCHOOL | DISTRIBUTION SYSTEM | FSD | 1
VA3001428 | PB | LC | RT | Y | DS001 | PB005 | OFFICE SINK | ONLEY PRESCHOOL | DISTRIBUTION SYSTEM | FSD | 1
VA3001428 | GE | NIT | RT | Y | EP001 | EP001 | ENTRY POINT | ONLEY PRESCHOOL | ENTRY POINT |  | 1
VA3001430 | GE | NIT | RT | Y | EP002 | EP002 | ENTRY POINT | MCDONALD'S (ONLEY) | ENTRY POINT |  | 1
VA3001488 | GE | HAA | RT | Y | DS001 | DBP-1 | JANITORS CLOSET | NANDUA SCHOOLS | DISTRIBUTION SYSTEM |  | 1
VA3001488 | GE | THM | RT | Y | DS001 | DBP-1 | JANITORS CLOSET | NANDUA SCHOOLS | DISTRIBUTION SYSTEM |  | 1
VA3001488 | GE | NIT | RT | Y | EP001 | EP001 | ENTRY POINT | NANDUA SCHOOLS | ENTRY POINT |  | 1
VA3001489 | PB | LC | RT | Y | DS001 | LCR01 | FAMILY AND CONSUMBER SCIENCE | NANDUA MIDDLE SCHOOL | DISTRIBUTION SYSTEM | FSD | 1
VA3001489 | PB | LC | RT | Y | DS001 | LCR02 | CLINIC | NANDUA MIDDLE SCHOOL | DISTRIBUTION SYSTEM | FSD | 1
VA3001489 | PB | LC | RT | Y | DS001 | LCR03 | MAIN OFFICE SINK | NANDUA MIDDLE SCHOOL | DISTRIBUTION SYSTEM | FSD | 1
VA3001489 | PB | LC | RT | Y | DS001 | LCR04 | A9 ROOM | NANDUA MIDDLE SCHOOL | DISTRIBUTION SYSTEM | FSD | 1
VA3001489 | PB | LC | RT | Y | DS001 | LCR05 | A12 ROOM | NANDUA MIDDLE SCHOOL | DISTRIBUTION SYSTEM | FSD | 1
VA3001489 | PB | LC | RT | Y | DS001 | LCR06 | BOYS RR DOWN WEST | NANDUA MIDDLE SCHOOL | DISTRIBUTION SYSTEM | FSD | 1
VA3001489 | PB | LC | RT | Y | DS001 | LCR07 | ART ROOM | NANDUA MIDDLE SCHOOL | DISTRIBUTION SYSTEM | FSD | 1
VA3001489 | PB | LC | RT | Y | DS001 | LCR08 | LIBRARY | NANDUA MIDDLE SCHOOL | DISTRIBUTION SYSTEM | FSD | 1
VA3001489 | PB | LC | RT | Y | DS001 | LCR09 | BOYS RR DOWN BY CAFETERIA | NANDUA MIDDLE SCHOOL | DISTRIBUTION SYSTEM | FSD | 1
VA3001489 | PB | LC | RT | Y | DS001 | LCR10 | KITCHEN | NANDUA MIDDLE SCHOOL | DISTRIBUTION SYSTEM | FSD | 1
VA3001489 | PB | LC | RT | Y | DS001 | LCR11 | BANDROOM | NANDUA MIDDLE SCHOOL | DISTRIBUTION SYSTEM | FSD | 1
VA3001489 | PB | LC | RT | Y | DS001 | LCR12 | BOYS LOCKER ROOM | NANDUA MIDDLE SCHOOL | DISTRIBUTION SYSTEM | FSD | 1
VA3001489 | PB | LC | RT | Y | DS001 | LCR13 | GIRLS LOCKER ROOM | NANDUA MIDDLE SCHOOL | DISTRIBUTION SYSTEM | FSD | 1
VA3001489 | PB | LC | RT | Y | DS001 | LCR14 | D9 ROOM | NANDUA MIDDLE SCHOOL | DISTRIBUTION SYSTEM | FSD | 1
VA3001489 | PB | LC | RT | Y | DS001 | LCR15 | D12 ROOM | NANDUA MIDDLE SCHOOL | DISTRIBUTION SYSTEM | FSD | 1
VA3001489 | PB | LC | RT | Y | DS001 | LCR16 | BOYS RR UPSTAIRS WEST | NANDUA MIDDLE SCHOOL | DISTRIBUTION SYSTEM | FSD | 1
VA3001489 | PB | LC | RT | Y | DS001 | LCR17 | BOYS RR UPSTAIRS EAST | NANDUA MIDDLE SCHOOL | DISTRIBUTION SYSTEM | FSD | 1
VA3001489 | PB | LC | RT | Y | DS001 | LCR18 | E19 ROOM | NANDUA MIDDLE SCHOOL | DISTRIBUTION SYSTEM | FSD | 1
VA3001489 | PB | LC | RT | Y | DS001 | LCR19 | E16 ROOM | NANDUA MIDDLE SCHOOL | DISTRIBUTION SYSTEM | FSD | 1
VA3001489 | PB | LC | RT | Y | DS001 | LCR20 | TEACHERS WORK ROOM | NANDUA MIDDLE SCHOOL | DISTRIBUTION SYSTEM | FSD | 1
VA3001489 | GE | NIT | RT | Y | EP001 | EP001 | ENTRY POINT | NANDUA MIDDLE SCHOOL | ENTRY POINT |  | 1
VA3001489 | GE | VOC | RT | Y | EP001 | EP001 | ENTRY POINT | NANDUA MIDDLE SCHOOL | ENTRY POINT |  | 1
VA3001500 | PB | LC | RT | Y | DS001 | LCR02 | F3 | NASA WALLOPS FLIGHT FACILITY | DISTRIBUTION SYSTEM | FSD | 1
VA3001500 | PB | LC | RT | Y | DS001 | LCR03 | E2 | NASA WALLOPS FLIGHT FACILITY | DISTRIBUTION SYSTEM | FSD | 1
VA3001500 | PB | LC | RT | Y | DS001 | LCR04 | R20 | NASA WALLOPS FLIGHT FACILITY | DISTRIBUTION SYSTEM | FSD | 1
VA3001500 | PB | LC | RT | Y | DS001 | LCR06 | D1 | NASA WALLOPS FLIGHT FACILITY | DISTRIBUTION SYSTEM | FSD | 1
VA3001500 | PB | LC | RT | Y | DS001 | LCR07 | E104 | NASA WALLOPS FLIGHT FACILITY | DISTRIBUTION SYSTEM | FSD | 1
VA3001500 | PB | LC | RT | Y | DS001 | LCR08 | F16 | NASA WALLOPS FLIGHT FACILITY | DISTRIBUTION SYSTEM | FSD | 1
VA3001500 | PB | LC | RT | Y | DS001 | LCR10 | F20 | NASA WALLOPS FLIGHT FACILITY | DISTRIBUTION SYSTEM | FSD | 1
VA3001500 | PB | LC | RT | Y | DS001 | LCR11 | N162 | NASA WALLOPS FLIGHT FACILITY | DISTRIBUTION SYSTEM | FSD | 1
VA3001500 | PB | LC | RT | Y | DS001 | LCR12 | M15 | NASA WALLOPS FLIGHT FACILITY | DISTRIBUTION SYSTEM | FSD | 1
VA3001500 | PB | LC | RT | Y | DS001 | LCR13 | Q29 | NASA WALLOPS FLIGHT FACILITY | DISTRIBUTION SYSTEM | FSD | 1
VA3001500 | PB | LC | RT | Y | DS001 | LCR14 | E107 | NASA WALLOPS FLIGHT FACILITY | DISTRIBUTION SYSTEM | FSD | 1
VA3001500 | PB | LC | RT | Y | DS001 | LCR15 | F160 | NASA WALLOPS FLIGHT FACILITY | DISTRIBUTION SYSTEM | FSD | 1
VA3001500 | PB | LC | RT | Y | DS001 | LCR16 | F10 | NASA WALLOPS FLIGHT FACILITY | DISTRIBUTION SYSTEM | FSD | 1
VA3001500 | PB | LC | RT | Y | DS001 | LCR17 | NOAA | NASA WALLOPS FLIGHT FACILITY | DISTRIBUTION SYSTEM | FSD | 1
VA3001500 | PB | LC | RT | Y | DS001 | LCR19 | A1 | NASA WALLOPS FLIGHT FACILITY | DISTRIBUTION SYSTEM | FSD | 1
VA3001500 | PB | LC | RT | Y | DS001 | LCR20 | F1 | NASA WALLOPS FLIGHT FACILITY | DISTRIBUTION SYSTEM | FSD | 1
VA3001500 | PB | LC | RT | Y | DS001 | LCR22 | A41 | NASA WALLOPS FLIGHT FACILITY | DISTRIBUTION SYSTEM | FSD | 1
VA3001500 | PB | LC | RT | Y | DS001 | LCR23 | CBFS ED CENTER | NASA WALLOPS FLIGHT FACILITY | DISTRIBUTION SYSTEM | FSD | 1
VA3001500 | PB | LC | RT | Y | DS001 | LCR24 | J20 | NASA WALLOPS FLIGHT FACILITY | DISTRIBUTION SYSTEM | FSD | 1
VA3001500 | PB | LC | RT | Y | DS001 | LCR29 | N159 | NASA WALLOPS FLIGHT FACILITY | DISTRIBUTION SYSTEM | FSD | 1
VA3001700 | GE | VOC | RT | Y | EP003 | EP003 | ENTRY POINT03 | PERDUE FARMS INC | ENTRY POINT 3 (WELLS 4R&5) |  | 1
VA3001739 | PB | LC | RT | Y | DS001 | LCR01 | ONE MAIN FINANCIAL | FOUR CORNER PLAZA | DISTRIBUTION | FSD | 1
VA3001739 | PB | LC | RT | Y | DS001 | LCR02 | RENT A CENTER SINK | FOUR CORNER PLAZA | DISTRIBUTION | FSD | 1
VA3001739 | PB | LC | RT | Y | DS001 | LCR03 | ROSES SINK | FOUR CORNER PLAZA | DISTRIBUTION | FSD | 1
VA3001739 | PB | LC | RT | Y | DS001 | LCR05 | ABC STORE | FOUR CORNER PLAZA | DISTRIBUTION | FSD | 1
VA3001739 | PB | LC | RT | Y | DS001 | LCR06 | SHORE UNITED BANK | FOUR CORNER PLAZA | DISTRIBUTION | FSD | 1
VA3001739 | GE | NIT | RT | Y | EP001 | EP001 | ENTRY POINT | FOUR CORNER PLAZA | ENTRY POINT |  | 1
VA3001745 | GE | NIT | RT | Y | EP001 | EP001 | ENTRY POINT | ROLLING ACRES SUBDIVISION | ENTRY POINT |  | 1
VA3001760 | GE | NIT | RT | Y | EP001 | EP001 | ENTRY POINT | ROYAL FARMS #30 - WATTSVILLE | ENTRY POINT |  | 1
VA3001762 | GE | NIT | RT | Y | EP001 | EP001 | ENTRY POINT | ROYAL FARMS #79 - NEW CHURCH | ENTRY POINT |  | 1
VA3001766 | GE | NIT | RT | Y | EP001 | EP001 | ENTRY POINT | ROYAL FARMS #105 - NELSONIA | ENTRY POINT |  | 1
VA3001790 | GE | NIT | RT | Y | EP001 | EP001 | ENTRY POINT | PUNGOTEAGUE ELEMENTARY SCHOOL | ENTRY POINT |  | 1
VA3001500 | GE | NIT | RT | Y | EP001 | EP001 | BUILDING D4 | NASA WALLOPS FLIGHT FACILITY | ENTRY POINT |  | 1
VA3001535 | GE | HAA | RT | Y | DS001 | HAA5-1 | BUILDING U-2 | NASA WALLOPS ISLAND | DISTRIBUTION SYSTEM |  | 1
VA3001535 | GE | THM | RT | Y | DS001 | TTHM-1 | BUILDING V-20 | NASA WALLOPS ISLAND | DISTRIBUTION SYSTEM |  | 1
VA3001535 | GE | NIT | RT | Y | EP001 | EP001 | PUMP HOUSE U50 | NASA WALLOPS ISLAND | ENTRY POINT |  | 1
VA3001558 | GE | NIT | RT | Y | EP001 | EP001 | ENTRY POINT | 4114 LANKFORD HIGHWAY | ENTRY POINT |  | 1
VA3001560 | GE | NIT | RT | Y | EP001 | EP001 | ENTRY POINT | KEGOTANK ELEMENTARY SCHOOL | ENTRY POINT |  | 1
VA3001575 | GE | NIT | RT | Y | EP001 | EP001 | ENTRY POINT | OAK HALL SHOPPING CENTER | ENTRY POINT |  | 1
VA3001600 | GE | NIT | RT | Y | EP001 | EP001 | EP001 | VIRGINIA LANDING | ENTRY POINT |  | 1
VA3001610 | GE | NIT | RT | Y | SS001 | EP001 | ENTRY POINT | OCEAN DELI | ENTRY POINT |  | 1
VA3001620 | GE | HAA | RT | Y | DS001 | DBP-2 | 114 MARKET ST. CORNER MRKT | ONANCOCK, TOWN OF | DISTRIBUTION SYSTEM |  | 1
VA3001620 | GE | THM | RT | Y | DS001 | DBP-2 | 114 MARKET ST. CORNER MRKT | ONANCOCK, TOWN OF | DISTRIBUTION SYSTEM |  | 1
VA3001620 | GE | FL2 | ST | N | EP003 | EP003 | BASE OF TANK | ONANCOCK, TOWN OF | HARTMAN ENTRY POINT |  | 3
VA3001620 | GE | NIT | RT | Y | EP003 | EP003 | BASE OF TANK | ONANCOCK, TOWN OF | HARTMAN ENTRY POINT |  | 1
VA3001625 | GE | NIT | RT | Y | EP001 | EP001 | ENTRY POINT | ESRHS CORPORATE OFFICE | ENTRY POINT |  | 1
VA3001626 | GE | NIT | RT | Y | SS001 | EP001 | ENTRY POINT | ONLEY COMMUNITY HEALTH CENTER | ENTRY POINT |  | 1
VA3001651 | GE | NIT | RT | Y | EP001 | EP001 | ENTRY POINT | KUZZEN'S MAPPSVILLE NORTH MLC | ENTRY POINT |  | 1
VA3001658 | GE | NIT | RT | Y | EP001 | EP001 | ENTRY POINT | PARKSLEY MIGRANT HEAD START | ENTRY POINT |  | 1
VA3001660 | GE | HAA | RT | Y | DS001 | DBP-1 | 24094 CHADBOURNE STREET | PARKSLEY, TOWN OF | DISTRIBUTION SYSTEM |  | 1
VA3001660 | GE | THM | RT | Y | DS001 | DBP-1 | 24094 CHADBOURNE STREET | PARKSLEY, TOWN OF | DISTRIBUTION SYSTEM |  | 1
VA3001660 | GE | INO | RT | Y | EP001 | EP001 | ENTRY POINT | PARKSLEY, TOWN OF | ENTRY POINT |  | 1
VA3001660 | GE | MET | RT | Y | EP001 | EP001 | ENTRY POINT | PARKSLEY, TOWN OF | ENTRY POINT |  | 1
VA3001660 | GE | NIT | RT | Y | EP001 | EP001 | ENTRY POINT | PARKSLEY, TOWN OF | ENTRY POINT |  | 1
VA3001660 | GE | VOC | RT | Y | EP001 | EP001 | ENTRY POINT | PARKSLEY, TOWN OF | ENTRY POINT |  | 1
VA3001700 | GE | HAA | RT | Y | DS001 | DBP-1 | ACTIVATED SLUDGE LAB (010) | PERDUE FARMS INC | DISTRIBUTION SYSTEM |  | 1
VA3001700 | GE | THM | RT | Y | DS001 | DBP-1 | ACTIVATED SLUDGE LAB (010) | PERDUE FARMS INC | DISTRIBUTION SYSTEM |  | 1
VA3001700 | GE | HAA | RT | Y | DS001 | DBP-2 | OPERATOR LAB | PERDUE FARMS INC | DISTRIBUTION SYSTEM |  | 1
VA3001700 | GE | THM | RT | Y | DS001 | DBP-2 | OPERATOR LAB | PERDUE FARMS INC | DISTRIBUTION SYSTEM |  | 1
VA3001700 | PB | LC | RT | Y | DS001 | LCR01 | QC LAB | PERDUE FARMS INC | DISTRIBUTION SYSTEM | FSD | 1
VA3001700 | PB | LC | RT | Y | DS001 | LCR02 | PROCESSING CAFETERIA | PERDUE FARMS INC | DISTRIBUTION SYSTEM | FSD | 1
VA3001700 | PB | LC | RT | Y | DS001 | LCR03 | ACTIVE SLUDGE LAB | PERDUE FARMS INC | DISTRIBUTION SYSTEM | FSD | 1
VA3001700 | PB | LC | RT | Y | DS001 | LCR04 | TRUCK GARAGE | PERDUE FARMS INC | DISTRIBUTION SYSTEM | FSD | 1
VA3001700 | PB | LC | RT | Y | DS001 | LCR05 | PROTEIN PLANT SHOWER | PERDUE FARMS INC | DISTRIBUTION SYSTEM | FSD | 1
VA3001700 | PB | LC | RT | Y | DS001 | LCR06 | QC LAB+24 | PERDUE FARMS INC | DISTRIBUTION SYSTEM | FSD | 1
VA3001700 | PB | LC | RT | Y | DS001 | LCR07 | P. CAF +24 | PERDUE FARMS INC | DISTRIBUTION SYSTEM | FSD | 1
VA3001700 | PB | LC | RT | Y | DS001 | LCR08 | SLUDGE LAB+24 | PERDUE FARMS INC | DISTRIBUTION SYSTEM | FSD | 1
VA3001700 | PB | LC | RT | Y | DS001 | LCR09 | TRUCK GARAGE +24 | PERDUE FARMS INC | DISTRIBUTION SYSTEM | FSD | 1
VA3001700 | PB | LC | RT | Y | DS001 | LCR10 | PRO PLNT SHOWER +24 | PERDUE FARMS INC | DISTRIBUTION SYSTEM | FSD | 1
VA3001700 | GE | VOC | RT | Y | EP001 | EP001 | WELL HOUSE 4A | PERDUE FARMS INC | ENTRY POINT 1 (WELL 4A) |  | 1
VA3001700 | GE | VOC | RT | Y | EP002 | EP002 | ENTRY POINT 02 | PERDUE FARMS INC | ENTRY POINT 2 (WELLS 1,2&3) |  | 1
VA3001791 | GE | NIT | RT | Y | EP001 | EP001 | ENTRY POINT | ACCAWMACKE ELEMENTARY SCHOOL | ENTRY POINT |  | 1
VA3001796 | GE | NIT | RT | Y | EP001 | EP001 | ENTRY POINT | KUZZENS PACKING INC | ENTRY POINT |  | 1
VA3001797 | GE | NIT | RT | Y | SS001 | EP001 | ENTRY POINT | SHORE FLEA MARKET | ENTRY POINT |  | 1
VA3001810 | GE | NIT | RT | Y | EP001 | EP001 | ENTRY POINT | STUCKEYS (MAPPSVILLE) | ENTRY POINT |  | 1
VA3001850 | GE | NIT | RT | Y | EP001 | EP001 | ENTRY POINT | TEMPERANCEVILLE AREA HQ | ENTRY POINT |  | 1
VA3001887 | GE | NIT | RT | Y | EP001 | EP001 | ENTRY POINT | TRIANGLE ENTERPRISES MHP | ENTRY POINT |  | 1
VA3001892 | GE | NIT | RT | Y | EP001 | EP001 | ENTRY POINT | ISLAND HOUSE RESTAURANT | ENTRY POINT |  | 1
VA3001895 | PB | LC | RT | Y | DS001 | LCR01 | FRONT HAND SINK | WENDY`S (ONLEY) | DISTRIBUTION | FSD | 1
VA3001895 | PB | LC | RT | Y | DS001 | LCR03 | MEN'S ROOM SINK | WENDY`S (ONLEY) | DISTRIBUTION | FSD | 1
VA3001895 | PB | LC | RT | Y | DS001 | LCR04 | WOMEN'S ROOM SINK | WENDY`S (ONLEY) | DISTRIBUTION | FSD | 1
VA3001895 | PB | LC | RT | Y | DS001 | LCR05 | BACK HAND SINK | WENDY`S (ONLEY) | DISTRIBUTION | FSD | 1
VA3001895 | PB | LC | RT | Y | DS001 | LCR06 | UNISEX BATHROOM | WENDY`S (ONLEY) | DISTRIBUTION | FSD | 1
VA3001895 | GE | NIT | RT | Y | EP001 | EP001 | ENTRY POINT | WENDY`S (ONLEY) | ENTRY POINT |  | 1
VA3001895 | GE | VOC | RT | Y | EP001 | EP001 | ENTRY POINT | WENDY`S (ONLEY) | ENTRY POINT |  | 1
VA3001982 | GE | NIT | RT | Y | EP001 | EP001 | WELL HOUSE | EASTERN SHORE FAMILY YMCA | ENTRY POINT |  | 1
VA3053210 | PB | LC | RT | Y | DS001 | PB001 | PB/CU 1 | AZZIE MANOR HFA | AZZIE MANOR HFA | FSD | 1
VA3053210 | PB | LC | RT | Y | DS001 | PB002 | PB/CU 2 | AZZIE MANOR HFA | AZZIE MANOR HFA | FSD | 1
VA3053960 | GE | NIT | RT | Y | EP001 | EP001 | ENTRY POINT - SHED | WHIPPERNOCK MARINA | ENTRY POINT 1 AT SHED |  | 1
VA3053960 | GE | NIT | RT | Y | EP002 | EP002 | ENTRY POINT - CROCK | WHIPPERNOCK MARINA | ENTRY POINT 2 AT CROCK |  | 1
VA3081500 | PB | LC | RT | Y | DS001 | DS002 | GYM | JACKSON-FEILD HOME | JACKSON-FIELD HOME | FSD | 1
VA3081500 | PB | LC | RT | Y | DS001 | DS003 | ADMIN BLDG | JACKSON-FEILD HOME | JACKSON-FIELD HOME | FSD | 1
VA3081500 | PB | LC | RT | Y | DS001 | DS004 | FIRST STEP ANNEX | JACKSON-FEILD HOME | JACKSON-FIELD HOME | FSD | 1
VA3081500 | PB | LC | RT | Y | DS001 | DS005 | KITCHEN | JACKSON-FEILD HOME | JACKSON-FIELD HOME | FSD | 1
VA3081500 | PB | LC | RT | Y | DS001 | DS006 | FIRST STEP COTTAGE | JACKSON-FEILD HOME | JACKSON-FIELD HOME | FSD | 1
VA3081500 | GE | NIT | RT | Y | EP001 | EP001 | ENTRY POINT | JACKSON-FEILD HOME | ENTRY POINT |  | 1
VA3081550 | GE | CHL | RT | Y | DS001 | DBP01 | 1835 SKIPPERS ROAD | GCWSA - JARRATT | DISTRIBUTION SYSTEM |  | 1
VA3081550 | GE | CHL | RT | Y | DS001 | DBP02 | 121 HORSESHOE RD. | GCWSA - JARRATT | DISTRIBUTION SYSTEM |  | 1
VA3081550 | GE | CHL | RT | Y | DS001 | DBP03 | 126 SHORE DRIVE | GCWSA - JARRATT | DISTRIBUTION SYSTEM |  | 1
VA3081550 | GE | HAA | RT | Y | DS001 | DBP06 | 1200 DRYBREAD ROAD | GCWSA - JARRATT | DISTRIBUTION SYSTEM |  | 1
VA3081550 | GE | THM | RT | Y | DS001 | DBP06 | 1200 DRYBREAD ROAD | GCWSA - JARRATT | DISTRIBUTION SYSTEM |  | 1
VA3081550 | GE | HAA | RT | Y | DS001 | DBP07 | 140 URIAH BRANCH WAY | GCWSA - JARRATT | DISTRIBUTION SYSTEM |  | 1
VA3081550 | GE | THM | RT | Y | DS001 | DBP07 | 140 URIAH BRANCH WAY | GCWSA - JARRATT | DISTRIBUTION SYSTEM |  | 1
VA3081550 | GE | FL2 | ST | N | EP001 | EP001 | ENTRY POINT | GCWSA - JARRATT | ENTRY POINT |  | 3
VA3081550 | GE | TOA | RT | Y | IN001 | RW001 | RAW TAP AT PLANT | GCWSA - JARRATT | NOTTOWAY RIVER INTAKE |  | 3
VA3081550 | GE | TOC | RT | Y | TP002 | UP001 | COMBINED FILTERS | GCWSA - JARRATT | JARRATT WTP |  | 3
VA3095490 | PB | LC | RT | Y | DS001 | LCR25 | 149 JOHN ROLFE LANE | JCSA - CENTRAL SYSTEM | DISTRIBUTION SYSTEM | FSD | 1
VA3095490 | PB | LC | RT | Y | DS001 | LCR26 | 2904 RICHARD PACE S | JCSA - CENTRAL SYSTEM | DISTRIBUTION SYSTEM | FSD | 1
VA3095490 | PB | LC | RT | Y | DS001 | LCR27 | 505 NECK-O-LAND ROAD | JCSA - CENTRAL SYSTEM | DISTRIBUTION SYSTEM | FSD | 1
VA3095490 | PB | LC | RT | Y | DS001 | LCR29 | 3215 DERBY LANE | JCSA - CENTRAL SYSTEM | DISTRIBUTION SYSTEM | FSD | 1
VA3095490 | PB | LC | RT | Y | DS001 | LCR30 | 6 GUESTHOUSE LANE | JCSA - CENTRAL SYSTEM | DISTRIBUTION SYSTEM | FSD | 1
VA3095490 | PB | LC | RT | Y | DS001 | LCR33 | 99 CASTLE LANE | JCSA - CENTRAL SYSTEM | DISTRIBUTION SYSTEM | FSD | 1
VA3095490 | PB | LC | RT | Y | DS001 | LCR34 | 103 CASTLE LANE | JCSA - CENTRAL SYSTEM | DISTRIBUTION SYSTEM | FSD | 1
VA3095490 | PB | LC | RT | Y | DS001 | LCR40 | 109 HARBIN COURT | JCSA - CENTRAL SYSTEM | DISTRIBUTION SYSTEM | FSD | 1
VA3095490 | PB | LC | RT | Y | DS001 | LCR43 | 120 POWHATAN DRIVE | JCSA - CENTRAL SYSTEM | DISTRIBUTION SYSTEM | FSD | 1
VA3053280 | GE | CHL | RT | Y | DS001 | DBP03 | 23008 AIRPARK DRIVE | DCWA CENTRAL | DISTRIBUTION SYSTEM |  | 1
VA3053280 | GE | HAA | RT | Y | DS001 | DBP04 | 26008 COX ROAD | DCWA CENTRAL | DISTRIBUTION SYSTEM |  | 1
VA3053280 | GE | THM | RT | Y | DS001 | DBP04 | 26008 COX ROAD | DCWA CENTRAL | DISTRIBUTION SYSTEM |  | 1
VA3053280 | PB | LC | RT | Y | DS001 | DS002 | 24717 RIVER RD | DCWA CENTRAL | DISTRIBUTION SYSTEM | FSD | 1
VA3053280 | PB | LC | RT | Y | DS001 | DS003 | 5318 STERLING RD | DCWA CENTRAL | DISTRIBUTION SYSTEM | FSD | 1
VA3053280 | PB | LC | RT | Y | DS001 | DS004 | 23807 SPARROW CT | DCWA CENTRAL | DISTRIBUTION SYSTEM | FSD | 1
VA3053280 | PB | LC | RT | Y | DS001 | DS005 | 23806 SPARROW CT | DCWA CENTRAL | DISTRIBUTION SYSTEM | FSD | 1
VA3053280 | PB | LC | RT | Y | DS001 | DS006 | 23803 SPARROW | DCWA CENTRAL | DISTRIBUTION SYSTEM | FSD | 1
VA3053280 | PB | LC | RT | Y | DS001 | DS007 | 3939 AUTUMN DR. | DCWA CENTRAL | DISTRIBUTION SYSTEM | FSD | 1
VA3053280 | PB | LC | RT | Y | DS001 | DS008 | 3931 AUTUMN DR. | DCWA CENTRAL | DISTRIBUTION SYSTEM | FSD | 1
VA3053280 | PB | LC | RT | Y | DS001 | DS009 | 3927 AUTUMN DR. | DCWA CENTRAL | DISTRIBUTION SYSTEM | FSD | 1
VA3053280 | PB | LC | RT | Y | DS001 | DS010 | WATTS RESIDENCE | DCWA CENTRAL | DISTRIBUTION SYSTEM | FSD | 1
VA3053280 | PB | LC | RT | Y | DS001 | DS011 | 4903 WOOD STREAM DR. | DCWA CENTRAL | DISTRIBUTION SYSTEM | FSD | 1
VA3053280 | PB | LC | RT | Y | DS001 | DS012 | 25310 SHADYSIDE DR. | DCWA CENTRAL | DISTRIBUTION SYSTEM | FSD | 1
VA3053280 | PB | LC | RT | Y | DS001 | DS013 | 3904 SUSIE DRIVE | DCWA CENTRAL | DISTRIBUTION SYSTEM | FSD | 1
VA3053280 | PB | LC | RT | Y | DS001 | DS014 | 3815 SUSIE DRIVE | DCWA CENTRAL | DISTRIBUTION SYSTEM | FSD | 1
VA3053280 | PB | LC | RT | Y | DS001 | DS015 | 3812 SUSIE DRIVE | DCWA CENTRAL | DISTRIBUTION SYSTEM | FSD | 1
VA3053280 | PB | LC | RT | Y | DS001 | DS016 | 3722 SUSIE DRIVE | DCWA CENTRAL | DISTRIBUTION SYSTEM | FSD | 1
VA3053280 | PB | LC | RT | Y | DS001 | DS017 | 3711 SUSIE DRIVE | DCWA CENTRAL | DISTRIBUTION SYSTEM | FSD | 1
VA3053280 | PB | LC | RT | Y | DS001 | DS018 | 3701 SUSIE DRIVE | DCWA CENTRAL | DISTRIBUTION SYSTEM | FSD | 1
VA3053280 | PB | LC | RT | Y | DS001 | DS019 | 3800 ELSIE DRIVE | DCWA CENTRAL | DISTRIBUTION SYSTEM | FSD | 1
VA3053280 | PB | LC | RT | Y | DS001 | DS020 | BROWN RESIDENCE | DCWA CENTRAL | DISTRIBUTION SYSTEM | FSD | 1
VA3053280 | PB | LC | RT | Y | DS001 | DS021 | 23416 RIVER ROAD | DCWA CENTRAL | DISTRIBUTION SYSTEM | FSD | 1
VA3053305 | PB | LC | RT | Y | DS001 | LCR01 | JANITOR SINK | DINWIDDIE COUNTY COURTHOUSE (NEW) | DISTRIBUTION | FSD | 1
VA3053305 | PB | LC | RT | Y | DS001 | LCR02 | JDR JUDGE B/R SINK | DINWIDDIE COUNTY COURTHOUSE (NEW) | DISTRIBUTION | FSD | 1
VA3053305 | PB | LC | RT | Y | DS001 | LCR03 | G.D. JUDGE B/R SINK | DINWIDDIE COUNTY COURTHOUSE (NEW) | DISTRIBUTION | FSD | 1
VA3053305 | PB | LC | RT | Y | DS001 | LCR04 | JDR COURT WOMENS SINK | DINWIDDIE COUNTY COURTHOUSE (NEW) | DISTRIBUTION | FSD | 1
VA3053305 | PB | LC | RT | Y | DS001 | LCR05 | C.C. JUDGE B/R SINK | DINWIDDIE COUNTY COURTHOUSE (NEW) | DISTRIBUTION | FSD | 1
VA3053360 | PB | LC | RT | Y | DS001 | DS002 | RM 121 1ST SINK FAR | HISTORIC SOUTHSIDE H. S. EDUCATION CENTE | HISTORIC SOUTHSIDE H. S. EDU. CENTER | FSD | 1
VA3053360 | PB | LC | RT | Y | DS001 | DS003 | RM 114 SINK #2 - MID | HISTORIC SOUTHSIDE H. S. EDUCATION CENTE | HISTORIC SOUTHSIDE H. S. EDU. CENTER | FSD | 1
VA3053360 | PB | LC | RT | Y | DS001 | DS005 | RM 119 RIGHT SINK | HISTORIC SOUTHSIDE H. S. EDUCATION CENTE | HISTORIC SOUTHSIDE H. S. EDU. CENTER | FSD | 1
VA3053360 | PB | LC | RT | Y | DS001 | DS007 | RM 119 LEFT SINK | HISTORIC SOUTHSIDE H. S. EDUCATION CENTE | HISTORIC SOUTHSIDE H. S. EDU. CENTER | FSD | 1
VA3053360 | PB | LC | RT | Y | DS001 | DS010 | RM 121 1ST SINK NEAR | HISTORIC SOUTHSIDE H. S. EDUCATION CENTE | HISTORIC SOUTHSIDE H. S. EDU. CENTER | FSD | 1
VA3053375 | GE | HAA | RT | Y | DS001 | DBP01 | EARTH SCI LAB SINK #2 | DINWIDDIE SENIOR HIGH SCHOOL | DISTRIBUTION SYSTEM |  | 1
VA3053375 | GE | THM | RT | Y | DS001 | DBP01 | EARTH SCI LAB SINK #2 | DINWIDDIE SENIOR HIGH SCHOOL | DISTRIBUTION SYSTEM |  | 1
VA3053375 | GE | NIT | RT | Y | EP001 | EP001 | ENTRY POINT | DINWIDDIE SENIOR HIGH SCHOOL | ENTRY POINT |  | 1
VA3053430 | PB | LC | RT | Y | DS001 | LCR01 | LOUNGE KITCHENETTE SINK | FOOD LION | DISTRIBUTION SYSTEM | FSD | 1
VA3053430 | PB | LC | RT | Y | DS001 | LCR02 | MEN'S BATHROOM SINK | FOOD LION | DISTRIBUTION SYSTEM | FSD | 1
VA3053430 | PB | LC | RT | Y | DS001 | LCR03 | PRODUCE HAND SINK | FOOD LION | DISTRIBUTION SYSTEM | FSD | 1
VA3053430 | PB | LC | RT | Y | DS001 | LCR04 | BAKERY HAND SINK (BY WALL) | FOOD LION | DISTRIBUTION SYSTEM | FSD | 1
VA3053430 | PB | LC | RT | Y | DS001 | LCR05 | MEAT PREP FISH SINK | FOOD LION | DISTRIBUTION SYSTEM | FSD | 1
VA3053430 | GE | NIT | RT | Y | EP001 | EP001 | TAP AFTER HYDRO TK | FOOD LION | ENTRY POINT 1 |  | 1
VA3053430 | GE | VOC | RT | Y | EP001 | EP001 | TAP AFTER HYDRO TK | FOOD LION | ENTRY POINT 1 |  | 1
VA3053550 | GE | NIT | RT | Y | EP001 | EP001 | ENTRY POINT TAP | OCRAN UMC CHILD CARE | ENTRY POINT TAP |  | 1
VA3053700 | PB | LC | RT | Y | DS001 | LCR004 | 20742 SECOND ST | MCKENNEY, TOWN OF | MCKENNEY, TOWN OF | FSD | 1
VA3053700 | PB | LC | RT | Y | DS001 | LCR006 | 10918 DOYLE BLVD | MCKENNEY, TOWN OF | MCKENNEY, TOWN OF | FSD | 1
VA3053700 | PB | LC | RT | Y | DS001 | LCR007 | 10523 RIVES AVE | MCKENNEY, TOWN OF | MCKENNEY, TOWN OF | FSD | 1
VA3053700 | PB | LC | RT | Y | DS001 | LCR009 | 21101 WESTOVER DR | MCKENNEY, TOWN OF | MCKENNEY, TOWN OF | FSD | 1
VA3053700 | PB | LC | RT | Y | DS001 | LCR010 | 10518 DOYLE BLVD | MCKENNEY, TOWN OF | MCKENNEY, TOWN OF | FSD | 1
VA3053700 | GE | VOC | RT | Y | EP001 | EP001 | WELL 1 ENTRY POINT | MCKENNEY, TOWN OF | ENTRY POINT WELL 1 OLD WELL IN TOWN |  | 1
VA3053700 | GE | VOC | RT | Y | EP003 | EP003 | WELL 3 ENTRY POINT | MCKENNEY, TOWN OF | ENTRY POINT WELL 3 IN TREATMENT WELLHOUS |  | 1
VA3053700 | GE | VOC | RT | Y | EP004 | EP004 | NEW WELL IN TOWN | MCKENNEY, TOWN OF | ENTRY POINT WELL 4 NEW WELL IN TOWN |  | 1
VA3053900 | PB | LC | RT | Y | DS950 | DS001 | KITCH SINK BY CLOCK | SOUTHSIDE ELEMENTARY SCHOOL | SOUTHSIDE ELEMENTARY | FSD | 1
VA3053900 | PB | LC | RT | Y | DS950 | DS002 | KITCH RINSE-SANI SNK | SOUTHSIDE ELEMENTARY SCHOOL | SOUTHSIDE ELEMENTARY | FSD | 1
VA3053900 | PB | LC | RT | Y | DS950 | DS003 | KITCHEN WASH SINK | SOUTHSIDE ELEMENTARY SCHOOL | SOUTHSIDE ELEMENTARY | FSD | 1
VA3053900 | PB | LC | RT | Y | DS950 | DS004 | KITCHEN ISLAND SINK | SOUTHSIDE ELEMENTARY SCHOOL | SOUTHSIDE ELEMENTARY | FSD | 1
VA3053900 | PB | LC | RT | Y | DS950 | DS005 | BTHRM SINK BY BOILER | SOUTHSIDE ELEMENTARY SCHOOL | SOUTHSIDE ELEMENTARY | FSD | 1
VA3053915 | GE | HAA | RT | Y | DS001 | DBP01 | STONY SPRINGS SUBDIVISION | STONY SPRINGS SUBDIVISION | STONY SPRINGS SUBDIVISION |  | 1
VA3053915 | GE | THM | RT | Y | DS001 | DBP01 | STONY SPRINGS SUBDIVISION | STONY SPRINGS SUBDIVISION | STONY SPRINGS SUBDIVISION |  | 1
VA3053915 | PB | LC | RT | Y | DS001 | LCR03 | 19703 WRENN DRIVE | STONY SPRINGS SUBDIVISION | STONY SPRINGS SUBDIVISION | FSD | 1
VA3053915 | PB | LC | RT | Y | DS001 | LCR04 | 19722 ALBERT DRIVE | STONY SPRINGS SUBDIVISION | STONY SPRINGS SUBDIVISION | FSD | 1
VA3053915 | PB | LC | RT | Y | DS001 | LCR08 | 15806 ALLEN DRIVE | STONY SPRINGS SUBDIVISION | STONY SPRINGS SUBDIVISION | FSD | 1
VA3053915 | PB | LC | RT | Y | DS001 | LCR09 | 19819 FRANCIS DR. | STONY SPRINGS SUBDIVISION | STONY SPRINGS SUBDIVISION | FSD | 1
VA3053915 | PB | LC | RT | Y | DS001 | LCR10 | 19804 FRANCIS DR. | STONY SPRINGS SUBDIVISION | STONY SPRINGS SUBDIVISION | FSD | 1
VA3081700 | GE | VOC | RT | Y | EP001 | EP001 | ENTRY POINT | GCWSA - SKIPPERS | ENTRY POINT |  | 1
VA3081730 | GE | RAD | RT | Y | SS001 | EP001 | ENTRY POINT 1 | ROLLING ACRES | ENTRY POINT |  | 1
VA3093111 | GE | VOC | RT | Y | EP001 | EP001 | AFTER PRESSURE TANK | BETHEL HEIGHTS | ENTRY POINT |  | 1
VA3093117 | GE | HAA | RT | Y | DS001 | DBP201 | BEAVERBROOK MANOR | CAMPTOWN | DISTRIBUTION SYSTEM |  | 1
VA3093117 | GE | THM | RT | Y | DS001 | DBP201 | BEAVERBROOK MANOR | CAMPTOWN | DISTRIBUTION SYSTEM |  | 1
VA3093117 | GE | HAA | RT | Y | DS001 | DBP202 | CARVER RD NEAR WATER TANK | CAMPTOWN | DISTRIBUTION SYSTEM |  | 1
VA3093117 | GE | THM | RT | Y | DS001 | DBP202 | CARVER RD NEAR WATER TANK | CAMPTOWN | DISTRIBUTION SYSTEM |  | 1
VA3093120 | GE | HAA | RT | Y | DS001 | DBP201 | EAGLE HARBOR PKY/CARRO | NORTHERN DEVELOPMENT SERVICE DIST. | DISTRIBUTION SYSTEM |  | 1
VA3093120 | GE | THM | RT | Y | DS001 | DBP201 | EAGLE HARBOR PKY/CARRO | NORTHERN DEVELOPMENT SERVICE DIST. | DISTRIBUTION SYSTEM |  | 1
VA3093120 | GE | HAA | RT | Y | DS001 | DBP202 | BENNS CHURCH 258/10 | NORTHERN DEVELOPMENT SERVICE DIST. | DISTRIBUTION SYSTEM |  | 1
VA3093120 | GE | THM | RT | Y | DS001 | DBP202 | BENNS CHURCH 258/10 | NORTHERN DEVELOPMENT SERVICE DIST. | DISTRIBUTION SYSTEM |  | 1
VA3093125 | PB | LC | RT | Y | DS001 | PBCU004 | GREEN MOUNTAIN JANITORS CLOSET | WINDSOR DEVELOPMENT SERVICE DISTRICT | DISTRIBUTION SYSTEM | FSD | 1
VA3093125 | PB | LC | RT | Y | DS001 | PBCU005 | SAFCO OFFICE BATHROOM | WINDSOR DEVELOPMENT SERVICE DISTRICT | DISTRIBUTION SYSTEM | FSD | 1
VA3093125 | PB | LC | RT | Y | DS001 | PBCU006 | WORLD MARKET OFFICE BATHRM | WINDSOR DEVELOPMENT SERVICE DISTRICT | DISTRIBUTION SYSTEM | FSD | 1
VA3093125 | PB | LC | RT | Y | DS001 | PBCU009 | GREEN MOUNTAIN JANITOR CLOSET | WINDSOR DEVELOPMENT SERVICE DISTRICT | DISTRIBUTION SYSTEM | FSD | 1
VA3093125 | PB | LC | RT | Y | DS001 | PBCU010 | SAFCO OFFICE BATHROOM | WINDSOR DEVELOPMENT SERVICE DISTRICT | DISTRIBUTION SYSTEM | FSD | 1
VA3093640 | GE | FL2 | ST | N | EP008 | EP008 | WTP FINISHED WATER | SMITHFIELD, TOWN OF | WTP FINISHED WATER |  | 3
VA3093650 | GE | INO | RT | Y | EP001 | EP001 | AFTER PRESSURE TANK | THOMAS PARK COMMUNITY | ENTRY POINT |  | 1
VA3093650 | GE | MET | RT | Y | EP001 | EP001 | AFTER PRESSURE TANK | THOMAS PARK COMMUNITY | ENTRY POINT |  | 1
VA3093650 | GE | VOC | RT | Y | EP001 | EP001 | AFTER PRESSURE TANK | THOMAS PARK COMMUNITY | ENTRY POINT |  | 1
VA3093665 | GE | INO | RT | Y | EP001 | EP001 | AFTER PRESSURE TANK | TORMENTOR CREEK ESTATES | ENTRY POINT |  | 1
VA3093665 | GE | MET | RT | Y | EP001 | EP001 | AFTER PRESSURE TANK | TORMENTOR CREEK ESTATES | ENTRY POINT |  | 1
VA3093665 | GE | VOC | RT | Y | EP001 | EP001 | AFTER PRESSURE TANK | TORMENTOR CREEK ESTATES | ENTRY POINT |  | 1
VA3093160 | GE | NIT | RT | Y | EP001 | EP001 | ENTRY POINT | CARROLLTON MEDICAL BUILDING | ENTRY POINT |  | 1
VA3093190 | PB | LC | RT | Y | DS001 | PBCU001 | 113 CHICKADEE LANE | CLYDES DALE MOBILE COMMUNITY | DISTRIBUTION SYSTEM | FSD | 1
VA3093190 | PB | LC | RT | Y | DS001 | PBCU002 | 133 CHICKADEE LANE | CLYDES DALE MOBILE COMMUNITY | DISTRIBUTION SYSTEM | FSD | 1
VA3093190 | PB | LC | RT | Y | DS001 | PBCU003 | 96 CLYDES LANE | CLYDES DALE MOBILE COMMUNITY | DISTRIBUTION SYSTEM | FSD | 1
VA3093190 | PB | LC | RT | Y | DS001 | PBCU004 | 10 CLYDES LANE | CLYDES DALE MOBILE COMMUNITY | DISTRIBUTION SYSTEM | FSD | 1
VA3093190 | PB | LC | RT | Y | DS001 | PBCU005 | 442 BRACEY CIRCLE | CLYDES DALE MOBILE COMMUNITY | DISTRIBUTION SYSTEM | FSD | 1
VA3093190 | PB | LC | RT | Y | DS001 | PBCU006 | 8 CLYDES LANE | CLYDES DALE MOBILE COMMUNITY | DISTRIBUTION SYSTEM | FSD | 1
VA3093190 | PB | LC | RT | Y | DS001 | PBCU007 | 20 CLYDES LANE | CLYDES DALE MOBILE COMMUNITY | DISTRIBUTION SYSTEM | FSD | 1
VA3093190 | PB | LC | RT | Y | DS001 | PBCU008 | 412 BRACEY CIRCLE | CLYDES DALE MOBILE COMMUNITY | DISTRIBUTION SYSTEM | FSD | 1
VA3093190 | PB | LC | RT | Y | DS001 | PBCU009 | 424 BRACEY CIRCLE | CLYDES DALE MOBILE COMMUNITY | DISTRIBUTION SYSTEM | FSD | 1
VA3093190 | PB | LC | RT | Y | DS001 | PBCU010 | 426 BRACEY CIRCLE | CLYDES DALE MOBILE COMMUNITY | DISTRIBUTION SYSTEM | FSD | 1
VA3093200 | GE | VOC | RT | Y | EP001 | EP001 | AFTER PRESSURE TANK | DAYS POINT | ENTRY POINT |  | 1
VA3093210 | GE | NIT | RT | Y | EP001 | EP001 | AFTER PRESSURE TANKS | DEER RUN | ENTRY POINT |  | 1
VA3093210 | GE | FLU | RT | Y | EP001 - FL | EP001 - FL | ENTRY POINT FLUORIDE | DEER RUN | ENTRY POINT FLUORIDE SAMPLING |  | 1
VA3093220 | GE | RAD | RT | Y | EP001 | EP001 | OWNER'S HOUSE SPIGOT | DUCKS TRAILER COURT | ENTRY POINT |  | 1
VA3093260 | GE | HAA | RT | Y | DS001 | DBP202 | BATTERY PARK | GATLING POINTE | DISTRIBUTION SYSTEM |  | 1
VA3093260 | GE | THM | RT | Y | DS001 | DBP202 | BATTERY PARK | GATLING POINTE | DISTRIBUTION SYSTEM |  | 1
VA3093260 | GE | HAA | RT | Y | DS001 | DBP203 | GATLING POINTE PARKWAY NORTH | GATLING POINTE | DISTRIBUTION SYSTEM |  | 1
VA3093700 | GE | NIT | RT | Y | EP001 | EP001 | AFTER PRESSURE TANKS | TURNER PROPERTY | ENTRY POINT |  | 1
VA3093800 | GE | NIT | RT | Y | EP003 | EP003 | SOUTH WELL HEADER | INTERNATIONAL PAPER CO. - FRANKLIN MILL | ENTRY POINT WELLS 6-9 (SOUTH HEADER) |  | 1
VA3093850 | PB | LC | RT | Y | DS001 | PBCU01 | 12260 SMITH NECK RD. | WILLING WORKERS CLUB | DISTRIBUTION SYSTEM | FSD | 1
VA3093850 | PB | LC | RT | Y | DS001 | PBCU02 | 21468 OAK GROVE LA | WILLING WORKERS CLUB | DISTRIBUTION SYSTEM | FSD | 1
VA3093850 | PB | LC | RT | Y | DS001 | PBCU03 | 21478 OAK GROVE LA | WILLING WORKERS CLUB | DISTRIBUTION SYSTEM | FSD | 1
VA3093850 | PB | LC | RT | Y | DS001 | PBCU04 | 12201 SMITH NECK RD | WILLING WORKERS CLUB | DISTRIBUTION SYSTEM | FSD | 1
VA3093850 | PB | LC | RT | Y | DS001 | PBCU05 | 12227 SMITH NECK RD | WILLING WORKERS CLUB | DISTRIBUTION SYSTEM | FSD | 1
VA3093850 | GE | RAD | RT | Y | EP001 | EP001 | ENTRY POINT | WILLING WORKERS CLUB | ENTRY POINT |  | 1
VA3093850 | GE | FLU | RT | Y | EP001 - FL | EP001 - FL | ENTRY POINT FLUORIDE | WILLING WORKERS CLUB | ENTRY POINT FLUORIDE SAMPLING |  | 1
VA3093900 | PB | LC | RT | Y | DS001 | PBCU01 | PBCU 1 | WINDSOR, TOWN OF | DISTRIBUTION SYSTEM | FSD | 1
VA3093900 | PB | LC | RT | Y | DS001 | PBCU02 | PBCU 2 | WINDSOR, TOWN OF | DISTRIBUTION SYSTEM | FSD | 1
VA3093900 | PB | LC | RT | Y | DS001 | PBCU03 | PBCU 3 | WINDSOR, TOWN OF | DISTRIBUTION SYSTEM | FSD | 1
VA3093900 | PB | LC | RT | Y | DS001 | PBCU04 | PBCU 4 | WINDSOR, TOWN OF | DISTRIBUTION SYSTEM | FSD | 1
VA3093900 | PB | LC | RT | Y | DS001 | PBCU05 | PBCU 5 | WINDSOR, TOWN OF | DISTRIBUTION SYSTEM | FSD | 1
VA3093900 | PB | LC | RT | Y | DS001 | PBCU06 | PBCU 6 | WINDSOR, TOWN OF | DISTRIBUTION SYSTEM | FSD | 1
VA3093900 | PB | LC | RT | Y | DS001 | PBCU07 | PBCU 7 | WINDSOR, TOWN OF | DISTRIBUTION SYSTEM | FSD | 1
VA3093900 | PB | LC | RT | Y | DS001 | PBCU08 | PBCU 8 | WINDSOR, TOWN OF | DISTRIBUTION SYSTEM | FSD | 1
VA3093900 | PB | LC | RT | Y | DS001 | PBCU09 | PBCU 9 | WINDSOR, TOWN OF | DISTRIBUTION SYSTEM | FSD | 1
VA3093900 | PB | LC | RT | Y | DS001 | PBCU10 | PBCU 10 | WINDSOR, TOWN OF | DISTRIBUTION SYSTEM | FSD | 1
VA3093900 | GE | NIT | RT | Y | EP005 | EP005 | AFTER 150K TANK | WINDSOR, TOWN OF | ENTRY POINT WELL 5 |  | 1
VA3093900 | GE | INO | RT | Y | EP006 | EP006 | AFTER 300K TANK | WINDSOR, TOWN OF | ENTRY POINT WELL NO. 6 |  | 1
VA3093900 | GE | MET | RT | Y | EP006 | EP006 | AFTER 300K TANK | WINDSOR, TOWN OF | ENTRY POINT WELL NO. 6 |  | 1
VA3093260 | GE | THM | RT | Y | DS001 | DBP203 | GATLING POINTE PARKWAY NORTH | GATLING POINTE | DISTRIBUTION SYSTEM |  | 1
VA3093300 | GE | HAA | RT | Y | DS001 | DBP201 | MENS RM SINK THM/HAA | SMITHFIELD FRESH MEATS CORP. - NORTH | DISTRIBUTION SYSTEM |  | 1
VA3093300 | GE | THM | RT | Y | DS001 | DBP201 | MENS RM SINK THM/HAA | SMITHFIELD FRESH MEATS CORP. - NORTH | DISTRIBUTION SYSTEM |  | 1
VA3093300 | GE | HAA | RT | Y | DS001 | DBP202 | POD THM/HAA | SMITHFIELD FRESH MEATS CORP. - NORTH | DISTRIBUTION SYSTEM |  | 1
VA3093300 | GE | THM | RT | Y | DS001 | DBP202 | POD THM/HAA | SMITHFIELD FRESH MEATS CORP. - NORTH | DISTRIBUTION SYSTEM |  | 1
VA3093310 | PB | LC | RT | Y | DS001 | PBCU1 | REGISTRAR'S OFFICE | ISLE OF WIGHT COURTHOUSE | DISTRIBUTION SYSTEM | FSD | 1
VA3093310 | PB | LC | RT | Y | DS001 | PBCU2 | SHERRIF'S OFFICE | ISLE OF WIGHT COURTHOUSE | DISTRIBUTION SYSTEM | FSD | 1
VA3093310 | PB | LC | RT | Y | DS001 | PBCU3 | POST OFFICE | ISLE OF WIGHT COURTHOUSE | DISTRIBUTION SYSTEM | FSD | 1
VA3093310 | PB | LC | RT | Y | DS001 | PBCU4 | IT BUILDING | ISLE OF WIGHT COURTHOUSE | DISTRIBUTION SYSTEM | FSD | 1
VA3093310 | PB | LC | RT | Y | DS001 | PBCU5 | OLD COURTHOUSE | ISLE OF WIGHT COURTHOUSE | DISTRIBUTION SYSTEM | FSD | 1
VA3093313 | PB | LC | RT | Y | DS001 | PBCU01 | B-WING GIRLS ROOM | ISLE OF WIGHT ACADEMY | ISLE OF WIGHT ACADEMY | FSD | 1
VA3093313 | PB | LC | RT | Y | DS001 | PBCU02 | OFFICE SINK | ISLE OF WIGHT ACADEMY | ISLE OF WIGHT ACADEMY | FSD | 1
VA3093313 | PB | LC | RT | Y | DS001 | PBCU03 | ROOM A-4 | ISLE OF WIGHT ACADEMY | ISLE OF WIGHT ACADEMY | FSD | 1
VA3093313 | PB | LC | RT | Y | DS001 | PBCU04 | B-WING BOYS ROOM | ISLE OF WIGHT ACADEMY | ISLE OF WIGHT ACADEMY | FSD | 1
VA3093313 | PB | LC | RT | Y | DS001 | PBCU05 | E-WING GIRLS ROOM | ISLE OF WIGHT ACADEMY | ISLE OF WIGHT ACADEMY | FSD | 1
VA3093313 | GE | NIT | RT | Y | EP001 | EP001 | MAINT. ROOM SINK | ISLE OF WIGHT ACADEMY | ENTRY POINT |  | 1
VA3093322 | PB | LC | RT | Y | DS001 | LCR01 | 15165 JAMES RIVER WAY | LAWNES POINT | DISTRIBUTION SYSTEM | FSD | 1
VA3093322 | PB | LC | RT | Y | DS001 | LCR02 | 1267 LAWNES NECK DRIVE | LAWNES POINT | DISTRIBUTION SYSTEM | FSD | 1
VA3093322 | PB | LC | RT | Y | DS001 | LCR03 | 1385 LAWNES NECK DRIVE | LAWNES POINT | DISTRIBUTION SYSTEM | FSD | 1
VA3093322 | PB | LC | RT | Y | DS001 | LCR04 | 14307 HARDYS PLACE | LAWNES POINT | DISTRIBUTION SYSTEM | FSD | 1
VA3093322 | PB | LC | RT | Y | DS001 | LCR05 | 2571 FORT HUGAR DRIVE | LAWNES POINT | DISTRIBUTION SYSTEM | FSD | 1
VA3093322 | GE | FL2 | ST | N | EP001 | EP001 | ENTRY POINT | LAWNES POINT | ENTRY POINT |  | 3
VA3093328 | GE | NIT | RT | Y | EP001 | EP001 | AFTER PRESSURE TANK | ACCELERATED PROPERTIES, INC. | ENTRY POINT |  | 1
VA3093347 | GE | INO | RT | Y | EP001 | EP001 | AFTER PRESSURE TANK | OAKS MOBILE ESTATES | ENTRY POINT |  | 1
VA3093347 | GE | MET | RT | Y | EP001 | EP001 | AFTER PRESSURE TANK | OAKS MOBILE ESTATES | ENTRY POINT |  | 1
VA3093347 | GE | NIT | RT | Y | EP001 | EP001 | AFTER PRESSURE TANK | OAKS MOBILE ESTATES | ENTRY POINT |  | 1
VA3093347 | GE | VOC | RT | Y | EP001 | EP001 | AFTER PRESSURE TANK | OAKS MOBILE ESTATES | ENTRY POINT |  | 1
VA3093380 | GE | NIT | RT | Y | EP001 | EP001 | AFTER PRESSURE TANK | OWENS SUBDIVISION | ENTRY POINT |  | 1
VA3093400 | GE | NIT | RT | Y | EP002 | EP002 | IN WELL HOUSE | RESCUE WATERWORKS | ENTRY POINT COMBINED WELLS |  | 1
VA3093400 | GE | FLU | RT | Y | EP002 - FL | EP002 - FL | ENTRY POINT FLUORIDE | RESCUE WATERWORKS | ENTRY POINT FLUORIDE SAMPLING |  | 1
VA3093540 | GE | NIT | RT | Y | EP001 | EP001 | AFTER PRESSURE TANK | VILLAGES OF SMITHFIELD | ENTRY POINT |  | 1
VA3093580 | GE | VOC | RT | Y | EP001 | EP001 | PRESSURE TANK TAP | SMITHFIELD HEIGHTS/SANDY MOUNT MANOR | ENTRY POINT NO. 1 |  | 1
VA3093600 | GE | HAA | RT | Y | DS001 | DBP202 | WASTEWATER LAB THM/HAA | SMITHFIELD FRESH MEATS CORP. - SOUTH | DISTRIBUTION SYSTEM |  | 1
VA3093600 | GE | THM | RT | Y | DS001 | DBP202 | WASTEWATER LAB THM/HAA | SMITHFIELD FRESH MEATS CORP. - SOUTH | DISTRIBUTION SYSTEM |  | 1
VA3093640 | GE | HAA | RT | Y | DS001 | DBP201 | 317 GRACE ST | SMITHFIELD, TOWN OF | DISTRIBUTION SYSTEM |  | 1
VA3093640 | GE | THM | RT | Y | DS001 | DBP201 | 317 GRACE ST | SMITHFIELD, TOWN OF | DISTRIBUTION SYSTEM |  | 1
VA3093640 | GE | HAA | RT | Y | DS001 | DBP202 | 202 EAST ST | SMITHFIELD, TOWN OF | DISTRIBUTION SYSTEM |  | 1
VA3093640 | GE | THM | RT | Y | DS001 | DBP202 | 202 EAST ST | SMITHFIELD, TOWN OF | DISTRIBUTION SYSTEM |  | 1
VA3093915 | GE | NIT | RT | Y | EP001 | EP001 | AFTER PRESSURE TANK | WRENNS MILL ESTATES | ENTRY POINT |  | 1
VA3093950 | PB | LC | RT | Y | DS001 | PBCU01 | 5379 ZUNI CIRCLE | ZUNI | DISTRIBUTION SYSTEM | FSD | 1
VA3093950 | PB | LC | RT | Y | DS001 | PBCU02 | 5380 ZUNI CIRCLE | ZUNI | DISTRIBUTION SYSTEM | FSD | 1
VA3093950 | PB | LC | RT | Y | DS001 | PBCU03 | 5359 WINDSOR BLVD | ZUNI | DISTRIBUTION SYSTEM | FSD | 1
VA3093950 | PB | LC | RT | Y | DS001 | PBCU04 | 20215 RURITAN DR | ZUNI | DISTRIBUTION SYSTEM | FSD | 1
VA3093950 | PB | LC | RT | Y | DS001 | PBCU05 | 5313 ZUNI CIRCLE | ZUNI | DISTRIBUTION SYSTEM | FSD | 1
VA3095317 | GE | HAA | RT | Y | DS001 | HAA5-1 | 4512A TIMBER LANE | GLENWOOD ACRES-JCSA | DISTRIBUTION SYSTEM |  | 1
VA3095317 | PB | LC | RT | Y | DS001 | LCR01 | 8225 OLD MILL LN | GLENWOOD ACRES-JCSA | DISTRIBUTION SYSTEM | FSD | 1
VA3095317 | PB | LC | RT | Y | DS001 | LCR02 | 8209 OLD MILL LN | GLENWOOD ACRES-JCSA | DISTRIBUTION SYSTEM | FSD | 1
VA3095317 | PB | LC | RT | Y | DS001 | LCR03 | 4508 CRESSCUT CT | GLENWOOD ACRES-JCSA | DISTRIBUTION SYSTEM | FSD | 1
VA3095317 | PB | LC | RT | Y | DS001 | LCR04 | 8245 OLD MILL LN | GLENWOOD ACRES-JCSA | DISTRIBUTION SYSTEM | FSD | 1
VA3095317 | PB | LC | RT | Y | DS001 | LCR05 | 4508 TIMBER LANE | GLENWOOD ACRES-JCSA | DISTRIBUTION SYSTEM | FSD | 1
VA3095317 | GE | THM | RT | Y | DS001 | TTHM-1 | 8209A OLD MILL LANE | GLENWOOD ACRES-JCSA | DISTRIBUTION SYSTEM |  | 1
VA3095317 | GE | NIT | RT | Y | EP001 | EP001 | ENTRY POINT | GLENWOOD ACRES-JCSA | ENTRY POINT |  | 1
VA3095320 | GE | NIT | RT | Y | EP001 | EP001 | ENTRY POINT 1 | GREENSPRINGS MOBILE VILLAGE | ENTRY POINT 1 |  | 1
VA3095320 | GE | NIT | RT | Y | EP002 | EP002 | ENTRY POINT 2 | GREENSPRINGS MOBILE VILLAGE | ENTRY POINT 2 |  | 1
VA3095350 | GE | NIT | RT | Y | SS001 | EP001 | ENTRY POINT | CHICKAHOMINY RIVERFRONT PARK | POWHATAN RESORT ENTRY POINT |  | 1
VA3095810 | GE | NIT | RT | Y | EP002 | EP002 | ENTRY POINT SE | STAR EXPRESS | ENTRY POINT SE |  | 1
VA3095810 | GE | VOC | RT | Y | EP002 | EP002 | ENTRY POINT SE | STAR EXPRESS | ENTRY POINT SE |  | 1
VA3095850 | GE | NIT | RT | Y | SS001 | EP001 | UP CO. PARK EP | UPPER COUNTY PARK | UPPER COUNTY PARK ENTRY POINT |  | 1
VA3095858 | GE | HAA | RT | Y | DS001 | HAA5-1 | 4632 MASSENA DRIVE | WARE CREEK MANOR - JCSA | DISTRIBUTION SYSTEM |  | 1
VA3095858 | PB | LC | RT | Y | DS001 | LCR01 | 4665 MASSENA DR | WARE CREEK MANOR - JCSA | DISTRIBUTION SYSTEM | FSD | 1
VA3095858 | PB | LC | RT | Y | DS001 | LCR02 | 9004 MARMONT LN | WARE CREEK MANOR - JCSA | DISTRIBUTION SYSTEM | FSD | 1
VA3095858 | PB | LC | RT | Y | DS001 | LCR03 | 4621 MASSENA DRIVE | WARE CREEK MANOR - JCSA | DISTRIBUTION SYSTEM | FSD | 1
VA3095858 | PB | LC | RT | Y | DS001 | LCR05 | 4624 MASSENA DR | WARE CREEK MANOR - JCSA | DISTRIBUTION SYSTEM | FSD | 1
VA3095858 | PB | LC | RT | Y | DS001 | LCR06 | 4613 MASSENA | WARE CREEK MANOR - JCSA | DISTRIBUTION SYSTEM | FSD | 1
VA3095858 | GE | THM | RT | Y | DS001 | TTHM-1 | 9032A MARMONT LANE | WARE CREEK MANOR - JCSA | DISTRIBUTION SYSTEM |  | 1
VA3095858 | GE | NIT | RT | Y | EP001 | EP001 | ENTRY POINT 001 | WARE CREEK MANOR - JCSA | ENTRY POINT |  | 1
VA3095860 | GE | NIT | RT | Y | SS001 | EP001 | LITTLE CR PARK EP | LITTLE CREEK RES PARK JCC | LITTLE CREEK PARK ENTRY POINT |  | 1
VA3095861 | GE | HAA | RT | Y | DS001 | DBP010 | 3463A WESTPORT | WESTPORT | DISTRIBUTION |  | 1
VA3095861 | GE | THM | RT | Y | DS001 | DBP010 | 3463A WESTPORT | WESTPORT | DISTRIBUTION |  | 1
VA3095861 | PB | LC | RT | Y | DS001 | LCR03 | 4600 EDENDERRY | WESTPORT | DISTRIBUTION | FSD | 1
VA3095861 | PB | LC | RT | Y | DS001 | LCR04 | 4604 EDENDERRY | WESTPORT | DISTRIBUTION | FSD | 1
VA3095861 | PB | LC | RT | Y | DS001 | LCR05 | 4705 ESKERHILLS | WESTPORT | DISTRIBUTION | FSD | 1
VA3095861 | PB | LC | RT | Y | DS001 | LCR06 | 3420 WESTPORT | WESTPORT | DISTRIBUTION | FSD | 1
VA3095861 | PB | LC | RT | Y | DS001 | LCR07 | 3447 WESTPORT | WESTPORT | DISTRIBUTION | FSD | 1
VA3095861 | GE | NIT | RT | Y | EP001 | EP001 | ENTRY POINT | WESTPORT | ENTRY POINT |  | 1
VA3095862 | GE | HAA | RT | Y | DS001 | HAA5-1 | 8220A WRENFIELD | WEXFORD HILLS - JCSA | DISTRIBUTION SYSTEM |  | 1
VA3095862 | GE | THM | RT | Y | DS001 | TTHM-1 | 216A SHERWOOD FOREST | WEXFORD HILLS - JCSA | DISTRIBUTION SYSTEM |  | 1
VA3095490 | GE | NIT | RT | Y | EP025 | EP025 | STONEHOUSE ENTRY | JCSA - CENTRAL SYSTEM | STONEHOUSE ENTRY POINT |  | 1
VA3095490 | GE | NIT | RT | Y | EP033 | EP033 | FORDS COLONY | JCSA - CENTRAL SYSTEM | FORDS COLONY ENTRY POINT |  | 1
VA3095490 | GE | NIT | RT | Y | EP038 | EP038 | KRISTIANSAND | JCSA - CENTRAL SYSTEM | NORGE/KRISTIANSAND ENTRY POINT |  | 1
VA3095490 | GE | NIT | RT | Y | TP045 | EP045 | ENTRY POINT | JCSA - CENTRAL SYSTEM | FFWTF |  | 1
VA3095528 | GE | HAA | RT | Y | DS001 | HAA5-1 | 10113A SQUIRES WAY | KINGS VILLAGE - JCSA | DISTRIBUTION SYSTEM |  | 1
VA3095528 | PB | LC | RT | Y | DS001 | LCR01 | 10109 SQUIRES WAY | KINGS VILLAGE - JCSA | DISTRIBUTION SYSTEM | FSD | 1
VA3095528 | PB | LC | RT | Y | DS001 | LCR02 | 2328 PLOWMAN DRIVE | KINGS VILLAGE - JCSA | DISTRIBUTION SYSTEM | FSD | 1
VA3095528 | PB | LC | RT | Y | DS001 | LCR03 | 10141 SQUIRES WAY | KINGS VILLAGE - JCSA | DISTRIBUTION SYSTEM | FSD | 1
VA3095528 | PB | LC | RT | Y | DS001 | LCR04 | 2300 HARNESS CT | KINGS VILLAGE - JCSA | DISTRIBUTION SYSTEM | FSD | 1
VA3095528 | PB | LC | RT | Y | DS001 | LCR05 | 2308 HARNESS COURT | KINGS VILLAGE - JCSA | DISTRIBUTION SYSTEM | FSD | 1
VA3095528 | GE | THM | RT | Y | DS001 | TTHM-1 | 10101A SQUIRES WAY | KINGS VILLAGE - JCSA | DISTRIBUTION SYSTEM |  | 1
VA3095528 | GE | NIT | RT | Y | EP001 | EP001 | ENTRY POINT | KINGS VILLAGE - JCSA | ENTRY POINT |  | 1
VA3095590 | PB | LC | RT | Y | DS001 | LCR01 | LOT 118 | HEATHS MOBILE HOMES | DISTRIBUTION SYSTEM | FSD | 1
VA3095590 | PB | LC | RT | Y | DS001 | LCR02 | LOT 110 | HEATHS MOBILE HOMES | DISTRIBUTION SYSTEM | FSD | 1
VA3095590 | PB | LC | RT | Y | DS001 | LCR03 | 120 | HEATHS MOBILE HOMES | DISTRIBUTION SYSTEM | FSD | 1
VA3095590 | PB | LC | RT | Y | DS001 | LCR04 | 114 | HEATHS MOBILE HOMES | DISTRIBUTION SYSTEM | FSD | 1
VA3095590 | PB | LC | RT | Y | DS001 | LCR05 | 115 | HEATHS MOBILE HOMES | DISTRIBUTION SYSTEM | FSD | 1
VA3095600 | GE | HAA | RT | Y | DS001 | DBP020 | 5335A ARBOR | LIBERTY RIDGE | DISTRIBUTION SYSTEM |  | 1
VA3095600 | GE | THM | RT | Y | DS001 | DBP020 | 5335A ARBOR | LIBERTY RIDGE | DISTRIBUTION SYSTEM |  | 1
VA3095600 | PB | LC | RT | Y | DS001 | LCR01 | 3409 LIBERTY RIDGE PKWY | LIBERTY RIDGE | DISTRIBUTION SYSTEM | FSD | 1
VA3095600 | PB | LC | RT | Y | DS001 | LCR02 | 5324 ARBOR PLACE | LIBERTY RIDGE | DISTRIBUTION SYSTEM | FSD | 1
VA3095600 | PB | LC | RT | Y | DS001 | LCR03 | 5339 ARBOR PLACE | LIBERTY RIDGE | DISTRIBUTION SYSTEM | FSD | 1
VA3095600 | PB | LC | RT | Y | DS001 | LCR04 | 3644 MALLORY PLACE | LIBERTY RIDGE | DISTRIBUTION SYSTEM | FSD | 1
VA3095600 | PB | LC | RT | Y | DS001 | LCR05 | 3627 MALLORY PLACE | LIBERTY RIDGE | DISTRIBUTION SYSTEM | FSD | 1
VA3095600 | GE | NIT | RT | Y | EP001 | EP001 | ENTRY POINT | LIBERTY RIDGE | ENTRY POINT |  | 1
VA3095600 | GE | VOC | RT | Y | EP001 | EP001 | ENTRY POINT | LIBERTY RIDGE | ENTRY POINT |  | 1
VA3095621 | GE | CYN | RT | Y | EP001 | EP001 | ENTRY POINT | MCDONALD'S (TOANO) | ENTRY POINT 1 |  | 1
VA3095621 | GE | NIT | RT | Y | EP001 | EP001 | ENTRY POINT | MCDONALD'S (TOANO) | ENTRY POINT 1 |  | 1
VA3095700 | GE | NIT | RT | Y | EP001 | EP001 | ENTRY POINT 1 | MOBILE ESTATES | ENTRY POINT 1 |  | 1
VA3095700 | GE | NIT | RT | Y | EP002 | EP002 | ENTRY POINT 2 | MOBILE ESTATES | ENTRY POINT 2 |  | 1
VA3095750 | GE | HAA | RT | Y | DS001 | HAA5-1 | 193A BELMONT DRIVE | RACEFIELD - JCSA | DISTRIBUTION SYSTEM |  | 1
VA3095750 | PB | LC | RT | Y | DS001 | LCR01 | 196 BELMONT | RACEFIELD - JCSA | DISTRIBUTION SYSTEM | FSD | 1
VA3095750 | PB | LC | RT | Y | DS001 | LCR02 | 103 PREAKNESS | RACEFIELD - JCSA | DISTRIBUTION SYSTEM | FSD | 1
VA3095750 | PB | LC | RT | Y | DS001 | LCR03 | 193 BELMONT | RACEFIELD - JCSA | DISTRIBUTION SYSTEM | FSD | 1
VA3095750 | PB | LC | RT | Y | DS001 | LCR04 | 213 BELMONT | RACEFIELD - JCSA | DISTRIBUTION SYSTEM | FSD | 1
VA3095750 | PB | LC | RT | Y | DS001 | LCR05 | 218 BELMONT | RACEFIELD - JCSA | DISTRIBUTION SYSTEM | FSD | 1
VA3095750 | GE | THM | RT | Y | DS001 | TTHM-1 | 189A BELMONT DRIVE | RACEFIELD - JCSA | DISTRIBUTION SYSTEM |  | 1
VA3095750 | GE | NIT | RT | Y | EP001 | EP001 | ENTRY POINT | RACEFIELD - JCSA | ENTRY POINT |  | 1
VA3095760 | GE | HAA | RT | Y | DS001 | HAA5-1 | 9116A WHISPERING DRIVE | RETREAT (JCSA) | DISTRIBUTION |  | 1
VA3095760 | PB | LC | RT | Y | DS001 | LCR002 | 1716 CENTENNIAL DR | RETREAT (JCSA) | DISTRIBUTION | FSD | 1
VA3095760 | PB | LC | RT | Y | DS001 | LCR005 | 9140 WHISPERING DR | RETREAT (JCSA) | DISTRIBUTION | FSD | 1
VA3095760 | PB | LC | RT | Y | DS001 | LCR006 | 9120 WHISPERING DR | RETREAT (JCSA) | DISTRIBUTION | FSD | 1
VA3095760 | PB | LC | RT | Y | DS001 | LCR007 | 9115 WHISPERING DR | RETREAT (JCSA) | DISTRIBUTION | FSD | 1
VA3095760 | PB | LC | RT | Y | DS001 | LCR010 | 1732 CENTENNIAL DR | RETREAT (JCSA) | DISTRIBUTION | FSD | 1
VA3095760 | GE | THM | RT | Y | DS001 | TTHM-1 | 1716A CENTENNIAL DRIVE | RETREAT (JCSA) | DISTRIBUTION |  | 1
VA3095760 | GE | NIT | RT | Y | EP001 | EP001 | ENTRY POINT | RETREAT (JCSA) | ENTRY POINT |  | 1
VA3131095 | PB | LC | RT | Y | DS001 | LCR04 | ROOM M20 SINK | BROADWATER ACADEMY | DISTRIBUTION SYSTEM | FSD | 1
VA3131095 | PB | LC | RT | Y | DS001 | LCR05 | LUNCHROOM HANES WF | BROADWATER ACADEMY | DISTRIBUTION SYSTEM | FSD | 1
VA3131095 | GE | THM | RT | Y | DS001 | TTHM-1 | BATHROOM HC MENS SINK | BROADWATER ACADEMY | DISTRIBUTION SYSTEM |  | 1
VA3131095 | GE | NIT | RT | Y | EP001 | EP001 | TANK/BOILER ROOM | BROADWATER ACADEMY | ENTRY POINT |  | 1
VA3131118 | PB | LC | RT | Y | DS001 | LCR001 | HAND SINK #1 | STING-RAY`S RESTAURANT | DISTRIBUTION | FSD | 1
VA3131118 | PB | LC | RT | Y | DS001 | LCR002 | DEEP SINK #1 | STING-RAY`S RESTAURANT | DISTRIBUTION | FSD | 1
VA3131118 | PB | LC | RT | Y | DS001 | LCR003 | DEEP SINK #2 | STING-RAY`S RESTAURANT | DISTRIBUTION | FSD | 1
VA3131118 | PB | LC | RT | Y | DS001 | LCR004 | HAND SINK #2 | STING-RAY`S RESTAURANT | DISTRIBUTION | FSD | 1
VA3131118 | PB | LC | RT | Y | DS001 | LCR005 | MEN'S RR SINK #2 | STING-RAY`S RESTAURANT | DISTRIBUTION | FSD | 1
VA3131118 | GE | NIT | RT | Y | EP001 | EP001 | ENTRY POINT | STING-RAY`S RESTAURANT | ENTRY POINT |  | 1
VA3131120 | GE | HAA | RT | Y | DS001 | DBP010 | 2 FIG STREET | CAPE CHARLES, TOWN OF | DISTRIBUTION SYSTEM |  | 1
VA3131120 | GE | THM | RT | Y | DS001 | DBP010 | 2 FIG STREET | CAPE CHARLES, TOWN OF | DISTRIBUTION SYSTEM |  | 1
VA3131120 | GE | HAA | RT | Y | DS001 | DBP020 | 135 HERON POINT | CAPE CHARLES, TOWN OF | DISTRIBUTION SYSTEM |  | 1
VA3131120 | GE | THM | RT | Y | DS001 | DBP020 | 135 HERON POINT | CAPE CHARLES, TOWN OF | DISTRIBUTION SYSTEM |  | 1
VA3131122 | GE | NIT | RT | Y | EP001 | EP001 | ENTRY POINT | EASTERN SHORE NATIONAL WILDLIFE REFUGE | ENTRY POINT |  | 1
VA3131124 | GE | NIT | RT | Y | EP001 | EP001 | ENTRY POINT | CAPE MOTEL | ENTRY POINT |  | 1
VA3131137 | PB | LC | RT | Y | DS001 | LCR01 | TODDLERS SINK | CHERITON MIGRANT HEAD START | DISTRIBUTION SYSTEM | FSD | 1
VA3131137 | PB | LC | RT | Y | DS001 | LCR02 | PRESCHOOL SINK | CHERITON MIGRANT HEAD START | DISTRIBUTION SYSTEM | FSD | 1
VA3131137 | PB | LC | RT | Y | DS001 | LCR03 | INFANT SINK | CHERITON MIGRANT HEAD START | DISTRIBUTION SYSTEM | FSD | 1
VA3131137 | PB | LC | RT | Y | DS001 | LCR04 | HALLWAY SINK | CHERITON MIGRANT HEAD START | DISTRIBUTION SYSTEM | FSD | 1
VA3131137 | PB | LC | RT | Y | DS001 | LCR05 | KITCHEN SINK | CHERITON MIGRANT HEAD START | DISTRIBUTION SYSTEM | FSD | 1
VA3131137 | GE | NIT | RT | Y | EP001 | EP001 | ENTRY POINT | CHERITON MIGRANT HEAD START | ENTRY POINT |  | 1
VA3131150 | GE | NIT | RT | Y | EP001 | EP001 | HYDROTANK ROOM | CHESAPEAKE BAY BRIDGE TUNNEL | ENTRY POINT |  | 1
VA3131150 | GE | NO2 | RT | Y | EP001 | EP001 | HYDROTANK ROOM | CHESAPEAKE BAY BRIDGE TUNNEL | ENTRY POINT |  | 1
VA3149050 | PB | LC | RT | Y | DS001 | LCR05 | 217 BANBURY AVE | BEXLEY PARK | BEXLEY PARK | FSD | 1
VA3149163 | GE | HAA | RT | Y | DS001 | DBP01 | 11356 CEDAR RUN ROAD | CEDARWOOD | CEDARWOOD |  | 1
VA3149163 | GE | THM | RT | Y | DS001 | DBP01 | 11356 CEDAR RUN ROAD | CEDARWOOD | CEDARWOOD |  | 1
VA3149210 | PB | LC | RT | Y | DS001 | LCR01 | LEAD AND COPPER 1 | SPN, CORP.- LIGHTHOUSE/QUALITY INN | AMIR, INC-LIGHTHOUSE/COMFORT INN | FSD | 1
VA3149210 | PB | LC | RT | Y | DS001 | LCR02 | LEAD AND COPPER 2 | SPN, CORP.- LIGHTHOUSE/QUALITY INN | AMIR, INC-LIGHTHOUSE/COMFORT INN | FSD | 1
VA3149210 | PB | LC | RT | Y | DS001 | LCR03 | LEAD AND COPPER 3 | SPN, CORP.- LIGHTHOUSE/QUALITY INN | AMIR, INC-LIGHTHOUSE/COMFORT INN | FSD | 1
VA3149210 | PB | LC | RT | Y | DS001 | LCR04 | LEAD AND COPPER 4 | SPN, CORP.- LIGHTHOUSE/QUALITY INN | AMIR, INC-LIGHTHOUSE/COMFORT INN | FSD | 1
VA3149210 | PB | LC | RT | Y | DS001 | LCR05 | LEAD AND COPPER 5 | SPN, CORP.- LIGHTHOUSE/QUALITY INN | AMIR, INC-LIGHTHOUSE/COMFORT INN | FSD | 1
VA3149210 | GE | VOC | RT | Y | EP001 | EP001 | ENTRY POINT | SPN, CORP.- LIGHTHOUSE/QUALITY INN | ENTRY POINT - WELLS 1&2 |  | 1
VA3149247 | GE | CHL | RT | Y | DS001 | DBP05 | 1ST CUSTOMER PS 8801 | FORT LEE | DISTRIBUTION SYSTEM |  | 1
VA3149247 | GE | CHL | RT | Y | DS001 | DBP06 | AVG RES 8130 ADAMS | FORT LEE | DISTRIBUTION SYSTEM |  | 1
VA3149247 | GE | CHL | RT | Y | DS001 | DBP07 | 9040 BATTLE | FORT LEE | DISTRIBUTION SYSTEM |  | 1
VA3149247 | GE | HAA | RT | Y | DS001 | DS003 | 1821 HARRISON AVE | FORT LEE | DISTRIBUTION SYSTEM |  | 1
VA3149247 | GE | THM | RT | Y | DS001 | DS003 | 1821 HARRISON AVE | FORT LEE | DISTRIBUTION SYSTEM |  | 1
VA3149247 | GE | HAA | RT | Y | DS001 | DS009 | BLDG 15014 ON 5TH | FORT LEE | DISTRIBUTION SYSTEM |  | 1
VA3149247 | GE | THM | RT | Y | DS001 | DS009 | BLDG 15014 ON 5TH | FORT LEE | DISTRIBUTION SYSTEM |  | 1
VA3149247 | GE | HAA | RT | Y | DS001 | DS010 | 759 JACKSON CIRCLE | FORT LEE | DISTRIBUTION SYSTEM |  | 1
VA3149247 | GE | THM | RT | Y | DS001 | DS010 | 759 JACKSON CIRCLE | FORT LEE | DISTRIBUTION SYSTEM |  | 1
VA3149247 | GE | HAA | RT | Y | DS001 | EP002 | 1609 PS - 2 | FORT LEE | DISTRIBUTION SYSTEM |  | 1
VA3149247 | GE | THM | RT | Y | DS001 | EP002 | 1609 PS - 2 | FORT LEE | DISTRIBUTION SYSTEM |  | 1
VA3131155 | GE | NIT | RT | Y | EP001 | EP001 | ENTRY POINT | FRANKTOWN COMMUNITY HEALTH CENTER | ENTRY POINT |  | 1
VA3131180 | GE | NIT | RT | Y | EP001 | EP001 | ENTRY POINT | EASTVILLE AREA HEADQUARTERS | ENTRY POINT |  | 1
VA3131185 | GE | VOC | RT | Y | EP001 | EP001 | ENTRY POINT | EASTVILLE COMMUNITY HEALTH CENTER | ENTRY POINT |  | 1
VA3131210 | GE | HAA | RT | Y | DS001 | DBP-1 | 4406 BAYSIDE ROAD | EXMORE, TOWN OF | DISTRIBUTION SYSTEM |  | 1
VA3131210 | GE | THM | RT | Y | DS001 | DBP-1 | 4406 BAYSIDE ROAD | EXMORE, TOWN OF | DISTRIBUTION SYSTEM |  | 1
VA3131210 | GE | HAA | RT | Y | DS001 | DBP-2 | 11478 HOLLY CIRCLE | EXMORE, TOWN OF | DISTRIBUTION SYSTEM |  | 1
VA3131210 | GE | THM | RT | Y | DS001 | DBP-2 | 11478 HOLLY CIRCLE | EXMORE, TOWN OF | DISTRIBUTION SYSTEM |  | 1
VA3131210 | PB | LC | RT | Y | DS001 | LCR01 | 2362 WAINHOUSE RD | EXMORE, TOWN OF | DISTRIBUTION SYSTEM | FSD | 1
VA3131210 | PB | LC | RT | Y | DS001 | LCR02 | 3069 MAIN ST. | EXMORE, TOWN OF | DISTRIBUTION SYSTEM | FSD | 1
VA3131210 | PB | LC | RT | Y | DS001 | LCR03 | 2340 WAINHOUSE RD | EXMORE, TOWN OF | DISTRIBUTION SYSTEM | FSD | 1
VA3131210 | PB | LC | RT | Y | DS001 | LCR04 | 2508 MAIN ST | EXMORE, TOWN OF | DISTRIBUTION SYSTEM | FSD | 1
VA3131210 | PB | LC | RT | Y | DS001 | LCR05 | 12168 LINCOLN AVE | EXMORE, TOWN OF | DISTRIBUTION SYSTEM | FSD | 1
VA3131210 | PB | LC | RT | Y | DS001 | LCR06 | 5295 YORK ST | EXMORE, TOWN OF | DISTRIBUTION SYSTEM | FSD | 1
VA3131210 | PB | LC | RT | Y | DS001 | LCR07 | 3283 LEE ST | EXMORE, TOWN OF | DISTRIBUTION SYSTEM | FSD | 1
VA3131210 | PB | LC | RT | Y | DS001 | LCR08 | 11522 POPLAR | EXMORE, TOWN OF | DISTRIBUTION SYSTEM | FSD | 1
VA3131210 | PB | LC | RT | Y | DS001 | LCR09 | 3507 WILLIS WARF RD | EXMORE, TOWN OF | DISTRIBUTION SYSTEM | FSD | 1
VA3131210 | PB | LC | RT | Y | DS001 | LCR10 | 12108 CROWN AVE | EXMORE, TOWN OF | DISTRIBUTION SYSTEM | FSD | 1
VA3131210 | PB | LC | RT | Y | DS001 | LCR11 | 12050 MADISON AVE | EXMORE, TOWN OF | DISTRIBUTION SYSTEM | FSD | 1
VA3131210 | PB | LC | RT | Y | DS001 | LCR12 | 3162 MONROE STREET | EXMORE, TOWN OF | DISTRIBUTION SYSTEM | FSD | 1
VA3131210 | PB | LC | RT | Y | DS001 | LCR13 | 5152 HALDOCK ROAD | EXMORE, TOWN OF | DISTRIBUTION SYSTEM | FSD | 1
VA3131210 | PB | LC | RT | Y | DS001 | LCR14 | 3036 MAIN STREET | EXMORE, TOWN OF | DISTRIBUTION SYSTEM | FSD | 1
VA3131210 | PB | LC | RT | Y | DS001 | LCR15 | 2353 BELLE HAVEN ROAD | EXMORE, TOWN OF | DISTRIBUTION SYSTEM | FSD | 1
VA3131210 | PB | LC | RT | Y | DS001 | LCR16 | 3309 YORK STREET | EXMORE, TOWN OF | DISTRIBUTION SYSTEM | FSD | 1
VA3131210 | PB | LC | RT | Y | DS001 | LCR17 | 12297 BROWN AVENUE | EXMORE, TOWN OF | DISTRIBUTION SYSTEM | FSD | 1
VA3131210 | PB | LC | RT | Y | DS001 | LCR20 | 11487 PARK AVENUE | EXMORE, TOWN OF | DISTRIBUTION SYSTEM | FSD | 1
VA3131210 | PB | LC | RT | Y | DS001 | LCR21 | 12133 CROWN AVE. | EXMORE, TOWN OF | DISTRIBUTION SYSTEM | FSD | 1
VA3131210 | PB | LC | RT | Y | DS001 | LCR22 | DISTRIBUTION SYSTEM | EXMORE, TOWN OF | DISTRIBUTION SYSTEM | FSD | 1
VA3131210 | GE | CYN | RT | Y | EP003 | EP003 | EXMORE WTP ENTRY POINT | EXMORE, TOWN OF | EXMORE WTP ENTRY POINT |  | 1
VA3131210 | GE | RAD | RT | Y | EP003 | EP003 | EXMORE WTP ENTRY POINT | EXMORE, TOWN OF | EXMORE WTP ENTRY POINT |  | 1
VA3131210 | GE | VOC | RT | Y | EP003 | EP003 | EXMORE WTP ENTRY POINT | EXMORE, TOWN OF | EXMORE WTP ENTRY POINT |  | 1
VA3131220 | GE | NIT | RT | Y | EP001 | EP001 | ENTRY POINT | FOOD LION-CAPE CHARLES | ENTRY POINT |  | 1
VA3131225 | GE | NIT | RT | Y | EP001 | EP001 | ENTRY POINT | GERRYS PIZZERIA | ENTRY POINT |  | 1
VA3131288 | GE | NIT | RT | Y | EP001 | EP001 | ENTRY POINT | HARDEE`S (CAPE CHARLES) | ENTRY POINT |  | 1
VA3131290 | GE | NIT | RT | Y | SS001 | EP001 | ENTRY POINT | HARE VALLEY ESAAA/CAA | ENTRY POINT |  | 1
VA3131300 | GE | NIT | RT | Y | EP001 | EP001 | WELL HOUSE | HOLIDAY ACRES MOBILE HOME PARK | ENTRY POINT |  | 1
VA3131350 | GE | NIT | RT | Y | EP001 | EP001 | ENTRY POINT | CURTIS H JONES & SON INC MLC | ENTRY POINT |  | 1
VA3131359 | GE | NIT | RT | Y | EP001 | EP001 | ENTRY POINT | KUZZENS (P C KELLAM MLC) | ENTRY POINT |  | 1
VA3131366 | GE | NIT | RT | Y | EP001 | EP001 | ENTRY POINT | KIPTOPEKE CONDOMINIUMS | ENTRY POINT |  | 1
VA3131373 | GE | NIT | RT | Y | EP001 | EP001 | TANK HOUSE | KIPTOPEKE STATE PARK | ENTRY POINT |  | 1
VA3131374 | GE | NIT | RT | Y | EP001 | EP001 | ENTRY POINT | KIPTOPEKE STATE PARK - CABINS | ENTRY POINT |  | 1
VA3131375 | PB | LC | RT | Y | DS001 | LCR01 | ROOM # 1 | KIPTOPEKE ELEMENTARY SCHOOL | DISTRIBUTION SYSTEM | FSD | 1
VA3131375 | PB | LC | RT | Y | DS001 | LCR02 | ROOM # 9 | KIPTOPEKE ELEMENTARY SCHOOL | DISTRIBUTION SYSTEM | FSD | 1
VA3131375 | PB | LC | RT | Y | DS001 | LCR03 | ROOM # 10 | KIPTOPEKE ELEMENTARY SCHOOL | DISTRIBUTION SYSTEM | FSD | 1
VA3131375 | PB | LC | RT | Y | DS001 | LCR04 | RM. #15 | KIPTOPEKE ELEMENTARY SCHOOL | DISTRIBUTION SYSTEM | FSD | 1
VA3131375 | PB | LC | RT | Y | DS001 | LCR05 | RM 17 | KIPTOPEKE ELEMENTARY SCHOOL | DISTRIBUTION SYSTEM | FSD | 1
VA3131375 | PB | LC | RT | Y | DS001 | LCR06 | ROM 17A | KIPTOPEKE ELEMENTARY SCHOOL | DISTRIBUTION SYSTEM | FSD | 1
VA3131375 | PB | LC | RT | Y | DS001 | LCR07 | RM 23 | KIPTOPEKE ELEMENTARY SCHOOL | DISTRIBUTION SYSTEM | FSD | 1
VA3131375 | PB | LC | RT | Y | DS001 | LCR08 | RM 24 | KIPTOPEKE ELEMENTARY SCHOOL | DISTRIBUTION SYSTEM | FSD | 1
VA3131375 | PB | LC | RT | Y | DS001 | LCR09 | RM 26 | KIPTOPEKE ELEMENTARY SCHOOL | DISTRIBUTION SYSTEM | FSD | 1
VA3131375 | PB | LC | RT | Y | DS001 | LCR10 | RM 31 | KIPTOPEKE ELEMENTARY SCHOOL | DISTRIBUTION SYSTEM | FSD | 1
VA3131375 | GE | NIT | RT | Y | EP001 | EP001 | ENTRY POINT | KIPTOPEKE ELEMENTARY SCHOOL | ENTRY POINT |  | 1
VA3131391 | GE | NIT | RT | Y | EP001 | EP001 | ENTRY POINT | MCDONALD`S (CAPE CHARLES) | ENTRY POINT |  | 1
VA3131420 | PB | LC | RT | Y | DS001 | LCR01 | SCHOOLHOUSE B #1 | MONTESSORI-FRANKTOWN | DISTRIBUTION SYSTEM | FSD | 1
VA3131420 | PB | LC | RT | Y | DS001 | LCR02 | SCHOOLHOUSE B #2 | MONTESSORI-FRANKTOWN | DISTRIBUTION SYSTEM | FSD | 1
VA3131420 | PB | LC | RT | Y | DS001 | LCR03 | SCHOOLHOUSE B #3 | MONTESSORI-FRANKTOWN | DISTRIBUTION SYSTEM | FSD | 1
VA3131420 | PB | LC | RT | Y | DS001 | LCR04 | SCHOOLHOUSE B #4 | MONTESSORI-FRANKTOWN | DISTRIBUTION SYSTEM | FSD | 1
VA3131420 | PB | LC | RT | Y | DS001 | LCR05 | SCHOOLHOUSE B #5 | MONTESSORI-FRANKTOWN | DISTRIBUTION SYSTEM | FSD | 1
VA3131550 | GE | HAA | RT | Y | DS001 | DBP01 | HERITAGE HALL PANTRY | SHORE MEMORIAL HOSPITAL | DISTRIBUTION - HYDROTANK |  | 1
VA3131550 | GE | THM | RT | Y | DS001 | DBP01 | HERITAGE HALL PANTRY | SHORE MEMORIAL HOSPITAL | DISTRIBUTION - HYDROTANK |  | 1
VA3131550 | GE | HAA | RT | Y | DS001 | DBP02 | BOILER ROOM | SHORE MEMORIAL HOSPITAL | DISTRIBUTION - HYDROTANK |  | 1
VA3131550 | GE | THM | RT | Y | DS001 | DBP02 | BOILER ROOM | SHORE MEMORIAL HOSPITAL | DISTRIBUTION - HYDROTANK |  | 1
VA3131550 | GE | INO | RT | Y | EP001 | EP001 | WELL HOUSE @ EL.TANK | SHORE MEMORIAL HOSPITAL | ENTRY POINT 1 |  | 1
VA3131550 | GE | MET | RT | Y | EP001 | EP001 | WELL HOUSE @ EL.TANK | SHORE MEMORIAL HOSPITAL | ENTRY POINT 1 |  | 1
VA3131550 | GE | NIT | RT | Y | EP001 | EP001 | WELL HOUSE @ EL.TANK | SHORE MEMORIAL HOSPITAL | ENTRY POINT 1 |  | 1
VA3131550 | GE | VOC | RT | Y | EP001 | EP001 | WELL HOUSE @ EL.TANK | SHORE MEMORIAL HOSPITAL | ENTRY POINT 1 |  | 1
VA3131552 | GE | NIT | RT | Y | EP001 | EP001 | ENTRY POINT | NORTHAMPTON COUNTY HEALTH DEPARTMENT | ENTRY POINT |  | 1
VA3131555 | GE | INO | RT | Y | EP001 | EP001 | ENTRY POINT | NORTHAMPTON COUNTY COMMUNITY FACILITIES | ENTRY POINT |  | 1
VA3131555 | GE | MET | RT | Y | EP001 | EP001 | ENTRY POINT | NORTHAMPTON COUNTY COMMUNITY FACILITIES | ENTRY POINT |  | 1
VA3131670 | GE | NIT | RT | Y | EP001 | EP001 | ENTRY POINT | ROYAL FARMS #108 - CAPE CHARLES | ENTRY POINT |  | 1
VA3131825 | GE | NIT | RT | Y | EP001 | EP001 | ENTRY POINT | SHORE STOP #204 | ENTRY POINT |  | 1
VA3131850 | GE | NIT | RT | Y | EP001 | EP001 | ENTRY POINT | CAMP SILVER BEACH (YMCA) | ENTRY POINT |  | 1
VA3131851 | PB | LC | RT | Y | DS001 | LCR01 | 6227 TATUM CIR | STANLEY MOBILE HOME PARK - NORTH | DISTRIBUTION SYSTEM | FSD | 1
VA3131851 | PB | LC | RT | Y | DS001 | LCR02 | 6294 TATUM CIR | STANLEY MOBILE HOME PARK - NORTH | DISTRIBUTION SYSTEM | FSD | 1
VA3131851 | PB | LC | RT | Y | DS001 | LCR03 | 6393 TATUM CIR | STANLEY MOBILE HOME PARK - NORTH | DISTRIBUTION SYSTEM | FSD | 1
VA3131851 | PB | LC | RT | Y | DS001 | LCR04 | 6211 TATUM CIR | STANLEY MOBILE HOME PARK - NORTH | DISTRIBUTION SYSTEM | FSD | 1
VA3131851 | PB | LC | RT | Y | DS001 | LCR05 | 6344 TATUM CIR | STANLEY MOBILE HOME PARK - NORTH | DISTRIBUTION SYSTEM | FSD | 1
VA3131855 | GE | NIT | RT | Y | EP001 | EP001 | ENTRY POINT | KUZZENS (KMC) | ENTRY POINT |  | 1
VA3131875 | PB | LC | RT | Y | DS001 | LCR001 | FACULTY WORKROOM 1 | OCCOHANNOCK ELEMENTARY SCHOOL | DISTRIBUTION SYSTEM | FSD | 1
VA3131875 | PB | LC | RT | Y | DS001 | LCR002 | ROOM 26 | OCCOHANNOCK ELEMENTARY SCHOOL | DISTRIBUTION SYSTEM | FSD | 1
VA3131875 | PB | LC | RT | Y | DS001 | LCR003 | PRODUCTION ROOM | OCCOHANNOCK ELEMENTARY SCHOOL | DISTRIBUTION SYSTEM | FSD | 1
VA3131875 | PB | LC | RT | Y | DS001 | LCR004 | FACULTY WORKROOM 2 | OCCOHANNOCK ELEMENTARY SCHOOL | DISTRIBUTION SYSTEM | FSD | 1
VA3131875 | PB | LC | RT | Y | DS001 | LCR005 | ROOM 10 | OCCOHANNOCK ELEMENTARY SCHOOL | DISTRIBUTION SYSTEM | FSD | 1
VA3131875 | PB | LC | RT | Y | DS001 | LCR006 | CLINIC BATHROOM | OCCOHANNOCK ELEMENTARY SCHOOL | DISTRIBUTION SYSTEM | FSD | 1
VA3131875 | PB | LC | RT | Y | DS001 | LCR007 | CUSTODIAL WORKROOM | OCCOHANNOCK ELEMENTARY SCHOOL | DISTRIBUTION SYSTEM | FSD | 1
VA3131875 | PB | LC | RT | Y | DS001 | LCR008 | ART ROOM | OCCOHANNOCK ELEMENTARY SCHOOL | DISTRIBUTION SYSTEM | FSD | 1
VA3131875 | PB | LC | RT | Y | DS001 | LCR009 | CONFERENCE ROOM | OCCOHANNOCK ELEMENTARY SCHOOL | DISTRIBUTION SYSTEM | FSD | 1
VA3131875 | PB | LC | RT | Y | DS001 | LCR010 | ROOM # 7 | OCCOHANNOCK ELEMENTARY SCHOOL | DISTRIBUTION SYSTEM | FSD | 1
VA3131875 | GE | NIT | RT | Y | EP001 | EP001 | ENTRY POINT | OCCOHANNOCK ELEMENTARY SCHOOL | ENTRY POINT |  | 1
VA3149280 | GE | NIT | RT | Y | EP001 | EP001 | HAMPTON INN EP | ROUTE 301 SYSTEM | ENTRY POINT 1 |  | 1
VA3149280 | GE | VOC | RT | Y | EP001 | EP001 | HAMPTON INN EP | ROUTE 301 SYSTEM | ENTRY POINT 1 |  | 1
VA3149280 | GE | NIT | RT | Y | EP002 | EP002 | DAYS INN ENTRY POINT | ROUTE 301 SYSTEM | ENTRY POINT 2 |  | 1
VA3149280 | GE | VOC | RT | Y | EP002 | EP002 | DAYS INN ENTRY POINT | ROUTE 301 SYSTEM | ENTRY POINT 2 |  | 1
VA3149300 | PB | LC | RT | Y | DS001 | LCR01 | RM 101 SINK | DAVID HARRISON ELEM SCHOOL | DAVID HARRISON ELEM SCHOOL | FSD | 1
VA3149300 | PB | LC | RT | Y | DS001 | LCR02 | RM 102 SINK | DAVID HARRISON ELEM SCHOOL | DAVID HARRISON ELEM SCHOOL | FSD | 1
VA3149300 | PB | LC | RT | Y | DS001 | LCR03 | RM 103 SINK | DAVID HARRISON ELEM SCHOOL | DAVID HARRISON ELEM SCHOOL | FSD | 1
VA3149300 | PB | LC | RT | Y | DS001 | LCR04 | RM 104 SINK | DAVID HARRISON ELEM SCHOOL | DAVID HARRISON ELEM SCHOOL | FSD | 1
VA3149300 | PB | LC | RT | Y | DS001 | LCR05 | RM 105 SINK | DAVID HARRISON ELEM SCHOOL | DAVID HARRISON ELEM SCHOOL | FSD | 1
VA3149300 | PB | LC | RT | Y | DS001 | LCR06 | RM 106 SINK | DAVID HARRISON ELEM SCHOOL | DAVID HARRISON ELEM SCHOOL | FSD | 1
VA3149300 | PB | LC | RT | Y | DS001 | LCR07 | RM 107 SINK | DAVID HARRISON ELEM SCHOOL | DAVID HARRISON ELEM SCHOOL | FSD | 1
VA3149300 | PB | LC | RT | Y | DS001 | LCR08 | RM 108 SINK | DAVID HARRISON ELEM SCHOOL | DAVID HARRISON ELEM SCHOOL | FSD | 1
VA3149300 | PB | LC | RT | Y | DS001 | LCR09 | RM 109 SINK | DAVID HARRISON ELEM SCHOOL | DAVID HARRISON ELEM SCHOOL | FSD | 1
VA3149300 | PB | LC | RT | Y | DS001 | LCR14 | KITCHEN 3 COMP SINK | DAVID HARRISON ELEM SCHOOL | DAVID HARRISON ELEM SCHOOL | FSD | 1
VA3149300 | GE | VOC | RT | Y | EP001 | EP001 | ENTRY POINT | DAVID HARRISON ELEM SCHOOL | ENTRY POINT |  | 1
VA3149510 | PB | LC | RT | Y | DS001 | LCR02 | #19 | CLAYTON MANNING MOBILE HOME ESTATES | DISTRIBUTION SYSTEM | FSD | 1
VA3149510 | PB | LC | RT | Y | DS001 | LCR05 | #34 | CLAYTON MANNING MOBILE HOME ESTATES | DISTRIBUTION SYSTEM | FSD | 1
VA3149050 | GE | HAA | RT | Y | DS001 | DBP01 | 7417 ALLSTATE DR | BEXLEY PARK | BEXLEY PARK |  | 1
VA3149050 | GE | THM | RT | Y | DS001 | DBP01 | 7417 ALLSTATE DR | BEXLEY PARK | BEXLEY PARK |  | 1
VA3149050 | PB | LC | RT | Y | DS001 | LCR01 | 188 SULGRAVE AVE | BEXLEY PARK | BEXLEY PARK | FSD | 1
VA3149050 | PB | LC | RT | Y | DS001 | LCR02 | 7417 ALLSTATE DR | BEXLEY PARK | BEXLEY PARK | FSD | 1
VA3175220 | PB | LC | RT | Y | DS001 | LCR05 | 26065 ROCHELLE STREET | TOWN OF COURTLAND | DISTRIBUTION SYSTEM | FSD | 1
VA3175220 | PB | LC | RT | Y | DS001 | LCR06 | 22500 CAPTAIN JOHN ROAD | TOWN OF COURTLAND | DISTRIBUTION SYSTEM | FSD | 1
VA3175220 | PB | LC | RT | Y | DS001 | LCR07 | 23049 CAPTAIN JOHN ROAD | TOWN OF COURTLAND | DISTRIBUTION SYSTEM | FSD | 1
VA3175220 | PB | LC | RT | Y | DS001 | LCR08 | 26211 WILLS CIRCLE | TOWN OF COURTLAND | DISTRIBUTION SYSTEM | FSD | 1
VA3175220 | PB | LC | RT | Y | DS001 | LCR09 | 22094 MAIN STREET | TOWN OF COURTLAND | DISTRIBUTION SYSTEM | FSD | 1
VA3175220 | PB | LC | RT | Y | DS001 | LCR10 | 22219 MEHERRIN ROAD | TOWN OF COURTLAND | DISTRIBUTION SYSTEM | FSD | 1
VA3175220 | PB | LC | RT | Y | DS001 | LCR11 | 21451 MAIN STREET | TOWN OF COURTLAND | DISTRIBUTION SYSTEM | FSD | 1
VA3175220 | PB | LC | RT | Y | DS001 | LCR12 | 21451 HIGH STREET | TOWN OF COURTLAND | DISTRIBUTION SYSTEM | FSD | 1
VA3175220 | PB | LC | RT | Y | DS001 | LCR13 | 21474 MAIN STREET | TOWN OF COURTLAND | DISTRIBUTION SYSTEM | FSD | 1
VA3175220 | PB | LC | RT | Y | DS001 | LCR14 | 22028 MAIN STREET | TOWN OF COURTLAND | DISTRIBUTION SYSTEM | FSD | 1
VA3175220 | PB | LC | RT | Y | DS001 | LCR15 | 22161 MAIN STREET | TOWN OF COURTLAND | DISTRIBUTION SYSTEM | FSD | 1
VA3175220 | PB | LC | RT | Y | DS001 | LCR16 | 22014 N. MAIN STREET | TOWN OF COURTLAND | DISTRIBUTION SYSTEM | FSD | 1
VA3175220 | PB | LC | RT | Y | DS001 | LCR17 | 26236 MORELAND STREET | TOWN OF COURTLAND | DISTRIBUTION SYSTEM | FSD | 1
VA3175220 | PB | LC | RT | Y | DS001 | LCR18 | 22364 LINDEN STREET | TOWN OF COURTLAND | DISTRIBUTION SYSTEM | FSD | 1
VA3175220 | PB | LC | RT | Y | DS001 | LCR19 | 26292 CROSS KEYES | TOWN OF COURTLAND | DISTRIBUTION SYSTEM | FSD | 1
VA3175220 | PB | LC | RT | Y | DS001 | LCR20 | 26002 FLORENCE STREET | TOWN OF COURTLAND | DISTRIBUTION SYSTEM | FSD | 1
VA3175220 | GE | INO | RT | Y | EP001 | EP001 | PINE ST WELL-INSIDE | TOWN OF COURTLAND | ENTRY POINT PINE STREET |  | 1
VA3175220 | GE | MET | RT | Y | EP001 | EP001 | PINE ST WELL-INSIDE | TOWN OF COURTLAND | ENTRY POINT PINE STREET |  | 1
VA3175220 | GE | NIT | RT | Y | EP001 | EP001 | PINE ST WELL-INSIDE | TOWN OF COURTLAND | ENTRY POINT PINE STREET |  | 1
VA3175220 | GE | VOC | RT | Y | EP001 | EP001 | PINE ST WELL-INSIDE | TOWN OF COURTLAND | ENTRY POINT PINE STREET |  | 1
VA3175220 | GE | FLU | RT | Y | EP001A - FL | EP001A - FL | EP PINE ST INSIDE FLUORIDE | TOWN OF COURTLAND | EP PINE ST INSIDE FLUORIDE |  | 1
VA3175220 | GE | FLU | RT | Y | EP001B - FL | EP001B - FL | EP PINE OUTSIDE FLUORIDE | TOWN OF COURTLAND | EP PINE OUTSIDE FLUORIDE |  | 1
VA3175220 | GE | FLU | RT | Y | EP002 - FL | EP002 - FL | ENTRY POINT NOTTOWAY DRIVE - FLUORIDE | TOWN OF COURTLAND | ENTRY POINT NOTTOWAY DRIVE - FLUORIDE |  | 1
VA3175282 | GE | NIT | RT | Y | EP001 | EP001 | HYDRO TANK TAP (EP) | DARDEN`S MILL ESTATES | ENTRY POINT |  | 1
VA3175282 | GE | FUM | RT | Y | EP001 | EP001 | HYDRO TANK TAP (EP) | DARDEN`S MILL ESTATES | ENTRY POINT |  | 1
VA3175292 | GE | NIT | RT | Y | EP001 | EP001 | ENTERY POINT | DOLLAR GENERAL - CAPRON | ENTERY POINT |  | 1
VA3175300 | GE | HAA | RT | Y | DS001 | DBP02 | 22440 DREWRY RD | DREWRYVILLE | DISTRIBUTION SYSTEM |  | 1
VA3595250 | PB | LC | RT | Y | DS001 | DS022 | 404 TILLAR ST | EMPORIA, CITY OF | DISTRIBUTION SYSTEM | FSD | 1
VA3595250 | PB | LC | RT | Y | DS001 | DS024 | 232 LEWIS STREET | EMPORIA, CITY OF | DISTRIBUTION SYSTEM | FSD | 1
VA3595250 | PB | LC | RT | Y | DS001 | DS027 | 705 LAKESIDE DRIVE | EMPORIA, CITY OF | DISTRIBUTION SYSTEM | FSD | 1
VA3595250 | PB | LC | RT | Y | DS001 | DS028 | 709 LAKESIDE DRIVE | EMPORIA, CITY OF | DISTRIBUTION SYSTEM | FSD | 1
VA3620350 | PB | LC | RT | Y | DS001 | LCR31 | 301 CRESCENT DRIVE | FRANKLIN, CITY OF | DISTRIBUTION SYSTEM | FSD | 1
VA3620350 | PB | LC | RT | Y | DS001 | LCR35 | 100 WOODLAND DRIVE | FRANKLIN, CITY OF | DISTRIBUTION SYSTEM | FSD | 1
VA3620350 | PB | LC | RT | Y | DS001 | LCR38 | 218 OLD SEDLEY RD | FRANKLIN, CITY OF | DISTRIBUTION SYSTEM | FSD | 1
VA3620350 | GE | NIT | RT | Y | EP004 | EP004 | COLLEGE DRIVE | FRANKLIN, CITY OF | ENTRY POINT NO. 4 (COLLEGE DRIVE) |  | 1
VA3620350 | GE | NIT | RT | Y | EP005 | EP005 | HUNTERDALE | FRANKLIN, CITY OF | ENTRY POINT NO. 5 (HUNTERDALE) |  | 1
VA3620350 | GE | NIT | RT | Y | EP006 | EP006 | PRETLOW | FRANKLIN, CITY OF | ENTRY POINT NO. 6 (PRETLOW) |  | 1
VA3175710 | GE | NIT | RT | Y | EP001 | EP001 | HYDRO TANK TAP | SILVERLEAF CORP | ENTRY POINT WELLS NO. 1 AND 2 (COMB) |  | 1
VA3175720 | GE | HAA | RT | Y | DS001 | DBP001 | ENVIVA PELLETS | TURNER TRACT WATER SYSTEM | DISTRIBUTION SYSTEM |  | 1
VA3175720 | GE | THM | RT | Y | DS001 | DBP001 | ENVIVA PELLETS | TURNER TRACT WATER SYSTEM | DISTRIBUTION SYSTEM |  | 1
VA3175720 | PB | LC | RT | Y | DS001 | LCR01 | OFFICE ADMIN BLDG | TURNER TRACT WATER SYSTEM | DISTRIBUTION SYSTEM | FSD | 1
VA3175720 | PB | LC | RT | Y | DS001 | LCR03 | TRUCK SCALE GUARD HOUSE BLDG | TURNER TRACT WATER SYSTEM | DISTRIBUTION SYSTEM | FSD | 1
VA3175720 | PB | LC | RT | Y | DS001 | LCR04 | WET ESP BLDG | TURNER TRACT WATER SYSTEM | DISTRIBUTION SYSTEM | FSD | 1
VA3175720 | PB | LC | RT | Y | DS001 | LCR05 | PELLETING STRUCTURE BLDG | TURNER TRACT WATER SYSTEM | DISTRIBUTION SYSTEM | FSD | 1
VA3175720 | PB | LC | RT | Y | DS001 | LCR06 | OFFICE REST ROOM | TURNER TRACT WATER SYSTEM | DISTRIBUTION SYSTEM | FSD | 1
VA3175720 | GE | NIT | RT | Y | EP001 | EP001 | ENTRY POINT | TURNER TRACT WATER SYSTEM | ENTRY POINT |  | 1
VA3175720 | GE | VOC | RT | Y | EP001 | EP001 | ENTRY POINT | TURNER TRACT WATER SYSTEM | ENTRY POINT |  | 1
VA3175730 | GE | HAA | RT | Y | DS001 | DBP01 | AGRI-BUSINESS KIT SINK | DEERFIELD CORRECTIONAL CENTER | DISTRIBUTION SYSTEM |  | 1
VA3175730 | GE | THM | RT | Y | DS001 | DBP01 | AGRI-BUSINESS KIT SINK | DEERFIELD CORRECTIONAL CENTER | DISTRIBUTION SYSTEM |  | 1
VA3175730 | GE | HAA | RT | Y | DS001 | DBP02 | ADMIN BLDG MENS RR TAP | DEERFIELD CORRECTIONAL CENTER | DISTRIBUTION SYSTEM |  | 1
VA3175730 | GE | THM | RT | Y | DS001 | DBP02 | ADMIN BLDG MENS RR TAP | DEERFIELD CORRECTIONAL CENTER | DISTRIBUTION SYSTEM |  | 1
VA3175730 | PB | LC | RT | Y | DS001 | LCR11 | DFCC ADMIN BLDG | DEERFIELD CORRECTIONAL CENTER | DISTRIBUTION SYSTEM | FSD | 1
VA3175730 | PB | LC | RT | Y | DS001 | LCR13 | WOMENS PRELEASE CTR | DEERFIELD CORRECTIONAL CENTER | DISTRIBUTION SYSTEM | FSD | 1
VA3175730 | PB | LC | RT | Y | DS001 | LCR14 | MENS DETENTION CENTER | DEERFIELD CORRECTIONAL CENTER | DISTRIBUTION SYSTEM | FSD | 1
VA3175730 | PB | LC | RT | Y | DS001 | LCR15 | DCC TRAINING SITE | DEERFIELD CORRECTIONAL CENTER | DISTRIBUTION SYSTEM | FSD | 1
VA3175730 | PB | LC | RT | Y | DS001 | LCR16 | SHCC ADMIN ERO BLDG | DEERFIELD CORRECTIONAL CENTER | DISTRIBUTION SYSTEM | FSD | 1
VA3175730 | PB | LC | RT | Y | DS001 | LCR17 | DFCC GUARDS QUARTERS | DEERFIELD CORRECTIONAL CENTER | DISTRIBUTION SYSTEM | FSD | 1
VA3175730 | PB | LC | RT | Y | DS001 | LCR18 | DFCC STAFF HOUSE 5 | DEERFIELD CORRECTIONAL CENTER | DISTRIBUTION SYSTEM | FSD | 1
VA3175730 | PB | LC | RT | Y | DS001 | LCR19 | WASTE W. TREATMENT PLANT | DEERFIELD CORRECTIONAL CENTER | DISTRIBUTION SYSTEM | FSD | 1
VA3175730 | PB | LC | RT | Y | DS001 | LCR20 | DFCC FLASH FREEZE BLDG | DEERFIELD CORRECTIONAL CENTER | DISTRIBUTION SYSTEM | FSD | 1
VA3175730 | PB | LC | RT | Y | DS001 | LCR21 | AGRI-BUSINESS OFFICE | DEERFIELD CORRECTIONAL CENTER | DISTRIBUTION SYSTEM | FSD | 1
VA3175730 | GE | NIT | RT | Y | EP001 | EP001 | WELL NO. 6 | DEERFIELD CORRECTIONAL CENTER | ENTRY POINT WELL NO. 6 |  | 1
VA3175730 | GE | NIT | RT | Y | EP002 | EP002 | WELL NO. 7 | DEERFIELD CORRECTIONAL CENTER | ENTRY POINT WELL NO. 7 |  | 1
VA3175730 | GE | NIT | RT | Y | EP003 | EP008 | WELL NO. 8 | DEERFIELD CORRECTIONAL CENTER | ENTRY POINT WELL NO. 8 |  | 1
VA3175730 | GE | NIT | RT | Y | EP004 | EP004 | WELL NO. 10 | DEERFIELD CORRECTIONAL CENTER | ENTRY POINT WELL NO.10 |  | 1
VA3175740 | GE | NIT | RT | Y | EP001 | EP001 | HYDRO TANK TAP | SOUTHAMPTON HIGH SCHOOL | ENTRY POINT |  | 1
VA3175800 | GE | NIT | RT | Y | EP001 | EP001 | HYDRO TANK TAP | FIELDCREST MANUFACTURED HOME COMMUNITY | ENTRY POINT |  | 1
VA3175860 | GE | NIT | RT | Y | EP001 | EP001 | ENTRY POINT | WHITE TAIL RESORT | ENTRY POINT |  | 1
VA3181180 | GE | NIT | RT | Y | EP001 | EP001 | ENTRY PT CONFERENCE | CHANCO ON THE JAMES CONFERENCE CENTER | ENTRY POINT AT CONFERENCE CENTRE WELL |  | 1
VA3181181 | GE | NIT | RT | Y | EP001 | EP001 | ENTRY POINT AT TANK | CHANCO ON THE JAMES CAMP | ENTRY POINT AT BATHOUSE WELL |  | 1
VA3181200 | GE | NIT | RT | Y | EP001 | EP001 | SAMPLE TAP | CHIPPOKES STATE PRK-CHEST FRMS | ENTRY POINT |  | 1
VA3181201 | GE | NIT | RT | Y | EP001 | EP001 | ENTRY POINT | CHIPPOKES STATE PARK-PLANTATION | ENTRY POINT |  | 1
VA3181250 | GE | NIT | RT | Y | EP001 | EP001 | ENTRY POINT | CLAREMONT, TOWN OF | ENTRY POINT |  | 1
VA3181500 | GE | VOC | RT | Y | SS002 | EP002 | ENTRY POINT 2 | GUILFORD HEIGHTS SUBDIVISION | WELL 2 ENTRY POINT |  | 1
VA3181565 | GE | NIT | RT | Y | EP001 | EP001 | TAP AFTER TANK | GRAYS CREEK MARINA | ENTRY POINT |  | 1
VA3181650 | GE | VOC | RT | Y | EP001 | EP001 | FLOWERDEW ENTRY POINT | POOLES MHP | ENTRY POINT - FLOWERDEW |  | 1
VA3181650 | GE | VOC | RT | Y | SS002 | EP002 | ARTIS LN ENTRY POINT | POOLES MHP | ARTIS ENTRY POINT |  | 1
VA3181700 | GE | VOC | RT | Y | EP001 | EP001 | ENTRY POINT | SCOTTLAND RIVERVIEW WATER SUPPLY | ENTRY POINT |  | 1
VA3181782 | PB | LC | RT | Y | DS001 | LCR01 | WINDSOR MILL OFFICE RR | SURRY INDUSTRIAL PARK | DISTRIBUTION SYSTEM | FSD | 1
VA3181782 | PB | LC | RT | Y | DS001 | LCR02 | GREATER WORKS CHILD CAARE | SURRY INDUSTRIAL PARK | DISTRIBUTION SYSTEM | FSD | 1
VA3181782 | PB | LC | RT | Y | DS001 | LCR03 | SURRY RESCUE SQUAD | SURRY INDUSTRIAL PARK | DISTRIBUTION SYSTEM | FSD | 1
VA3181782 | PB | LC | RT | Y | DS001 | LCR04 | SURRY CO CONVENIENCE CENTER | SURRY INDUSTRIAL PARK | DISTRIBUTION SYSTEM | FSD | 1
VA3181782 | PB | LC | RT | Y | DS001 | LCR05 | WINDSER MILL BREAK ROOM SINK | SURRY INDUSTRIAL PARK | DISTRIBUTION SYSTEM | FSD | 1
VA3181782 | GE | VOC | RT | Y | EP001 | EP001 | ENTRY POINT | SURRY INDUSTRIAL PARK | ENTRY POINT |  | 1
VA3181785 | PB | LC | RT | Y | DS001 | DS002 | M.S. COACH'S OFFICE | SURRY SCHOOLS | SURRY SCHOOLS | FSD | 1
VA3181785 | PB | LC | RT | Y | DS001 | DS003 | M.S. 7+8 GRADE HALL | SURRY SCHOOLS | SURRY SCHOOLS | FSD | 1
VA3181785 | PB | LC | RT | Y | DS001 | DS004 | M.S. 5+6 GRADE HALL | SURRY SCHOOLS | SURRY SCHOOLS | FSD | 1
VA3181785 | PB | LC | RT | Y | DS001 | DS005 | E.S. HANDICAP BTHRM | SURRY SCHOOLS | SURRY SCHOOLS | FSD | 1
VA3181785 | PB | LC | RT | Y | DS001 | DS006 | E.S. CUSTODIAN OFFIC | SURRY SCHOOLS | SURRY SCHOOLS | FSD | 1
VA3181785 | PB | LC | RT | Y | DS001 | DS007 | E.S. GYM HALL | SURRY SCHOOLS | SURRY SCHOOLS | FSD | 1
VA3181785 | PB | LC | RT | Y | DS001 | DS008 | H.S. BAND HALL | SURRY SCHOOLS | SURRY SCHOOLS | FSD | 1
VA3181785 | PB | LC | RT | Y | DS001 | DS009 | H.S. GYM HALL | SURRY SCHOOLS | SURRY SCHOOLS | FSD | 1
VA3181785 | PB | LC | RT | Y | DS001 | DS010 | H.S. LOCKER HALL | SURRY SCHOOLS | SURRY SCHOOLS | FSD | 1
VA3181785 | PB | LC | RT | Y | DS001 | DS011 | H.S. TEACHERS LOUNGE | SURRY SCHOOLS | SURRY SCHOOLS | FSD | 1
VA3181785 | GE | NIT | RT | Y | EP001 | EP001 | ELEM SCH EP | SURRY SCHOOLS | ELEMENTARY SCHOOL ENTRY POINT |  | 1
VA3181785 | GE | NIT | RT | Y | EP002 | EP002 | HIGH SCHOOL EP | SURRY SCHOOLS | HIGH SCHOOL ENTRY POINT |  | 1
VA3181800 | PB | LC | RT | Y | DS001 | DS001 | STP LAB | SURRY POWER STATION | SURRY POWER PLANT | FSD | 1
VA3181800 | PB | LC | RT | Y | DS001 | DS002 | SERVICE BLDG - MENS | SURRY POWER STATION | SURRY POWER PLANT | FSD | 1
VA3181800 | PB | LC | RT | Y | DS001 | DS003 | SNIC #1 | SURRY POWER STATION | SURRY POWER PLANT | FSD | 1
VA3181800 | PB | LC | RT | Y | DS001 | DS004 | SNIC #2 | SURRY POWER STATION | SURRY POWER PLANT | FSD | 1
VA3181800 | PB | LC | RT | Y | DS001 | DS005 | SNIC #3 | SURRY POWER STATION | SURRY POWER PLANT | FSD | 1
VA3181800 | PB | LC | RT | Y | DS001 | DS006 | F+S RESTROOM | SURRY POWER STATION | SURRY POWER PLANT | FSD | 1
VA3181800 | PB | LC | RT | Y | DS001 | DS007 | ADMIN - 1ST MENS | SURRY POWER STATION | SURRY POWER PLANT | FSD | 1
VA3181800 | PB | LC | RT | Y | DS001 | DS008 | NURSES STA #1 | SURRY POWER STATION | SURRY POWER PLANT | FSD | 1
VA3181800 | PB | LC | RT | Y | DS001 | DS009 | NURSES STA #2 | SURRY POWER STATION | SURRY POWER PLANT | FSD | 1
VA3181800 | PB | LC | RT | Y | DS001 | DS010 | SECURITY - MENS | SURRY POWER STATION | SURRY POWER PLANT | FSD | 1
VA3181800 | GE | NIT | RT | Y | EP001 | EP001 | ENTRY POINT | SURRY POWER STATION | ENTRY POINT AT HYDRO TANK |  | 1
VA3181800 | GE | FUM | RT | Y | EP001 | EP001 | ENTRY POINT | SURRY POWER STATION | ENTRY POINT AT HYDRO TANK |  | 1
VA3181800 | GE | VOC | RT | Y | EP001 | EP001 | ENTRY POINT | SURRY POWER STATION | ENTRY POINT AT HYDRO TANK |  | 1
VA3181802 | PB | LC | RT | Y | DS001 | DS001 | BLDG 5 MENS BTHRM | VA POWER CONSTRUCTION SITE | VA POWER CONSTRUCTION SITE | FSD | 1
VA3181802 | PB | LC | RT | Y | DS001 | DS002 | CAFETERIA SINK | VA POWER CONSTRUCTION SITE | VA POWER CONSTRUCTION SITE | FSD | 1
VA3181802 | PB | LC | RT | Y | DS001 | DS003 | ADMIN MENS BTHRM | VA POWER CONSTRUCTION SITE | VA POWER CONSTRUCTION SITE | FSD | 1
VA3181802 | PB | LC | RT | Y | DS001 | DS004 | NSS MENS LOCKER RM | VA POWER CONSTRUCTION SITE | VA POWER CONSTRUCTION SITE | FSD | 1
VA3181802 | PB | LC | RT | Y | DS001 | DS005 | RADWASTE MENS RM | VA POWER CONSTRUCTION SITE | VA POWER CONSTRUCTION SITE | FSD | 1
VA3181802 | GE | NIT | RT | Y | EP001 | EP001 | ENTRY POINT | VA POWER CONSTRUCTION SITE | ENTRY POINT |  | 1
VA3181802 | GE | VOC | RT | Y | EP001 | EP001 | ENTRY POINT | VA POWER CONSTRUCTION SITE | ENTRY POINT |  | 1
VA3181820 | GE | NIT | RT | Y | EP001 | EP001 | ENTRY POINT | SCOTLAND FERRY TERMINAL | ENTRY POINT |  | 1
VA3181820 | GE | VOC | RT | Y | EP001 | EP001 | ENTRY POINT | SCOTLAND FERRY TERMINAL | ENTRY POINT |  | 1
VA3183100 | GE | NIT | RT | Y | EP001 | EP001 | ENTRY POINT TAP | TIDEWATER CHRISTIAN SERVICE CA | EP-WELL |  | 1
VA3183160 | PB | LC | RT | Y | DS001 | PB01 | HS - ECOLOGY LAB | SUSSEX CENTRAL SCHOOLS | DISTRIBUTION SYSTEM - SCHOOLS | FSD | 1
VA3183160 | PB | LC | RT | Y | DS001 | PB04 | HS - CAFETERIA | SUSSEX CENTRAL SCHOOLS | DISTRIBUTION SYSTEM - SCHOOLS | FSD | 1
VA3183160 | PB | LC | RT | Y | DS001 | PB05 | HS - LIBRARY | SUSSEX CENTRAL SCHOOLS | DISTRIBUTION SYSTEM - SCHOOLS | FSD | 1
VA3183160 | PB | LC | RT | Y | DS001 | PB09 | HS - BIOLOGY LAB | SUSSEX CENTRAL SCHOOLS | DISTRIBUTION SYSTEM - SCHOOLS | FSD | 1
VA3183160 | PB | LC | RT | Y | DS001 | PB10 | HS - EARTH SCI LAB | SUSSEX CENTRAL SCHOOLS | DISTRIBUTION SYSTEM - SCHOOLS | FSD | 1
VA3183160 | PB | LC | RT | Y | DS001 | PB12 | MS RSTRM BACK HALL | SUSSEX CENTRAL SCHOOLS | DISTRIBUTION SYSTEM - SCHOOLS | FSD | 1
VA3183160 | PB | LC | RT | Y | DS001 | PB14 | MS SP.ED.RSTRM SHOW | SUSSEX CENTRAL SCHOOLS | DISTRIBUTION SYSTEM - SCHOOLS | FSD | 1
VA3183160 | PB | LC | RT | Y | DS001 | PB15 | 7TH GR TEACH LOUNGE | SUSSEX CENTRAL SCHOOLS | DISTRIBUTION SYSTEM - SCHOOLS | FSD | 1
VA3183160 | PB | LC | RT | Y | DS001 | PB18 | MS RSTRM MAIN OFFICE | SUSSEX CENTRAL SCHOOLS | DISTRIBUTION SYSTEM - SCHOOLS | FSD | 1
VA3183160 | PB | LC | RT | Y | DS001 | PB20 | MS - RSTRM OPP RM103 | SUSSEX CENTRAL SCHOOLS | DISTRIBUTION SYSTEM - SCHOOLS | FSD | 1
VA3183160 | GE | NIT | RT | Y | EP001 | EP001 | ENTRY POINT | SUSSEX CENTRAL SCHOOLS | SCHOOLS ENTRY POINT |  | 1
VA3183570 | PB | LC | RT | Y | DS001 | DS001 | DRY MILL WOMENS #1 | ILUKA RESOURCES, INC. | RGC MINERAL SANDS | FSD | 1
VA3183570 | PB | LC | RT | Y | DS001 | DS002 | ADMIN WOMENS #1 | ILUKA RESOURCES, INC. | RGC MINERAL SANDS | FSD | 1
VA3183570 | PB | LC | RT | Y | DS001 | DS003 | ADMIN WOMENS #2 | ILUKA RESOURCES, INC. | RGC MINERAL SANDS | FSD | 1
VA3183570 | PB | LC | RT | Y | DS001 | DS004 | ADMIN MENS ROOM | ILUKA RESOURCES, INC. | RGC MINERAL SANDS | FSD | 1
VA3183570 | PB | LC | RT | Y | DS001 | DS005 | DRY MILL WOMENS #2 | ILUKA RESOURCES, INC. | RGC MINERAL SANDS | FSD | 1
VA3183570 | GE | NIT | RT | Y | EP001 | EP001 | ENTRY POINT | ILUKA RESOURCES, INC. | ENTRY POINT |  | 1
VA3183570 | GE | VOC | RT | Y | EP001 | EP001 | ENTRY POINT | ILUKA RESOURCES, INC. | ENTRY POINT |  | 1
VA3183590 | GE | NIT | RT | Y | EP003 | EP003 | TREATMENT PLANT | NORTHEAST REGIONAL WATER SYSTEMS | ENTRY POINT TREATMENT PLANT |  | 1
VA3183590 | GE | VOC | RT | Y | EP003 | EP003 | TREATMENT PLANT | NORTHEAST REGIONAL WATER SYSTEMS | ENTRY POINT TREATMENT PLANT |  | 1
VA3183595 | PB | LC | RT | Y | DS001 | LCR001 | LEAD SAMPLE SITE 1 | THE SCOTTS COMPANY | DISTRIBUTION SYSTEM | FSD | 1
VA3183595 | PB | LC | RT | Y | DS001 | LCR002 | LEAD SAMPLE SITE 2 | THE SCOTTS COMPANY | DISTRIBUTION SYSTEM | FSD | 1
VA3183595 | PB | LC | RT | Y | DS001 | LCR003 | LEAD SAMPLE SITE 3 | THE SCOTTS COMPANY | DISTRIBUTION SYSTEM | FSD | 1
VA3183595 | PB | LC | RT | Y | DS001 | LCR004 | LEAD SAMPLE SITE 4 | THE SCOTTS COMPANY | DISTRIBUTION SYSTEM | FSD | 1
VA3183595 | PB | LC | RT | Y | DS001 | LCR005 | LEAD SAMPLE SITE 5 | THE SCOTTS COMPANY | DISTRIBUTION SYSTEM | FSD | 1
VA3183595 | GE | VOC | RT | Y | EP001 | EP001 | ENTRY POINT | THE SCOTTS COMPANY | ENTRY POINT |  | 1
VA3183600 | GE | HAA | RT | Y | DS001 | DBP01 | PAMPLIN #18 | SE 4H CENTER | SE 4H CNTR C/O DR GRIFFIN |  | 1
VA3183600 | GE | THM | RT | Y | DS001 | DBP01 | PAMPLIN #18 | SE 4H CENTER | SE 4H CNTR C/O DR GRIFFIN |  | 1
VA3183750 | PB | LC | RT | Y | DS001 | DS003 | 12453 OWENS AVE. | STONY CREEK, TOWN OF | DISTRIBUTION SYSTEM | FSD | 1
VA3183750 | PB | LC | RT | Y | DS001 | DS005 | 13041 PARK AVE. | STONY CREEK, TOWN OF | DISTRIBUTION SYSTEM | FSD | 1
VA3183750 | PB | LC | RT | Y | DS001 | DS006 | 13308 LEE ST. | STONY CREEK, TOWN OF | DISTRIBUTION SYSTEM | FSD | 1
VA3183750 | PB | LC | RT | Y | DS001 | DS007 | 13204 LEE AVE | STONY CREEK, TOWN OF | DISTRIBUTION SYSTEM | FSD | 1
VA3183750 | PB | LC | RT | Y | DS001 | DS008 | 12478 BLUE STAR HWY | STONY CREEK, TOWN OF | DISTRIBUTION SYSTEM | FSD | 1
VA3183750 | GE | NIT | RT | Y | EP002 | EP002 | NEW PLANT ENTRY PT. | STONY CREEK, TOWN OF | ENTRY POINT AT NEW PLANT |  | 1
VA3183750 | GE | VOC | RT | Y | EP002 | EP002 | NEW PLANT ENTRY PT. | STONY CREEK, TOWN OF | ENTRY POINT AT NEW PLANT |  | 1
VA3183800 | GE | NIT | RT | Y | EP001 | EP001 | ENTRY POINT | SUSSEX COUNTY COURTHOUSE | ENTRY POINT |  | 1
VA3183800 | GE | VOC | RT | Y | EP001 | EP001 | ENTRY POINT | SUSSEX COUNTY COURTHOUSE | ENTRY POINT |  | 1
VA3183820 | GE | NIT | RT | Y | EP001 | EP001 | SAMPLING TAP | BIRCH ISLAND APARTMENTS | ENTRY POINT |  | 1
VA3183820 | GE | VOC | RT | Y | EP001 | EP001 | SAMPLING TAP | BIRCH ISLAND APARTMENTS | ENTRY POINT |  | 1
VA3183950 | PB | LC | RT | Y | DS001 | LCR1 | 601 JASPER LN. | WAVERLY, TOWN OF | DISTRIBUTION SYSTEM | FSD | 1
VA3183950 | PB | LC | RT | Y | DS001 | LCR10 | 215 FLEETWOOD | WAVERLY, TOWN OF | DISTRIBUTION SYSTEM | FSD | 1
VA3183950 | PB | LC | RT | Y | DS001 | LCR11 | 419 RAILROAD AVE. | WAVERLY, TOWN OF | DISTRIBUTION SYSTEM | FSD | 1
VA3183950 | PB | LC | RT | Y | DS001 | LCR12 | 413 RAILROAD AVE. | WAVERLY, TOWN OF | DISTRIBUTION SYSTEM | FSD | 1
VA3183950 | PB | LC | RT | Y | DS001 | LCR13 | 411 CARPENTER DR | WAVERLY, TOWN OF | DISTRIBUTION SYSTEM | FSD | 1
VA3183950 | PB | LC | RT | Y | DS001 | LCR14 | 330 JASPER LANE | WAVERLY, TOWN OF | DISTRIBUTION SYSTEM | FSD | 1
VA3183950 | PB | LC | RT | Y | DS001 | LCR15 | 527 W. MAIN ST. | WAVERLY, TOWN OF | DISTRIBUTION SYSTEM | FSD | 1
VA3183950 | PB | LC | RT | Y | DS001 | LCR16 | 125 FLEETWOOD | WAVERLY, TOWN OF | DISTRIBUTION SYSTEM | FSD | 1
VA3183950 | PB | LC | RT | Y | DS001 | LCR17 | 763 W. MAIN ST. | WAVERLY, TOWN OF | DISTRIBUTION SYSTEM | FSD | 1
VA3183950 | PB | LC | RT | Y | DS001 | LCR18 | 7019 GENERAL MAHONE HWY. | WAVERLY, TOWN OF | DISTRIBUTION SYSTEM | FSD | 1
VA3183950 | PB | LC | RT | Y | DS001 | LCR19 | 201 S. COUNTY DR. | WAVERLY, TOWN OF | DISTRIBUTION SYSTEM | FSD | 1
VA3183950 | PB | LC | RT | Y | DS001 | LCR2 | 135 BANK ST. | WAVERLY, TOWN OF | DISTRIBUTION SYSTEM | FSD | 1
VA3183950 | PB | LC | RT | Y | DS001 | LCR20 | 6425 GENERAL MAHONE HWY. | WAVERLY, TOWN OF | DISTRIBUTION SYSTEM | FSD | 1
VA3183950 | PB | LC | RT | Y | DS001 | LCR3 | 245 LOCUST DRIVE | WAVERLY, TOWN OF | DISTRIBUTION SYSTEM | FSD | 1
VA3183950 | PB | LC | RT | Y | DS001 | LCR4 | 215 COPPAHAUNK AVE. | WAVERLY, TOWN OF | DISTRIBUTION SYSTEM | FSD | 1
VA3183950 | PB | LC | RT | Y | DS001 | LCR5 | 220 COPPAHAUNK AVE. | WAVERLY, TOWN OF | DISTRIBUTION SYSTEM | FSD | 1
VA3183950 | PB | LC | RT | Y | DS001 | LCR6 | 427 JASPER LN. | WAVERLY, TOWN OF | DISTRIBUTION SYSTEM | FSD | 1
VA3183950 | PB | LC | RT | Y | DS001 | LCR7 | 224 CHAPPELL COURT | WAVERLY, TOWN OF | DISTRIBUTION SYSTEM | FSD | 1
VA3183950 | PB | LC | RT | Y | DS001 | LCR8 | 119 BANK ST. | WAVERLY, TOWN OF | DISTRIBUTION SYSTEM | FSD | 1
VA3183950 | PB | LC | RT | Y | DS001 | LCR9 | 135 COPPAHAUNK AVE. | WAVERLY, TOWN OF | DISTRIBUTION SYSTEM | FSD | 1
VA3199190 | GE | NIT | RT | Y | EP001 | EP001 | ENTRY POINT 1 | CAMP SKIMINO | ENTRY POINT 1 |  | 1
VA3199190 | GE | NIT | RT | Y | EP002 | EP002 | ENTRY POINT 2 | CAMP SKIMINO | ENTRY POINT 2 |  | 1
VA3199190 | GE | NIT | RT | Y | EP003 | EP003 | ENTRY POINT 3 | CAMP SKIMINO | ENTRY POINT 3 |  | 1
VA3199200 | GE | THM | RT | Y | DS001 | DBP01 | LOT 62 | CARVER GARDENS | DISTRIBUTION SYSTEM |  | 1
VA3199200 | GE | HAA | RT | Y | DS001 | DBP02 | LOT 4 | CARVER GARDENS | DISTRIBUTION SYSTEM |  | 1
VA3550050 | GE | HAA | RT | Y | DS001 | DBP03 | WB GROUND TANK: 1347 ELIZABETH HARBOR DR | CITY OF CHESAPEAKE - WESTERN BRANCH SYS | WESTERN BRANCH DS |  | 1
VA3550050 | GE | THM | RT | Y | DS001 | DBP03 | WB GROUND TANK: 1347 ELIZABETH HARBOR DR | CITY OF CHESAPEAKE - WESTERN BRANCH SYS | WESTERN BRANCH DS |  | 1
VA3550050 | GE | HAA | RT | Y | DS001 | DBP09 | AUTO BELL 4010 PORTSMOUTH BLVD | CITY OF CHESAPEAKE - WESTERN BRANCH SYS | WESTERN BRANCH DS |  | 1
VA3550050 | GE | THM | RT | Y | DS001 | DBP09 | AUTO BELL 4010 PORTSMOUTH BLVD | CITY OF CHESAPEAKE - WESTERN BRANCH SYS | WESTERN BRANCH DS |  | 1
VA3550050 | GE | HAA | RT | Y | DS001 | DS002 | FIRE STATION #12: 4421 TAYLOR RD. | CITY OF CHESAPEAKE - WESTERN BRANCH SYS | WESTERN BRANCH DS |  | 1
VA3550050 | GE | THM | RT | Y | DS001 | DS002 | FIRE STATION #12: 4421 TAYLOR RD. | CITY OF CHESAPEAKE - WESTERN BRANCH SYS | WESTERN BRANCH DS |  | 1
VA3550050 | GE | HAA | RT | Y | DS001 | DS005 | LUKOIL GS: 4005 PORTSMOUTH BLVD. | CITY OF CHESAPEAKE - WESTERN BRANCH SYS | WESTERN BRANCH DS |  | 1
VA3550050 | GE | THM | RT | Y | DS001 | DS005 | LUKOIL GS: 4005 PORTSMOUTH BLVD. | CITY OF CHESAPEAKE - WESTERN BRANCH SYS | WESTERN BRANCH DS |  | 1
VA3550050 | PB | LC | RT | Y | DS001 | LCR010 | 2426 DRUM CREEK ROAD | CITY OF CHESAPEAKE - WESTERN BRANCH SYS | WESTERN BRANCH DS | FSD | 1
VA3550050 | PB | LC | RT | Y | DS001 | LCR012 | 3724 FARNSWORTH DRIVE | CITY OF CHESAPEAKE - WESTERN BRANCH SYS | WESTERN BRANCH DS | FSD | 1
VA3550050 | PB | LC | RT | Y | DS001 | LCR014 | 2625 CORNET STREET | CITY OF CHESAPEAKE - WESTERN BRANCH SYS | WESTERN BRANCH DS | FSD | 1
VA3550050 | PB | LC | RT | Y | DS001 | LCR015 | 3801 HARDING DRIVE | CITY OF CHESAPEAKE - WESTERN BRANCH SYS | WESTERN BRANCH DS | FSD | 1
VA3550050 | PB | LC | RT | Y | DS001 | LCR017 | 2813 POINT HARBOR COURT | CITY OF CHESAPEAKE - WESTERN BRANCH SYS | WESTERN BRANCH DS | FSD | 1
VA3550050 | PB | LC | RT | Y | DS001 | LCR021 | 3410 ANITA CIRCLE | CITY OF CHESAPEAKE - WESTERN BRANCH SYS | WESTERN BRANCH DS | FSD | 1
VA3550050 | PB | LC | RT | Y | DS001 | LCR023 | 3407 ANITA CIRCLE | CITY OF CHESAPEAKE - WESTERN BRANCH SYS | WESTERN BRANCH DS | FSD | 1
VA3550050 | PB | LC | RT | Y | DS001 | LCR024 | 2552 DRUM CREEK ROAD | CITY OF CHESAPEAKE - WESTERN BRANCH SYS | WESTERN BRANCH DS | FSD | 1
VA3550050 | PB | LC | RT | Y | DS001 | LCR025 | 2540 WEST BUGLE DRIVE | CITY OF CHESAPEAKE - WESTERN BRANCH SYS | WESTERN BRANCH DS | FSD | 1
VA3550050 | PB | LC | RT | Y | DS001 | LCR026 | 2521 LAKEWOOD LANE | CITY OF CHESAPEAKE - WESTERN BRANCH SYS | WESTERN BRANCH DS | FSD | 1
VA3550050 | PB | LC | RT | Y | DS001 | LCR029 | 3836 WHITE CHAPEL ARCH | CITY OF CHESAPEAKE - WESTERN BRANCH SYS | WESTERN BRANCH DS | FSD | 1
VA3550050 | PB | LC | RT | Y | DS001 | LCR03 | 3524 ANNADALE DRIVE | CITY OF CHESAPEAKE - WESTERN BRANCH SYS | WESTERN BRANCH DS | FSD | 1
VA3550050 | PB | LC | RT | Y | DS001 | LCR032 | 2220 CAPRI CIRCLE | CITY OF CHESAPEAKE - WESTERN BRANCH SYS | WESTERN BRANCH DS | FSD | 1
VA3550050 | PB | LC | RT | Y | DS001 | LCR033 | 2241 CAPRI CIRCLE | CITY OF CHESAPEAKE - WESTERN BRANCH SYS | WESTERN BRANCH DS | FSD | 1
VA3550050 | PB | LC | RT | Y | DS001 | LCR034 | 2312 DRUM CREEK ROAD | CITY OF CHESAPEAKE - WESTERN BRANCH SYS | WESTERN BRANCH DS | FSD | 1
VA3550050 | PB | LC | RT | Y | DS001 | LCR035 | 2320 DRUM CREEK ROAD | CITY OF CHESAPEAKE - WESTERN BRANCH SYS | WESTERN BRANCH DS | FSD | 1
VA3550050 | PB | LC | RT | Y | DS001 | LCR036 | 2430 DRUM CREEK ROAD | CITY OF CHESAPEAKE - WESTERN BRANCH SYS | WESTERN BRANCH DS | FSD | 1
VA3550050 | PB | LC | RT | Y | DS001 | LCR037 | 2519 BELLECHASE COURT | CITY OF CHESAPEAKE - WESTERN BRANCH SYS | WESTERN BRANCH DS | FSD | 1
VA3550050 | PB | LC | RT | Y | DS001 | LCR038 | 2641 N. ELIZABETH HARBOR | CITY OF CHESAPEAKE - WESTERN BRANCH SYS | WESTERN BRANCH DS | FSD | 1
VA3550050 | PB | LC | RT | Y | DS001 | LCR039 | 2848 EAST POINT DRIVE | CITY OF CHESAPEAKE - WESTERN BRANCH SYS | WESTERN BRANCH DS | FSD | 1
VA3550050 | PB | LC | RT | Y | DS001 | LCR04 | 3732 HARDWICK TERRACE | CITY OF CHESAPEAKE - WESTERN BRANCH SYS | WESTERN BRANCH DS | FSD | 1
VA3550050 | PB | LC | RT | Y | DS001 | LCR041 | 3753 FARNSWORTH DR | CITY OF CHESAPEAKE - WESTERN BRANCH SYS | WESTERN BRANCH DS | FSD | 1
VA3550050 | PB | LC | RT | Y | DS001 | LCR042 | 3932 OAK DR EAST | CITY OF CHESAPEAKE - WESTERN BRANCH SYS | WESTERN BRANCH DS | FSD | 1
VA3550050 | PB | LC | RT | Y | DS001 | LCR043 | 3936 OAK DR EAST | CITY OF CHESAPEAKE - WESTERN BRANCH SYS | WESTERN BRANCH DS | FSD | 1
VA3550050 | PB | LC | RT | Y | DS001 | LCR044 | 4032 CEDAR GROVE CRES | CITY OF CHESAPEAKE - WESTERN BRANCH SYS | WESTERN BRANCH DS | FSD | 1
VA3550050 | PB | LC | RT | Y | DS001 | LCR045 | 4221 RADCLIFFE LANE | CITY OF CHESAPEAKE - WESTERN BRANCH SYS | WESTERN BRANCH DS | FSD | 1
VA3550050 | PB | LC | RT | Y | DS001 | LCR046 | 4713 JOLIFF WOODS DR | CITY OF CHESAPEAKE - WESTERN BRANCH SYS | WESTERN BRANCH DS | FSD | 1
VA3550050 | PB | LC | RT | Y | DS001 | LCR05 | 3600 HARDING DRIVE | CITY OF CHESAPEAKE - WESTERN BRANCH SYS | WESTERN BRANCH DS | FSD | 1
VA3550050 | PB | LC | RT | Y | DS001 | LCR06 | 2812 POINT HARBOR COURT | CITY OF CHESAPEAKE - WESTERN BRANCH SYS | WESTERN BRANCH DS | FSD | 1
VA3550050 | PB | LC | RT | Y | DS001 | LCR08 | 4345 STAFFORD DRIVE | CITY OF CHESAPEAKE - WESTERN BRANCH SYS | WESTERN BRANCH DS | FSD | 1
VA3550051 | GE | HAA | RT | Y | DS001 | DBP01 | 2499 NO. 10 LANE (PRIVATE RESIDENCE) | CITY OF CHESAPEAKE - NORTHWEST RIVER SYS | NW RIVER SERVICE AREA |  | 1
VA3550051 | GE | THM | RT | Y | DS001 | DBP01 | 2499 NO. 10 LANE (PRIVATE RESIDENCE) | CITY OF CHESAPEAKE - NORTHWEST RIVER SYS | NW RIVER SERVICE AREA |  | 1
VA3550051 | GE | HAA | RT | Y | DS001 | DBP07 | SAWYER`S MILL (2702 SAWYER'S ARCH) | CITY OF CHESAPEAKE - NORTHWEST RIVER SYS | NW RIVER SERVICE AREA |  | 1
VA3550051 | GE | THM | RT | Y | DS001 | DBP07 | SAWYER`S MILL (2702 SAWYER'S ARCH) | CITY OF CHESAPEAKE - NORTHWEST RIVER SYS | NW RIVER SERVICE AREA |  | 1
VA3550051 | GE | HAA | RT | Y | DS001 | DBP11 | POPEYE`S (333 S. DOMINION BLVD.) | CITY OF CHESAPEAKE - NORTHWEST RIVER SYS | NW RIVER SERVICE AREA |  | 1
VA3550051 | GE | THM | RT | Y | DS001 | DBP11 | POPEYE`S (333 S. DOMINION BLVD.) | CITY OF CHESAPEAKE - NORTHWEST RIVER SYS | NW RIVER SERVICE AREA |  | 1
VA3550051 | GE | HAA | RT | Y | DS001 | DBP12 | ZINO`S REST. (850 OLD GEORGE WASH.) | CITY OF CHESAPEAKE - NORTHWEST RIVER SYS | NW RIVER SERVICE AREA |  | 1
VA3550051 | GE | THM | RT | Y | DS001 | DBP12 | ZINO`S REST. (850 OLD GEORGE WASH.) | CITY OF CHESAPEAKE - NORTHWEST RIVER SYS | NW RIVER SERVICE AREA |  | 1
VA3550051 | GE | HAA | RT | Y | DS001 | DBP17 | OSCAR SMITH H.S. (1994 TIGER RD.) | CITY OF CHESAPEAKE - NORTHWEST RIVER SYS | NW RIVER SERVICE AREA |  | 1
VA3550051 | GE | THM | RT | Y | DS001 | DBP17 | OSCAR SMITH H.S. (1994 TIGER RD.) | CITY OF CHESAPEAKE - NORTHWEST RIVER SYS | NW RIVER SERVICE AREA |  | 1
VA3550051 | GE | HAA | RT | Y | DS001 | DS004 | GREENBRIER LIBRARY (1214 VOLVO PKWY.) | CITY OF CHESAPEAKE - NORTHWEST RIVER SYS | NW RIVER SERVICE AREA |  | 1
VA3550051 | GE | THM | RT | Y | DS001 | DS004 | GREENBRIER LIBRARY (1214 VOLVO PKWY.) | CITY OF CHESAPEAKE - NORTHWEST RIVER SYS | NW RIVER SERVICE AREA |  | 1
VA3550051 | GE | HAA | RT | Y | DS001 | DS006 | DEEP CREEK P.O.: 857 N. GW HWY. | CITY OF CHESAPEAKE - NORTHWEST RIVER SYS | NW RIVER SERVICE AREA |  | 1
VA3550051 | GE | THM | RT | Y | DS001 | DS006 | DEEP CREEK P.O.: 857 N. GW HWY. | CITY OF CHESAPEAKE - NORTHWEST RIVER SYS | NW RIVER SERVICE AREA |  | 1
VA3550051 | GE | FL2 | ST | N | EP001 | EP001 | NWR WTP | CITY OF CHESAPEAKE - NORTHWEST RIVER SYS | NW RIVER WTP ENTRY POINT |  | 3
VA3550051 | GE | HAA | RT | Y | EP004 | DBP15 | LAKE GASTON WTP: 5416 W. MILITARY HWY. | CITY OF CHESAPEAKE - NORTHWEST RIVER SYS | LAKE GASTON WTP ENTRY POINT |  | 1
VA3550051 | GE | THM | RT | Y | EP004 | DBP15 | LAKE GASTON WTP: 5416 W. MILITARY HWY. | CITY OF CHESAPEAKE - NORTHWEST RIVER SYS | LAKE GASTON WTP ENTRY POINT |  | 1
VA3550051 | GE | FL2 | ST | N | EP004 | EP004 | LAKE GASTON WTP | CITY OF CHESAPEAKE - NORTHWEST RIVER SYS | LAKE GASTON WTP ENTRY POINT |  | 3
VA3550051 | GE | INO | RT | Y | EP004 | EP004 | LAKE GASTON WTP | CITY OF CHESAPEAKE - NORTHWEST RIVER SYS | LAKE GASTON WTP ENTRY POINT |  | 1
VA3550051 | GE | MET | RT | Y | EP004 | EP004 | LAKE GASTON WTP | CITY OF CHESAPEAKE - NORTHWEST RIVER SYS | LAKE GASTON WTP ENTRY POINT |  | 1
VA3550051 | GE | NIT | RT | Y | EP004 | EP004 | LAKE GASTON WTP | CITY OF CHESAPEAKE - NORTHWEST RIVER SYS | LAKE GASTON WTP ENTRY POINT |  | 1
VA3550051 | GE | TOA | RT | Y | IN001 | IN001 | NORTHWEST RIVER | CITY OF CHESAPEAKE - NORTHWEST RIVER SYS | NW RIVER RAW INTAKE |  | 3
VA3550051 | GE | TOA | RT | Y | RS002 | RW001 | RAW TAP AT LG PLANT | CITY OF CHESAPEAKE - NORTHWEST RIVER SYS | WESTERN BRANCH RESERVOIR |  | 3
VA3550051 | GE | TOC | RT | Y | TP001 | UP001 | POST FILTER | CITY OF CHESAPEAKE - NORTHWEST RIVER SYS | NORTHWEST RIVER WTP |  | 3
VA3550051 | GE | TOC | RT | Y | TP004 | UP004 | COMBINED PERMEATE | CITY OF CHESAPEAKE - NORTHWEST RIVER SYS | LAKE GASTON WATER TREATMENT PLANT |  | 3
VA3550615 | GE | HAA | RT | Y | DS001 | DBP01 | BDLG 100 NALF GALLEY | NALF FENTRESS FIELD | DISTRIBUTION SYSTEM |  | 1
VA3550615 | GE | THM | RT | Y | DS001 | DBP01 | BDLG 100 NALF GALLEY | NALF FENTRESS FIELD | DISTRIBUTION SYSTEM |  | 1
VA3550620 | GE | HAA | RT | Y | DS001 | DBP03 | B-240 | NAVAL SUPPORT ACTIVITY-NW | DISTRIBUTION SYSTEM |  | 1
VA3550620 | GE | THM | RT | Y | DS001 | DBP03 | B-240 | NAVAL SUPPORT ACTIVITY-NW | DISTRIBUTION SYSTEM |  | 1
VA3550620 | GE | HAA | RT | Y | DS001 | DBP04 | B-348 | NAVAL SUPPORT ACTIVITY-NW | DISTRIBUTION SYSTEM |  | 1
VA3550620 | GE | THM | RT | Y | DS001 | DBP04 | B-348 | NAVAL SUPPORT ACTIVITY-NW | DISTRIBUTION SYSTEM |  | 1
VA3550705 | GE | NIT | RT | Y | EP001 | EP001 | HYDRO TANK TAP | PLANTATION MOBILE HOME PARK | ENTRY POINT |  | 1
VA3550705 | GE | FLU | RT | Y | EP001 - FL | EP001 - FL | ENTRY POINT FLUORIDE | PLANTATION MOBILE HOME PARK | ENTRY POINT FLUORIDE SAMPLING |  | 1
VA3550716 | GE | NIT | RT | Y | EP001 | EP001 | SAMPLING TAP AT PRESSURE TANK | PONDEROSA | ENTRY POINT |  | 1
VA3550717 | GE | NIT | RT | Y | EP001 | EP001 | HYDRO TANK TAP | TRIPLE R RANCH, INC. (OFFICE) | ENTRY POINT |  | 1
VA3550718 | GE | NIT | RT | Y | EP001 | EP001 | TAP AFTER FILTER | TRIPLE R RANCH, INC. (LODGE) | ENTRY POINT |  | 1
VA3550750 | GE | HAA | RT | Y | DS001 | DBP01 | WASTE TRT PLANT TAP | ST. BRIDES CORRECTIONAL CENTER | DISTRIBUTION SYSTEM |  | 1
VA3550750 | GE | THM | RT | Y | DS001 | DBP01 | WASTE TRT PLANT TAP | ST. BRIDES CORRECTIONAL CENTER | DISTRIBUTION SYSTEM |  | 1
VA3550775 | PB | LC | RT | Y | DS001 | LCR01 | 4428 SUNRAY AVE. | SUNRAY ARTESIAN WATER SUPPLY | DISTRIBUTION SYSTEM | FSD | 1
VA3550775 | PB | LC | RT | Y | DS001 | LCR02 | 4413 SUNRAY AVE. | SUNRAY ARTESIAN WATER SUPPLY | DISTRIBUTION SYSTEM | FSD | 1
VA3550775 | PB | LC | RT | Y | DS001 | LCR03 | 4405 SUNRAY AVE. | SUNRAY ARTESIAN WATER SUPPLY | DISTRIBUTION SYSTEM | FSD | 1
VA3550775 | PB | LC | RT | Y | DS001 | LCR04 | 4353 SUNRAY AVE. | SUNRAY ARTESIAN WATER SUPPLY | DISTRIBUTION SYSTEM | FSD | 1
VA3550775 | PB | LC | RT | Y | DS001 | LCR05 | 4401 SUNRAY AVE. | SUNRAY ARTESIAN WATER SUPPLY | DISTRIBUTION SYSTEM | FSD | 1
VA3570150 | GE | CHL | RT | Y | DS001 | DBP01 | MAX RESIDENCE TIME | COLONIAL HEIGHTS, CITY OF | DISTRIBUTION SYSTEM |  | 1
VA3570150 | GE | CHL | RT | Y | DS001 | DBP02 | NEAR 1ST CUSTOMER | COLONIAL HEIGHTS, CITY OF | DISTRIBUTION SYSTEM |  | 1
VA3570150 | GE | CHL | RT | Y | DS001 | DBP03 | AVG RESIDENCE TIME | COLONIAL HEIGHTS, CITY OF | DISTRIBUTION SYSTEM |  | 1
VA3570150 | GE | HAA | RT | Y | DS001 | DS002 | 7-11 NORTH BLVD | COLONIAL HEIGHTS, CITY OF | DISTRIBUTION SYSTEM |  | 1
VA3570150 | GE | THM | RT | Y | DS001 | DS002 | 7-11 NORTH BLVD | COLONIAL HEIGHTS, CITY OF | DISTRIBUTION SYSTEM |  | 1
VA3570150 | GE | HAA | RT | Y | DS001 | DS003 | 7-11 SOUTH BLVD | COLONIAL HEIGHTS, CITY OF | DISTRIBUTION SYSTEM |  | 1
VA3570150 | GE | THM | RT | Y | DS001 | DS003 | 7-11 SOUTH BLVD | COLONIAL HEIGHTS, CITY OF | DISTRIBUTION SYSTEM |  | 1
VA3570150 | GE | HAA | RT | Y | DS001 | DS004 | CONVALESCENT CENTER | COLONIAL HEIGHTS, CITY OF | DISTRIBUTION SYSTEM |  | 1
VA3570150 | GE | THM | RT | Y | DS001 | DS004 | CONVALESCENT CENTER | COLONIAL HEIGHTS, CITY OF | DISTRIBUTION SYSTEM |  | 1
VA3570150 | GE | HAA | RT | Y | DS001 | DS005 | ANIMAL SHELTER (301 CHARLES DIMMOCK) | COLONIAL HEIGHTS, CITY OF | DISTRIBUTION SYSTEM |  | 1
VA3570150 | GE | THM | RT | Y | DS001 | DS005 | ANIMAL SHELTER (301 CHARLES DIMMOCK) | COLONIAL HEIGHTS, CITY OF | DISTRIBUTION SYSTEM |  | 1
VA3595250 | GE | HAA | RT | Y | DS001 | DBP01 | 100 BRIGGS ST. EXT. | EMPORIA, CITY OF | DISTRIBUTION SYSTEM |  | 1
VA3595250 | GE | THM | RT | Y | DS001 | DBP01 | 100 BRIGGS ST. EXT. | EMPORIA, CITY OF | DISTRIBUTION SYSTEM |  | 1
VA3595250 | GE | HAA | RT | Y | DS001 | DBP04 | 813 PEACH TREE | EMPORIA, CITY OF | DISTRIBUTION SYSTEM |  | 1
VA3595250 | GE | THM | RT | Y | DS001 | DBP04 | 813 PEACH TREE | EMPORIA, CITY OF | DISTRIBUTION SYSTEM |  | 1
VA3595250 | PB | LC | RT | Y | DS001 | DS001 | 801 PEACHTREE ST | EMPORIA, CITY OF | DISTRIBUTION SYSTEM | FSD | 1
VA3595250 | PB | LC | RT | Y | DS001 | DS004 | 300 BATTERY AVE | EMPORIA, CITY OF | DISTRIBUTION SYSTEM | FSD | 1
VA3595250 | PB | LC | RT | Y | DS001 | DS006 | 505 TURNER LANE | EMPORIA, CITY OF | DISTRIBUTION SYSTEM | FSD | 1
VA3595250 | PB | LC | RT | Y | DS001 | DS007 | 322 OAK HILL DR | EMPORIA, CITY OF | DISTRIBUTION SYSTEM | FSD | 1
VA3595250 | PB | LC | RT | Y | DS001 | DS009 | 415 LAUREL ST | EMPORIA, CITY OF | DISTRIBUTION SYSTEM | FSD | 1
VA3650350 | GE | HAA | RT | Y | DS001 | DBP01 | BLDG 891 (HUSH HOUSE) | LANGLEY AIR FORCE BASE | DISTRIBUTION SYSTEM |  | 1
VA3650350 | GE | THM | RT | Y | DS001 | DBP01 | BLDG 891 (HUSH HOUSE) | LANGLEY AIR FORCE BASE | DISTRIBUTION SYSTEM |  | 1
VA3650350 | GE | HAA | RT | Y | DS001 | DBP02 | BLDG 1374 (PUMP HOUSE) | LANGLEY AIR FORCE BASE | DISTRIBUTION SYSTEM |  | 1
VA3650350 | GE | THM | RT | Y | DS001 | DBP02 | BLDG 1374 (PUMP HOUSE) | LANGLEY AIR FORCE BASE | DISTRIBUTION SYSTEM |  | 1
VA3650350 | GE | HAA | RT | Y | DS001 | DBP03 | BLDG 25 (COMMUNICATION SQUADRON) | LANGLEY AIR FORCE BASE | DISTRIBUTION SYSTEM |  | 1
VA3650350 | GE | THM | RT | Y | DS001 | DBP03 | BLDG 25 (COMMUNICATION SQUADRON) | LANGLEY AIR FORCE BASE | DISTRIBUTION SYSTEM |  | 1
VA3650350 | GE | HAA | RT | Y | DS001 | DBP04 | BLDG 140 (DINING HALL) | LANGLEY AIR FORCE BASE | DISTRIBUTION SYSTEM |  | 1
VA3650350 | GE | THM | RT | Y | DS001 | DBP04 | BLDG 140 (DINING HALL) | LANGLEY AIR FORCE BASE | DISTRIBUTION SYSTEM |  | 1
VA3650350 | PB | LC | RT | Y | DS001 | LCR04 | 154 GLOVER AVE | LANGLEY AIR FORCE BASE | DISTRIBUTION SYSTEM | FSD | 1
VA3650350 | PB | LC | RT | Y | DS001 | LCR07 | 115 BRYANT AVE | LANGLEY AIR FORCE BASE | DISTRIBUTION SYSTEM | FSD | 1
VA3650350 | PB | LC | RT | Y | DS001 | LCR08 | 134 GLOVER AVE | LANGLEY AIR FORCE BASE | DISTRIBUTION SYSTEM | FSD | 1
VA3650350 | PB | LC | RT | Y | DS001 | LCR09 | 125 BRYANT AVE | LANGLEY AIR FORCE BASE | DISTRIBUTION SYSTEM | FSD | 1
VA3650350 | PB | LC | RT | Y | DS001 | LCR10 | 328 GRAY AVE | LANGLEY AIR FORCE BASE | DISTRIBUTION SYSTEM | FSD | 1
VA3650350 | PB | LC | RT | Y | DS001 | LCR11 | 367 HELMS AVE | LANGLEY AIR FORCE BASE | DISTRIBUTION SYSTEM | FSD | 1
VA3650350 | PB | LC | RT | Y | DS001 | LCR13 | 386 WATTS AVE | LANGLEY AIR FORCE BASE | DISTRIBUTION SYSTEM | FSD | 1
VA3650350 | PB | LC | RT | Y | DS001 | LCR14 | 115 WRIGHT AVE | LANGLEY AIR FORCE BASE | DISTRIBUTION SYSTEM | FSD | 1
VA3650350 | PB | LC | RT | Y | DS001 | LCR16 | 135 TYNDALL PL | LANGLEY AIR FORCE BASE | DISTRIBUTION SYSTEM | FSD | 1
VA3650350 | PB | LC | RT | Y | DS001 | LCR19 | 174 EAGAN AVE | LANGLEY AIR FORCE BASE | DISTRIBUTION SYSTEM | FSD | 1
VA3650350 | PB | LC | RT | Y | DS001 | LCR20 | 388 RYAN AVE | LANGLEY AIR FORCE BASE | DISTRIBUTION SYSTEM | FSD | 1
VA3650350 | PB | LC | RT | Y | DS001 | LCR21 | 408 WATTS AVE | LANGLEY AIR FORCE BASE | DISTRIBUTION SYSTEM | FSD | 1
VA3650350 | PB | LC | RT | Y | DS001 | LCR25 | 387 RYAN AVE | LANGLEY AIR FORCE BASE | DISTRIBUTION SYSTEM | FSD | 1
VA3650350 | PB | LC | RT | Y | DS001 | LCR26 | 392 WATTS AVE | LANGLEY AIR FORCE BASE | DISTRIBUTION SYSTEM | FSD | 1
VA3650350 | PB | LC | RT | Y | DS001 | LCR32 | 196 SWEENEY BLVD | LANGLEY AIR FORCE BASE | DISTRIBUTION SYSTEM | FSD | 1
VA3650350 | PB | LC | RT | Y | DS001 | LCR35 | 123 BOWEN ST | LANGLEY AIR FORCE BASE | DISTRIBUTION SYSTEM | FSD | 1
VA3650350 | PB | LC | RT | Y | DS001 | LCR38 | 127 GLOVER AVE | LANGLEY AIR FORCE BASE | DISTRIBUTION SYSTEM | FSD | 1
VA3650350 | PB | LC | RT | Y | DS001 | LCR39 | 152 EAGAN AVE | LANGLEY AIR FORCE BASE | DISTRIBUTION SYSTEM | FSD | 1
VA3650350 | PB | LC | RT | Y | DS001 | LCR44 | 182 EAGAN AVE | LANGLEY AIR FORCE BASE | DISTRIBUTION SYSTEM | FSD | 1
VA3650350 | PB | LC | RT | Y | DS001 | LCR45 | 336 GRAY | LANGLEY AIR FORCE BASE | DISTRIBUTION SYSTEM | FSD | 1
VA3650350 | PB | LC | RT | Y | DS001 | LCR48 | 416 WATTS | LANGLEY AIR FORCE BASE | DISTRIBUTION SYSTEM | FSD | 1
VA3650350 | PB | LC | RT | Y | DS001 | LCR49 | 137 BENEDICT | LANGLEY AIR FORCE BASE | DISTRIBUTION SYSTEM | FSD | 1
VA3650350 | PB | LC | RT | Y | DS001 | LCR50 | 150 BENEDICT | LANGLEY AIR FORCE BASE | DISTRIBUTION SYSTEM | FSD | 1
VA3650350 | PB | LC | RT | Y | DS001 | LCR51 | 163 BENEDICT | LANGLEY AIR FORCE BASE | DISTRIBUTION SYSTEM | FSD | 1
VA3650350 | PB | LC | RT | Y | DS001 | LCR52 | 134 BRYANT | LANGLEY AIR FORCE BASE | DISTRIBUTION SYSTEM | FSD | 1
VA3650350 | PB | LC | RT | Y | DS001 | LCR53 | 183 EAGAN | LANGLEY AIR FORCE BASE | DISTRIBUTION SYSTEM | FSD | 1
VA3650350 | PB | LC | RT | Y | DS001 | LCR55 | 127 BOWEN | LANGLEY AIR FORCE BASE | DISTRIBUTION SYSTEM | FSD | 1
VA3650350 | PB | LC | RT | Y | DS001 | LCR56 | 117 WRIGHT | LANGLEY AIR FORCE BASE | DISTRIBUTION SYSTEM | FSD | 1
VA3650350 | PB | LC | RT | Y | DS001 | LCR58 | BLDG 60, SINK 2 | LANGLEY AIR FORCE BASE | DISTRIBUTION SYSTEM | FSD | 1
VA3650350 | PB | LC | RT | Y | DS001 | LCR62 | BLDG 61, SINK 1 | LANGLEY AIR FORCE BASE | DISTRIBUTION SYSTEM | FSD | 1
VA3670800 | GE | HAA | RT | Y | DS001 | DS005 | RT 156 METER PIT | VIRGINIA-AMERICAN WATER CO. | DISTRIBUTION SYSTEM |  | 1
VA3670800 | GE | THM | RT | Y | DS001 | DS005 | RT 156 METER PIT | VIRGINIA-AMERICAN WATER CO. | DISTRIBUTION SYSTEM |  | 1
VA3670800 | GE | HAA | RT | Y | DS001 | DS008 | MCD'S - 3309 OAKLAWN | VIRGINIA-AMERICAN WATER CO. | DISTRIBUTION SYSTEM |  | 1
VA3670800 | GE | THM | RT | Y | DS001 | DS008 | MCD'S - 3309 OAKLAWN | VIRGINIA-AMERICAN WATER CO. | DISTRIBUTION SYSTEM |  | 1
VA3670800 | GE | HAA | RT | Y | DS001 | DS010 | 109 OAKWOOD | VIRGINIA-AMERICAN WATER CO. | DISTRIBUTION SYSTEM |  | 1
VA3670800 | GE | THM | RT | Y | DS001 | DS010 | 109 OAKWOOD | VIRGINIA-AMERICAN WATER CO. | DISTRIBUTION SYSTEM |  | 1
VA3670800 | GE | HAA | RT | Y | DS001 | DS011 | CEDAR TRAIL & RUNNING CREEK | VIRGINIA-AMERICAN WATER CO. | DISTRIBUTION SYSTEM |  | 1
VA3670800 | GE | THM | RT | Y | DS001 | DS011 | CEDAR TRAIL & RUNNING CREEK | VIRGINIA-AMERICAN WATER CO. | DISTRIBUTION SYSTEM |  | 1
VA3670800 | GE | FL2 | ST | N | EP002 | EP002 | ENTRY POINT - DOM | VIRGINIA-AMERICAN WATER CO. | ENTRY POINT - DOMESTIC |  | 3
VA3670800 | GE | NIT | RT | Y | EP002 | EP002 | ENTRY POINT - DOM | VIRGINIA-AMERICAN WATER CO. | ENTRY POINT - DOMESTIC |  | 1
VA3670800 | GE | TOA | RT | Y | IN001 | RW001 | INTAKE RAW WATER | VIRGINIA-AMERICAN WATER CO. | APPOMATTOX RIVER |  | 3
VA3670800 | GE | TOC | RT | Y | TP001 | UP001 | DOMESTIC FILTER EFFL | VIRGINIA-AMERICAN WATER CO. | VIRGINIA AMERICAN WATER CO - HOPEWELL |  | 3
VA3700100 | GE | HAA | RT | Y | DS001 | DBP007 | 3518 MULBERRY SS 140 | FORT EUSTIS | DISTRIBUTION SYSTEM |  | 1
VA3700100 | GE | THM | RT | Y | DS001 | DBP007 | 3518 MULBERRY SS 140 | FORT EUSTIS | DISTRIBUTION SYSTEM |  | 1
VA3700100 | GE | HAA | RT | Y | DS001 | DBP009 | 1607 PATCH RD SS 060 | FORT EUSTIS | DISTRIBUTION SYSTEM |  | 1
VA3700100 | GE | THM | RT | Y | DS001 | DBP009 | 1607 PATCH RD SS 060 | FORT EUSTIS | DISTRIBUTION SYSTEM |  | 1
VA3700100 | GE | HAA | RT | Y | DS001 | DBP013 | BLDG 1737 | FORT EUSTIS | DISTRIBUTION SYSTEM |  | 1
VA3700100 | GE | THM | RT | Y | DS001 | DBP013 | BLDG 1737 | FORT EUSTIS | DISTRIBUTION SYSTEM |  | 1
VA3700100 | GE | HAA | RT | Y | DS001 | DBP014 | 3509 MULBERRY ISLAND RD | FORT EUSTIS | DISTRIBUTION SYSTEM |  | 1
VA3700100 | GE | THM | RT | Y | DS001 | DBP014 | 3509 MULBERRY ISLAND RD | FORT EUSTIS | DISTRIBUTION SYSTEM |  | 1
VA3700100 | PB | LC | RT | Y | DS001 | LCR004 | BLDG 2760 | FORT EUSTIS | DISTRIBUTION SYSTEM | FSD | 1
VA3700100 | PB | LC | RT | Y | DS001 | LCR005 | BLDG 2761 | FORT EUSTIS | DISTRIBUTION SYSTEM | FSD | 1
VA3700100 | PB | LC | RT | Y | DS001 | LCR006 | BLDG 2762 | FORT EUSTIS | DISTRIBUTION SYSTEM | FSD | 1
VA3700100 | PB | LC | RT | Y | DS001 | LCR007 | BLDG 2763 | FORT EUSTIS | DISTRIBUTION SYSTEM | FSD | 1
VA3700100 | PB | LC | RT | Y | DS001 | LCR008 | BLDG 2766 | FORT EUSTIS | DISTRIBUTION SYSTEM | FSD | 1
VA3700100 | PB | LC | RT | Y | DS001 | LCR009 | BLDG 2767 | FORT EUSTIS | DISTRIBUTION SYSTEM | FSD | 1
VA3700100 | PB | LC | RT | Y | DS001 | LCR010 | BLDG 2770 | FORT EUSTIS | DISTRIBUTION SYSTEM | FSD | 1
VA3700100 | PB | LC | RT | Y | DS001 | LCR011 | BLDG 2772 | FORT EUSTIS | DISTRIBUTION SYSTEM | FSD | 1
VA3700100 | PB | LC | RT | Y | DS001 | LCR012 | BLDG 2773 | FORT EUSTIS | DISTRIBUTION SYSTEM | FSD | 1
VA3700100 | PB | LC | RT | Y | DS001 | LCR013 | BLDG 2774 | FORT EUSTIS | DISTRIBUTION SYSTEM | FSD | 1
VA3700100 | PB | LC | RT | Y | DS001 | LCR014 | BLDG 2775 | FORT EUSTIS | DISTRIBUTION SYSTEM | FSD | 1
VA3700100 | PB | LC | RT | Y | DS001 | LCR015 | BLDG 2776 | FORT EUSTIS | DISTRIBUTION SYSTEM | FSD | 1
VA3700100 | PB | LC | RT | Y | DS001 | LCR016 | BLDG 2777 | FORT EUSTIS | DISTRIBUTION SYSTEM | FSD | 1
VA3700100 | PB | LC | RT | Y | DS001 | LCR017 | BLDG 2779 | FORT EUSTIS | DISTRIBUTION SYSTEM | FSD | 1
VA3700100 | PB | LC | RT | Y | DS001 | LCR018 | BLDG 2778 | FORT EUSTIS | DISTRIBUTION SYSTEM | FSD | 1
VA3700100 | PB | LC | RT | Y | DS001 | LCR019 | BLDG 2780 | FORT EUSTIS | DISTRIBUTION SYSTEM | FSD | 1
VA3700100 | PB | LC | RT | Y | DS001 | LCR020 | BLDG 2781 | FORT EUSTIS | DISTRIBUTION SYSTEM | FSD | 1
VA3700100 | PB | LC | RT | Y | DS001 | LCR021 | BLDG 2782 | FORT EUSTIS | DISTRIBUTION SYSTEM | FSD | 1
VA3700100 | PB | LC | RT | Y | DS001 | LCR022 | BLDG 2925 | FORT EUSTIS | DISTRIBUTION SYSTEM | FSD | 1
VA3700100 | PB | LC | RT | Y | DS001 | LCR023 | BLDG 2926 | FORT EUSTIS | DISTRIBUTION SYSTEM | FSD | 1
VA3700100 | PB | LC | RT | Y | DS001 | LCR024 | BLDG 2927 | FORT EUSTIS | DISTRIBUTION SYSTEM | FSD | 1
VA3700100 | PB | LC | RT | Y | DS001 | LCR025 | BLDG 2928 | FORT EUSTIS | DISTRIBUTION SYSTEM | FSD | 1
VA3700100 | PB | LC | RT | Y | DS001 | LCR027 | BLDG 2932 | FORT EUSTIS | DISTRIBUTION SYSTEM | FSD | 1
VA3700100 | PB | LC | RT | Y | DS001 | LCR028 | BLDG 2933 | FORT EUSTIS | DISTRIBUTION SYSTEM | FSD | 1
VA3700100 | PB | LC | RT | Y | DS001 | LCR029 | BLDG 2934 | FORT EUSTIS | DISTRIBUTION SYSTEM | FSD | 1
VA3700100 | PB | LC | RT | Y | DS001 | LCR030 | BLDG 2935 | FORT EUSTIS | DISTRIBUTION SYSTEM | FSD | 1
VA3700100 | PB | LC | RT | Y | DS001 | LCR031 | BLDG 2764 | FORT EUSTIS | DISTRIBUTION SYSTEM | FSD | 1
VA3700100 | PB | LC | RT | Y | DS001 | LCR032 | 2765 MCMANUS PL | FORT EUSTIS | DISTRIBUTION SYSTEM | FSD | 1
VA3700100 | PB | LC | RT | Y | DS001 | LCR033 | 2768 FERGUSON CIR | FORT EUSTIS | DISTRIBUTION SYSTEM | FSD | 1
VA3700100 | PB | LC | RT | Y | DS001 | LCR034 | BLDG 2769 | FORT EUSTIS | DISTRIBUTION SYSTEM | FSD | 1
VA3740700 | GE | HAA | RT | Y | DS001 | DBP201 | BLDG. 307 | ST. JULIENS CREEK ANNEX | DISTRIBUTION SYSTEM |  | 1
VA3740700 | GE | THM | RT | Y | DS001 | DBP201 | BLDG. 307 | ST. JULIENS CREEK ANNEX | DISTRIBUTION SYSTEM |  | 1
VA3740700 | PB | LC | RT | Y | DS001 | PBCU001 | 400 | ST. JULIENS CREEK ANNEX | DISTRIBUTION SYSTEM | FSD | 1
VA3740700 | PB | LC | RT | Y | DS001 | PBCU004 | 307 | ST. JULIENS CREEK ANNEX | DISTRIBUTION SYSTEM | FSD | 1
VA3740700 | PB | LC | RT | Y | DS001 | PBCU005 | 167 | ST. JULIENS CREEK ANNEX | DISTRIBUTION SYSTEM | FSD | 1
VA3740700 | PB | LC | RT | Y | DS001 | PBCU006 | 1556 | ST. JULIENS CREEK ANNEX | DISTRIBUTION SYSTEM | FSD | 1
VA3740700 | PB | LC | RT | Y | DS001 | PBCU007 | 12 | ST. JULIENS CREEK ANNEX | DISTRIBUTION SYSTEM | FSD | 1
VA3740700 | PB | LC | RT | Y | DS001 | PBCU008 | 164 | ST. JULIENS CREEK ANNEX | DISTRIBUTION SYSTEM | FSD | 1
VA3740700 | PB | LC | RT | Y | DS001 | PBCU009 | 180 | ST. JULIENS CREEK ANNEX | DISTRIBUTION SYSTEM | FSD | 1
VA3740700 | PB | LC | RT | Y | DS001 | PBCU010 | 169 | ST. JULIENS CREEK ANNEX | DISTRIBUTION SYSTEM | FSD | 1
VA3740700 | PB | LC | RT | Y | DS001 | PBCU011 | 166 | ST. JULIENS CREEK ANNEX | DISTRIBUTION SYSTEM | FSD | 1
VA3740700 | PB | LC | RT | Y | DS001 | PBCU012 | 16 | ST. JULIENS CREEK ANNEX | DISTRIBUTION SYSTEM | FSD | 1
VA3800260 | GE | NIT | RT | Y | EP001 | EP001 | LAUNDRY TAP | GREEN PINES APARTMENTS EAST | ENTRY POINT |  | 1
VA3800629 | GE | NIT | RT | Y | EP001 | EP001 | HYDRO TANK TAP | FARMER FRANKS | ENTRY POINT |  | 1
VA3700500 | GE | HAA | RT | Y | DS001 | M03 | 26 S. KING STREET | NEWPORT NEWS, CITY OF | CITY OF NEWPORT NEWS |  | 1
VA3700500 | GE | THM | RT | Y | DS001 | M03 | 26 S. KING STREET | NEWPORT NEWS, CITY OF | CITY OF NEWPORT NEWS |  | 1
VA3700500 | GE | HAA | RT | Y | DS001 | M10 | 1306 N. KING ST | NEWPORT NEWS, CITY OF | CITY OF NEWPORT NEWS |  | 1
VA3700500 | GE | THM | RT | Y | DS001 | M10 | 1306 N. KING ST | NEWPORT NEWS, CITY OF | CITY OF NEWPORT NEWS |  | 1
VA3700500 | GE | HAA | RT | Y | DS001 | M17 | 11117 JEFFERSON AVE | NEWPORT NEWS, CITY OF | CITY OF NEWPORT NEWS |  | 1
VA3700500 | GE | THM | RT | Y | DS001 | M17 | 11117 JEFFERSON AVE | NEWPORT NEWS, CITY OF | CITY OF NEWPORT NEWS |  | 1
VA3700500 | GE | HAA | RT | Y | DS001 | M20 | 1430 KECOUGHTAN RD | NEWPORT NEWS, CITY OF | CITY OF NEWPORT NEWS |  | 1
VA3700500 | GE | THM | RT | Y | DS001 | M20 | 1430 KECOUGHTAN RD | NEWPORT NEWS, CITY OF | CITY OF NEWPORT NEWS |  | 1
VA3700500 | GE | HAA | RT | Y | DS001 | M26 | 9 SEMPLE FARM RD | NEWPORT NEWS, CITY OF | CITY OF NEWPORT NEWS |  | 1
VA3700500 | GE | THM | RT | Y | DS001 | M26 | 9 SEMPLE FARM RD | NEWPORT NEWS, CITY OF | CITY OF NEWPORT NEWS |  | 1
VA3700500 | GE | HAA | RT | Y | DS001 | M27 | 2000 GATEWAY PARKWAY | NEWPORT NEWS, CITY OF | CITY OF NEWPORT NEWS |  | 1
VA3700500 | GE | THM | RT | Y | DS001 | M27 | 2000 GATEWAY PARKWAY | NEWPORT NEWS, CITY OF | CITY OF NEWPORT NEWS |  | 1
VA3700500 | GE | HAA | RT | Y | DS001 | R19 | 222 PAGELAND DRIVE | NEWPORT NEWS, CITY OF | CITY OF NEWPORT NEWS |  | 1
VA3700500 | GE | THM | RT | Y | DS001 | R19 | 222 PAGELAND DRIVE | NEWPORT NEWS, CITY OF | CITY OF NEWPORT NEWS |  | 1
VA3700500 | GE | HAA | RT | Y | DS001 | R31 | 305 CLEMENTS LANE | NEWPORT NEWS, CITY OF | CITY OF NEWPORT NEWS |  | 1
VA3700500 | GE | THM | RT | Y | DS001 | R31 | 305 CLEMENTS LANE | NEWPORT NEWS, CITY OF | CITY OF NEWPORT NEWS |  | 1
VA3700500 | GE | HAA | RT | Y | DS001 | R38 | 52 BAY FRONT PLACE | NEWPORT NEWS, CITY OF | CITY OF NEWPORT NEWS |  | 1
VA3700500 | GE | THM | RT | Y | DS001 | R38 | 52 BAY FRONT PLACE | NEWPORT NEWS, CITY OF | CITY OF NEWPORT NEWS |  | 1
VA3700500 | GE | HAA | RT | Y | DS001 | R49 | 234 N. LAWSON RD | NEWPORT NEWS, CITY OF | CITY OF NEWPORT NEWS |  | 1
VA3700500 | GE | THM | RT | Y | DS001 | R49 | 234 N. LAWSON RD | NEWPORT NEWS, CITY OF | CITY OF NEWPORT NEWS |  | 1
VA3700500 | GE | HAA | RT | Y | DS001 | R55 | 913 BAY TREE BEACH RD | NEWPORT NEWS, CITY OF | CITY OF NEWPORT NEWS |  | 1
VA3700500 | GE | THM | RT | Y | DS001 | R55 | 913 BAY TREE BEACH RD | NEWPORT NEWS, CITY OF | CITY OF NEWPORT NEWS |  | 1
VA3700500 | GE | HAA | RT | Y | DS001 | T06 | 895 YORKTOWN RD | NEWPORT NEWS, CITY OF | CITY OF NEWPORT NEWS |  | 1
VA3700500 | GE | THM | RT | Y | DS001 | T06 | 895 YORKTOWN RD | NEWPORT NEWS, CITY OF | CITY OF NEWPORT NEWS |  | 1
VA3700500 | GE | BRO | RT | Y | EP001 | EP001 | HARWOODS MILL | NEWPORT NEWS, CITY OF | HARWOODS MILL ENTRY POINT |  | 3
VA3710100 | GE | THM | RT | Y | DS001 | DBP201 | 249 S. NEWTOWN RD. | NORFOLK, CITY OF | DISTRIBUTION SYSTEM |  | 1
VA3710100 | GE | HAA | RT | Y | DS001 | DBP202 | 711 LIBERTY STREET | NORFOLK, CITY OF | DISTRIBUTION SYSTEM |  | 1
VA3710100 | GE | THM | RT | Y | DS001 | DBP202 | 711 LIBERTY STREET | NORFOLK, CITY OF | DISTRIBUTION SYSTEM |  | 1
VA3710100 | GE | HAA | RT | Y | DS001 | DBP203 | 961 PARK AVE | NORFOLK, CITY OF | DISTRIBUTION SYSTEM |  | 1
VA3710100 | GE | THM | RT | Y | DS001 | DBP203 | 961 PARK AVE | NORFOLK, CITY OF | DISTRIBUTION SYSTEM |  | 1
VA3710100 | GE | HAA | RT | Y | DS001 | DBP204 | 404 COLLEY AVE | NORFOLK, CITY OF | DISTRIBUTION SYSTEM |  | 1
VA3710100 | GE | THM | RT | Y | DS001 | DBP204 | 404 COLLEY AVE | NORFOLK, CITY OF | DISTRIBUTION SYSTEM |  | 1
VA3710100 | GE | HAA | RT | Y | DS001 | DBP205 | 3800 GRANBY STREET | NORFOLK, CITY OF | DISTRIBUTION SYSTEM |  | 1
VA3710100 | GE | THM | RT | Y | DS001 | DBP205 | 3800 GRANBY STREET | NORFOLK, CITY OF | DISTRIBUTION SYSTEM |  | 1
VA3710100 | GE | HAA | RT | Y | DS001 | DBP206 | 1650 W. LITTLE CREEK ROAD | NORFOLK, CITY OF | DISTRIBUTION SYSTEM |  | 1
VA3710100 | GE | THM | RT | Y | DS001 | DBP206 | 1650 W. LITTLE CREEK ROAD | NORFOLK, CITY OF | DISTRIBUTION SYSTEM |  | 1
VA3710100 | GE | HAA | RT | Y | DS001 | DBP207 | 298 W. BAY AVE. | NORFOLK, CITY OF | DISTRIBUTION SYSTEM |  | 1
VA3710100 | GE | THM | RT | Y | DS001 | DBP207 | 298 W. BAY AVE. | NORFOLK, CITY OF | DISTRIBUTION SYSTEM |  | 1
VA3710100 | GE | HAA | RT | Y | DS001 | DBP208 | 3648 SEWELLS POINT ROAD | NORFOLK, CITY OF | DISTRIBUTION SYSTEM |  | 1
VA3710100 | GE | THM | RT | Y | DS001 | DBP208 | 3648 SEWELLS POINT ROAD | NORFOLK, CITY OF | DISTRIBUTION SYSTEM |  | 1
VA3710100 | GE | FL2 | ST | N | EP001 | EP001 | MOORES BRIDGES | NORFOLK, CITY OF | MOORES BRIDGES WTP ENTRY POINT |  | 3
VA3710100 | GE | NO2 | RT | Y | EP001 | EP001 | MOORES BRIDGES | NORFOLK, CITY OF | MOORES BRIDGES WTP ENTRY POINT |  | 1
VA3710100 | GE | RAD | RT | Y | EP001 | EP001 | MOORES BRIDGES | NORFOLK, CITY OF | MOORES BRIDGES WTP ENTRY POINT |  | 1
VA3710100 | GE | FL2 | ST | N | EP002 | EP002 | KRISTEN M. LENTZ WTP | NORFOLK, CITY OF | KRISTEN M. LENTZ WTP ENTRY POINT |  | 3
VA3710100 | GE | NO2 | RT | Y | EP002 | EP002 | KRISTEN M. LENTZ WTP | NORFOLK, CITY OF | KRISTEN M. LENTZ WTP ENTRY POINT |  | 1
VA3710100 | GE | RAD | RT | Y | EP002 | EP002 | KRISTEN M. LENTZ WTP | NORFOLK, CITY OF | KRISTEN M. LENTZ WTP ENTRY POINT |  | 1
VA3710100 | GE | TOA | RT | Y | IN010 | RW010 | MOORES BRIDGES WB/LP/LW RAW | NORFOLK, CITY OF | MOORES BRIDGES WB/LP/LW RAW INTAKE |  | 3
VA3710100 | GE | TOA | RT | Y | IN011 | RW011 | MOORES BRIDGES WEST RAW WATER | NORFOLK, CITY OF | MOORES BRIDGES WEST RAW INTAKE |  | 3
VA3710100 | GE | TOA | RT | Y | IN012 | RW012 | KRISTEN M LENTZ RAW WATER INTAKE | NORFOLK, CITY OF | KRISTEN M LENTZ RAW INTAKE |  | 3
VA3710100 | GE | TOC | RT | Y | TP01 | UP001 | LLWW FILTERED | NORFOLK, CITY OF | MOORES BRIDGES WTP |  | 3
VA3710100 | GE | TOC | RT | Y | TP02 | UP002 | FW FLUME | NORFOLK, CITY OF | KRISTEN M. LENTZ WTP |  | 3
VA3710850 | GE | HAA | RT | Y | DS001 | DBP001 | NH-30 | NSA HAMPTON ROADS, MAIN BASE | DISTRIBUTION SYSTEM |  | 1
VA3710850 | GE | THM | RT | Y | DS001 | DBP001 | NH-30 | NSA HAMPTON ROADS, MAIN BASE | DISTRIBUTION SYSTEM |  | 1
VA3710850 | GE | HAA | RT | Y | DS001 | DBP002 | SDA-334 | NSA HAMPTON ROADS, MAIN BASE | DISTRIBUTION SYSTEM |  | 1
VA3710850 | GE | THM | RT | Y | DS001 | DBP002 | SDA-334 | NSA HAMPTON ROADS, MAIN BASE | DISTRIBUTION SYSTEM |  | 1
VA3710850 | GE | HAA | RT | Y | DS001 | DBP003 | SDA-211 | NSA HAMPTON ROADS, MAIN BASE | DISTRIBUTION SYSTEM |  | 1
VA3710850 | GE | THM | RT | Y | DS001 | DBP003 | SDA-211 | NSA HAMPTON ROADS, MAIN BASE | DISTRIBUTION SYSTEM |  | 1
VA3710850 | GE | HAA | RT | Y | DS001 | DBP004 | MCA-614 | NSA HAMPTON ROADS, MAIN BASE | DISTRIBUTION SYSTEM |  | 1
VA3710850 | GE | THM | RT | Y | DS001 | DBP004 | MCA-614 | NSA HAMPTON ROADS, MAIN BASE | DISTRIBUTION SYSTEM |  | 1
VA3730750 | GE | CHL | RT | Y | DS001 | DBP01 | BERKELEY MANOR P.S. | PETERSBURG, CITY OF | DISTRIBUTION SYSTEM |  | 1
VA3730750 | GE | CHL | RT | Y | DS001 | DBP02 | LOCKS P.S. | PETERSBURG, CITY OF | DISTRIBUTION SYSTEM |  | 1
VA3730750 | GE | CHL | RT | Y | DS001 | DBP03 | UTILITY LINES SHOP | PETERSBURG, CITY OF | DISTRIBUTION SYSTEM |  | 1
VA3730750 | GE | HAA | RT | Y | DS001 | DS002 | UTILITY LINES - 424 ST. ANDREWS ST. | PETERSBURG, CITY OF | DISTRIBUTION SYSTEM |  | 1
VA3730750 | GE | THM | RT | Y | DS001 | DS002 | UTILITY LINES - 424 ST. ANDREWS ST. | PETERSBURG, CITY OF | DISTRIBUTION SYSTEM |  | 1
VA3730750 | GE | HAA | RT | Y | DS001 | DS004 | BRANCH LIBRARY - 1865 SYCAMORE ST. | PETERSBURG, CITY OF | DISTRIBUTION SYSTEM |  | 1
VA3730750 | GE | THM | RT | Y | DS001 | DS004 | BRANCH LIBRARY - 1865 SYCAMORE ST. | PETERSBURG, CITY OF | DISTRIBUTION SYSTEM |  | 1
VA3730750 | GE | HAA | RT | Y | DS001 | DS005 | LIBERTY DIALYSIS - 3400 S. CRATER RD. | PETERSBURG, CITY OF | DISTRIBUTION SYSTEM |  | 1
VA3730750 | GE | THM | RT | Y | DS001 | DS005 | LIBERTY DIALYSIS - 3400 S. CRATER RD. | PETERSBURG, CITY OF | DISTRIBUTION SYSTEM |  | 1
VA3730750 | GE | HAA | RT | Y | DS001 | DS006 | ROHOIC CREEK PUMP STATION | PETERSBURG, CITY OF | DISTRIBUTION SYSTEM |  | 1
VA3730750 | GE | THM | RT | Y | DS001 | DS006 | ROHOIC CREEK PUMP STATION | PETERSBURG, CITY OF | DISTRIBUTION SYSTEM |  | 1
VA3740450 | GE | HAA | RT | Y | DS001 | DBP201 | BLDG. 289 | CRANEY ISLAND FUEL DEPOT | DISTRIBUTION SYSTEM |  | 1
VA3740450 | GE | THM | RT | Y | DS001 | DBP201 | BLDG. 289 | CRANEY ISLAND FUEL DEPOT | DISTRIBUTION SYSTEM |  | 1
VA3740500 | GE | HAA | RT | Y | DS001 | DBP201 | BLDG. 1530 (SCOTT CTR.) | NORFOLK NAVAL SHIPYARD | DISTRIBUTION SYSTEM |  | 1
VA3740500 | GE | THM | RT | Y | DS001 | DBP201 | BLDG. 1530 (SCOTT CTR.) | NORFOLK NAVAL SHIPYARD | DISTRIBUTION SYSTEM |  | 1
VA3740500 | GE | HAA | RT | Y | DS001 | DBP202 | BLDG. 1510 | NORFOLK NAVAL SHIPYARD | DISTRIBUTION SYSTEM |  | 1
VA3740500 | GE | THM | RT | Y | DS001 | DBP202 | BLDG. 1510 | NORFOLK NAVAL SHIPYARD | DISTRIBUTION SYSTEM |  | 1
VA3740500 | GE | HAA | RT | Y | DS001 | DBP203 | EM#1 | NORFOLK NAVAL SHIPYARD | DISTRIBUTION SYSTEM |  | 1
VA3740500 | GE | THM | RT | Y | DS001 | DBP203 | EM#1 | NORFOLK NAVAL SHIPYARD | DISTRIBUTION SYSTEM |  | 1
VA3740500 | GE | HAA | RT | Y | DS001 | DBP204 | EM#3 | NORFOLK NAVAL SHIPYARD | DISTRIBUTION SYSTEM |  | 1
VA3740500 | GE | THM | RT | Y | DS001 | DBP204 | EM#3 | NORFOLK NAVAL SHIPYARD | DISTRIBUTION SYSTEM |  | 1
VA3740500 | PB | LC | RT | Y | DS001 | PBCU01 | BLDG 1500 | NORFOLK NAVAL SHIPYARD | DISTRIBUTION SYSTEM | FSD | 1
VA3740500 | PB | LC | RT | Y | DS001 | PBCU02 | BLDG 1505 | NORFOLK NAVAL SHIPYARD | DISTRIBUTION SYSTEM | FSD | 1
VA3740500 | PB | LC | RT | Y | DS001 | PBCU03 | BLDG 1502 | NORFOLK NAVAL SHIPYARD | DISTRIBUTION SYSTEM | FSD | 1
VA3740500 | PB | LC | RT | Y | DS001 | PBCU04 | BLDG 1503 | NORFOLK NAVAL SHIPYARD | DISTRIBUTION SYSTEM | FSD | 1
VA3740500 | PB | LC | RT | Y | DS001 | PBCU05 | BLDG 1510 | NORFOLK NAVAL SHIPYARD | DISTRIBUTION SYSTEM | FSD | 1
VA3740500 | PB | LC | RT | Y | DS001 | PBCU10 | BLDG 235 | NORFOLK NAVAL SHIPYARD | DISTRIBUTION SYSTEM | FSD | 1
VA3740500 | PB | LC | RT | Y | DS001 | PBCU11 | BLDG 9 | NORFOLK NAVAL SHIPYARD | DISTRIBUTION SYSTEM | FSD | 1
VA3740500 | PB | LC | RT | Y | DS001 | PBCU12 | BLDG 15 | NORFOLK NAVAL SHIPYARD | DISTRIBUTION SYSTEM | FSD | 1
VA3740500 | PB | LC | RT | Y | DS001 | PBCU13 | BLDG 278 | NORFOLK NAVAL SHIPYARD | DISTRIBUTION SYSTEM | FSD | 1
VA3740500 | PB | LC | RT | Y | DS001 | PBCU14 | BLDG 59 | NORFOLK NAVAL SHIPYARD | DISTRIBUTION SYSTEM | FSD | 1
VA3740500 | PB | LC | RT | Y | DS001 | PBCU15 | BLDG 310 | NORFOLK NAVAL SHIPYARD | DISTRIBUTION SYSTEM | FSD | 1
VA3740500 | PB | LC | RT | Y | DS001 | PBCU16 | BLDG 274 | NORFOLK NAVAL SHIPYARD | DISTRIBUTION SYSTEM | FSD | 1
VA3740500 | PB | LC | RT | Y | DS001 | PBCU18 | BLDG 14 | NORFOLK NAVAL SHIPYARD | DISTRIBUTION SYSTEM | FSD | 1
VA3740500 | PB | LC | RT | Y | DS001 | PBCU19 | BLDG 1499 | NORFOLK NAVAL SHIPYARD | DISTRIBUTION SYSTEM | FSD | 1
VA3740500 | PB | LC | RT | Y | DS001 | PBCU20 | BLDG 16 | NORFOLK NAVAL SHIPYARD | DISTRIBUTION SYSTEM | FSD | 1
VA3740500 | PB | LC | RT | Y | DS001 | PBCU25 | BLDG 1461 | NORFOLK NAVAL SHIPYARD | DISTRIBUTION SYSTEM | FSD | 1
VA3740500 | PB | LC | RT | Y | DS001 | PBCU26 | BLDG 1487 | NORFOLK NAVAL SHIPYARD | DISTRIBUTION SYSTEM | FSD | 1
VA3740500 | PB | LC | RT | Y | DS001 | PBCU27 | BLDG 1484 | NORFOLK NAVAL SHIPYARD | DISTRIBUTION SYSTEM | FSD | 1
VA3740500 | PB | LC | RT | Y | DS001 | PBCU33 | BLDG 171 | NORFOLK NAVAL SHIPYARD | DISTRIBUTION SYSTEM | FSD | 1
VA3740500 | PB | LC | RT | Y | DS001 | PBCU34 | BLDG 510 | NORFOLK NAVAL SHIPYARD | DISTRIBUTION SYSTEM | FSD | 1
VA3740500 | PB | LC | RT | Y | DS001 | PBCU35 | BLDG 234 | NORFOLK NAVAL SHIPYARD | DISTRIBUTION SYSTEM | FSD | 1
VA3740500 | PB | LC | RT | Y | DS001 | PBCU36 | BLDG 31 | NORFOLK NAVAL SHIPYARD | DISTRIBUTION SYSTEM | FSD | 1
VA3740500 | PB | LC | RT | Y | DS001 | PBCU37 | BLDG 33 | NORFOLK NAVAL SHIPYARD | DISTRIBUTION SYSTEM | FSD | 1
VA3740500 | PB | LC | RT | Y | DS001 | PBCU38 | BLDG 184 | NORFOLK NAVAL SHIPYARD | DISTRIBUTION SYSTEM | FSD | 1
VA3740500 | PB | LC | RT | Y | DS001 | PBCU39 | BLDG 277 | NORFOLK NAVAL SHIPYARD | DISTRIBUTION SYSTEM | FSD | 1
VA3740500 | PB | LC | RT | Y | DS001 | PBCU40 | BLDG 174 | NORFOLK NAVAL SHIPYARD | DISTRIBUTION SYSTEM | FSD | 1
VA3740500 | PB | LC | RT | Y | DS001 | PBCU52 | BLDG 702 | NORFOLK NAVAL SHIPYARD | DISTRIBUTION SYSTEM | FSD | 1
VA3740500 | PB | LC | RT | Y | DS001 | PBCU53 | BLDG 701 | NORFOLK NAVAL SHIPYARD | DISTRIBUTION SYSTEM | FSD | 1
VA3740500 | PB | LC | RT | Y | DS001 | PBCU57 | BLDG 705 | NORFOLK NAVAL SHIPYARD | DISTRIBUTION SYSTEM | FSD | 1
VA3740500 | PB | LC | RT | Y | DS001 | PBCU58 | BLDG 706 | NORFOLK NAVAL SHIPYARD | DISTRIBUTION SYSTEM | FSD | 1
VA3740600 | GE | HAA | RT | Y | DS001 | DBP201 | 4021 (PENINSULA AVE. AND MCDANIEL ST.) | PORTSMOUTH, CITY OF | DISTRIBUTION SYSTEM |  | 1
VA3740600 | GE | THM | RT | Y | DS001 | DBP201 | 4021 (PENINSULA AVE. AND MCDANIEL ST.) | PORTSMOUTH, CITY OF | DISTRIBUTION SYSTEM |  | 1
VA3740600 | GE | HAA | RT | Y | DS001 | DBP202 | 5041 (GREENELAND BLVD. AND BOLLING RD.) | PORTSMOUTH, CITY OF | DISTRIBUTION SYSTEM |  | 1
VA3740600 | GE | THM | RT | Y | DS001 | DBP202 | 5041 (GREENELAND BLVD. AND BOLLING RD.) | PORTSMOUTH, CITY OF | DISTRIBUTION SYSTEM |  | 1
VA3740600 | GE | HAA | RT | Y | DS001 | DBP203 | 5121 (LAIGH RD.) | PORTSMOUTH, CITY OF | DISTRIBUTION SYSTEM |  | 1
VA3740600 | GE | THM | RT | Y | DS001 | DBP203 | 5121 (LAIGH RD.) | PORTSMOUTH, CITY OF | DISTRIBUTION SYSTEM |  | 1
VA3740600 | GE | HAA | RT | Y | DS001 | DBP204 | 1101 (WEST NORFOLK RD. AND JORDAN LN.) | PORTSMOUTH, CITY OF | DISTRIBUTION SYSTEM |  | 1
VA3740600 | GE | THM | RT | Y | DS001 | DBP204 | 1101 (WEST NORFOLK RD. AND JORDAN LN.) | PORTSMOUTH, CITY OF | DISTRIBUTION SYSTEM |  | 1
VA3740600 | GE | HAA | RT | Y | DS001 | DBP205 | 4161 (FAYETTE ST. AND 3RD ST.) | PORTSMOUTH, CITY OF | DISTRIBUTION SYSTEM |  | 1
VA3740600 | GE | THM | RT | Y | DS001 | DBP205 | 4161 (FAYETTE ST. AND 3RD ST.) | PORTSMOUTH, CITY OF | DISTRIBUTION SYSTEM |  | 1
VA3740600 | GE | HAA | RT | Y | DS001 | DBP206 | 1071 (3960 GARWOOD AVE. [RED BARN]) | PORTSMOUTH, CITY OF | DISTRIBUTION SYSTEM |  | 1
VA3740600 | GE | THM | RT | Y | DS001 | DBP206 | 1071 (3960 GARWOOD AVE. [RED BARN]) | PORTSMOUTH, CITY OF | DISTRIBUTION SYSTEM |  | 1
VA3740600 | GE | HAA | RT | Y | DS001 | DBP207 | 1011 (4719 RIVERSHORE RD.) | PORTSMOUTH, CITY OF | DISTRIBUTION SYSTEM |  | 1
VA3740600 | GE | THM | RT | Y | DS001 | DBP207 | 1011 (4719 RIVERSHORE RD.) | PORTSMOUTH, CITY OF | DISTRIBUTION SYSTEM |  | 1
VA3740600 | GE | HAA | RT | Y | DS001 | DBP208 | 2041 (122 RIVERSIDE DR.) | PORTSMOUTH, CITY OF | DISTRIBUTION SYSTEM |  | 1
VA3740600 | GE | THM | RT | Y | DS001 | DBP208 | 2041 (122 RIVERSIDE DR.) | PORTSMOUTH, CITY OF | DISTRIBUTION SYSTEM |  | 1
VA3740600 | PB | LC | RT | Y | DS001 | LCR01 | 1 | PORTSMOUTH, CITY OF | DISTRIBUTION SYSTEM | FSD | 1
VA3740600 | PB | LC | RT | Y | DS001 | LCR010 | 10 | PORTSMOUTH, CITY OF | DISTRIBUTION SYSTEM | FSD | 1
VA3740600 | PB | LC | RT | Y | DS001 | LCR011 | 11 | PORTSMOUTH, CITY OF | DISTRIBUTION SYSTEM | FSD | 1
VA3740600 | PB | LC | RT | Y | DS001 | LCR012 | 12 | PORTSMOUTH, CITY OF | DISTRIBUTION SYSTEM | FSD | 1
VA3740600 | PB | LC | RT | Y | DS001 | LCR013 | 13 | PORTSMOUTH, CITY OF | DISTRIBUTION SYSTEM | FSD | 1
VA3740600 | PB | LC | RT | Y | DS001 | LCR015 | 15 | PORTSMOUTH, CITY OF | DISTRIBUTION SYSTEM | FSD | 1
VA3740600 | PB | LC | RT | Y | DS001 | LCR017 | 17 | PORTSMOUTH, CITY OF | DISTRIBUTION SYSTEM | FSD | 1
VA3740600 | PB | LC | RT | Y | DS001 | LCR019 | 19 | PORTSMOUTH, CITY OF | DISTRIBUTION SYSTEM | FSD | 1
VA3740600 | PB | LC | RT | Y | DS001 | LCR02 | 2 | PORTSMOUTH, CITY OF | DISTRIBUTION SYSTEM | FSD | 1
VA3740600 | PB | LC | RT | Y | DS001 | LCR020 | 20 | PORTSMOUTH, CITY OF | DISTRIBUTION SYSTEM | FSD | 1
VA3740600 | PB | LC | RT | Y | DS001 | LCR021 | 21 | PORTSMOUTH, CITY OF | DISTRIBUTION SYSTEM | FSD | 1
VA3740600 | PB | LC | RT | Y | DS001 | LCR022 | 22 | PORTSMOUTH, CITY OF | DISTRIBUTION SYSTEM | FSD | 1
VA3740600 | PB | LC | RT | Y | DS001 | LCR023 | 23 | PORTSMOUTH, CITY OF | DISTRIBUTION SYSTEM | FSD | 1
VA3740600 | PB | LC | RT | Y | DS001 | LCR024 | 24 | PORTSMOUTH, CITY OF | DISTRIBUTION SYSTEM | FSD | 1
VA3740600 | PB | LC | RT | Y | DS001 | LCR025 | 25 | PORTSMOUTH, CITY OF | DISTRIBUTION SYSTEM | FSD | 1
VA3740600 | PB | LC | RT | Y | DS001 | LCR026 | 26 | PORTSMOUTH, CITY OF | DISTRIBUTION SYSTEM | FSD | 1
VA3740600 | PB | LC | RT | Y | DS001 | LCR027 | 27 | PORTSMOUTH, CITY OF | DISTRIBUTION SYSTEM | FSD | 1
VA3740600 | PB | LC | RT | Y | DS001 | LCR028 | 28 | PORTSMOUTH, CITY OF | DISTRIBUTION SYSTEM | FSD | 1
VA3740600 | PB | LC | RT | Y | DS001 | LCR029 | 29 | PORTSMOUTH, CITY OF | DISTRIBUTION SYSTEM | FSD | 1
VA3740600 | PB | LC | RT | Y | DS001 | LCR03 | 3 | PORTSMOUTH, CITY OF | DISTRIBUTION SYSTEM | FSD | 1
VA3740600 | PB | LC | RT | Y | DS001 | LCR031 | 31 | PORTSMOUTH, CITY OF | DISTRIBUTION SYSTEM | FSD | 1
VA3740600 | PB | LC | RT | Y | DS001 | LCR032 | 32 | PORTSMOUTH, CITY OF | DISTRIBUTION SYSTEM | FSD | 1
VA3740600 | PB | LC | RT | Y | DS001 | LCR033 | 33 | PORTSMOUTH, CITY OF | DISTRIBUTION SYSTEM | FSD | 1
VA3740600 | PB | LC | RT | Y | DS001 | LCR034 | 34 | PORTSMOUTH, CITY OF | DISTRIBUTION SYSTEM | FSD | 1
VA3740600 | PB | LC | RT | Y | DS001 | LCR035 | 35 | PORTSMOUTH, CITY OF | DISTRIBUTION SYSTEM | FSD | 1
VA3740600 | PB | LC | RT | Y | DS001 | LCR037 | 37 | PORTSMOUTH, CITY OF | DISTRIBUTION SYSTEM | FSD | 1
VA3740600 | PB | LC | RT | Y | DS001 | LCR038 | 38 | PORTSMOUTH, CITY OF | DISTRIBUTION SYSTEM | FSD | 1
VA3740600 | PB | LC | RT | Y | DS001 | LCR039 | 39 | PORTSMOUTH, CITY OF | DISTRIBUTION SYSTEM | FSD | 1
VA3740600 | PB | LC | RT | Y | DS001 | LCR04 | 4 | PORTSMOUTH, CITY OF | DISTRIBUTION SYSTEM | FSD | 1
VA3740600 | PB | LC | RT | Y | DS001 | LCR041 | 41 | PORTSMOUTH, CITY OF | DISTRIBUTION SYSTEM | FSD | 1
VA3740600 | PB | LC | RT | Y | DS001 | LCR042 | 42 | PORTSMOUTH, CITY OF | DISTRIBUTION SYSTEM | FSD | 1
VA3740600 | PB | LC | RT | Y | DS001 | LCR043 | 43 | PORTSMOUTH, CITY OF | DISTRIBUTION SYSTEM | FSD | 1
VA3740600 | PB | LC | RT | Y | DS001 | LCR046 | 46 | PORTSMOUTH, CITY OF | DISTRIBUTION SYSTEM | FSD | 1
VA3740600 | PB | LC | RT | Y | DS001 | LCR048 | 48 | PORTSMOUTH, CITY OF | DISTRIBUTION SYSTEM | FSD | 1
VA3740600 | PB | LC | RT | Y | DS001 | LCR05 | 5 | PORTSMOUTH, CITY OF | DISTRIBUTION SYSTEM | FSD | 1
VA3740600 | PB | LC | RT | Y | DS001 | LCR051 | 51 | PORTSMOUTH, CITY OF | DISTRIBUTION SYSTEM | FSD | 1
VA3740600 | PB | LC | RT | Y | DS001 | LCR052 | 52 | PORTSMOUTH, CITY OF | DISTRIBUTION SYSTEM | FSD | 1
VA3740600 | PB | LC | RT | Y | DS001 | LCR053 | 53 | PORTSMOUTH, CITY OF | DISTRIBUTION SYSTEM | FSD | 1
VA3740600 | PB | LC | RT | Y | DS001 | LCR054 | 54 | PORTSMOUTH, CITY OF | DISTRIBUTION SYSTEM | FSD | 1
VA3740600 | PB | LC | RT | Y | DS001 | LCR055 | 55 | PORTSMOUTH, CITY OF | DISTRIBUTION SYSTEM | FSD | 1
VA3740600 | PB | LC | RT | Y | DS001 | LCR056 | 56 | PORTSMOUTH, CITY OF | DISTRIBUTION SYSTEM | FSD | 1
VA3740600 | PB | LC | RT | Y | DS001 | LCR057 | 57 | PORTSMOUTH, CITY OF | DISTRIBUTION SYSTEM | FSD | 1
VA3740600 | PB | LC | RT | Y | DS001 | LCR058 | 58 | PORTSMOUTH, CITY OF | DISTRIBUTION SYSTEM | FSD | 1
VA3740600 | PB | LC | RT | Y | DS001 | LCR059 | 59 | PORTSMOUTH, CITY OF | DISTRIBUTION SYSTEM | FSD | 1
VA3740600 | PB | LC | RT | Y | DS001 | LCR06 | 6 | PORTSMOUTH, CITY OF | DISTRIBUTION SYSTEM | FSD | 1
VA3740600 | PB | LC | RT | Y | DS001 | LCR062 | 62 | PORTSMOUTH, CITY OF | DISTRIBUTION SYSTEM | FSD | 1
VA3740600 | PB | LC | RT | Y | DS001 | LCR063 | 63 | PORTSMOUTH, CITY OF | DISTRIBUTION SYSTEM | FSD | 1
VA3740600 | PB | LC | RT | Y | DS001 | LCR07 | 7 | PORTSMOUTH, CITY OF | DISTRIBUTION SYSTEM | FSD | 1
VA3740600 | PB | LC | RT | Y | DS001 | LCR08 | 8 | PORTSMOUTH, CITY OF | DISTRIBUTION SYSTEM | FSD | 1
VA3740600 | PB | LC | RT | Y | DS001 | LCR09 | 9 | PORTSMOUTH, CITY OF | DISTRIBUTION SYSTEM | FSD | 1
VA3740600 | GE | FL2 | ST | N | EP001 | EP001 | POE (LAKE KILBY PLANT) | PORTSMOUTH, CITY OF | LAKE KILBY WTP ENTRY POINT |  | 3
VA3740600 | GE | THM | RT | Y | EP001 | EP001 | POE (LAKE KILBY PLANT) | PORTSMOUTH, CITY OF | LAKE KILBY WTP ENTRY POINT |  | 1
VA3740600 | GE | TOA | RT | Y | IN001 | RW001 | RAW WATER | PORTSMOUTH, CITY OF | LAKE KILBY |  | 3
VA3740600 | GE | TOA | RT | Y | IN002 | RS002 | PITCHKETTLE INTAKE | PORTSMOUTH, CITY OF | PITCHKETTLE RAW WATER |  | 3
VA3740600 | GE | TOA | RT | Y | IN003 | RW003 | RAW WATER | PORTSMOUTH, CITY OF | LAKE MEADE |  | 3
VA3740600 | GE | TOC | RT | Y | TP001 | UP001 | COMBINED FILTER EFFLUENT | PORTSMOUTH, CITY OF | LAKE KILBY |  | 3
VA3740650 | GE | HAA | RT | Y | DS001 | DBP201 | BLDG. 171 (NEAR TANK / ENTRY MAINS) | NSA HAMPTON ROADS, PORTSMOUTH ANNEX | DISTRIBUTION SYSTEM |  | 1
VA3740650 | GE | THM | RT | Y | DS001 | DBP201 | BLDG. 171 (NEAR TANK / ENTRY MAINS) | NSA HAMPTON ROADS, PORTSMOUTH ANNEX | DISTRIBUTION SYSTEM |  | 1
VA3740650 | GE | HAA | RT | Y | DS001 | DBP202 | BLDG. 1 (MAX RETENTION SITE) | NSA HAMPTON ROADS, PORTSMOUTH ANNEX | DISTRIBUTION SYSTEM |  | 1
VA3740650 | GE | THM | RT | Y | DS001 | DBP202 | BLDG. 1 (MAX RETENTION SITE) | NSA HAMPTON ROADS, PORTSMOUTH ANNEX | DISTRIBUTION SYSTEM |  | 1
VA3800694 | GE | NIT | RT | Y | EP001 | EP001 | HYDRO TANK TAP | PRUDEN CENTER FOR INDUSTRY & TECHNOLOGY | ENTRY POINT |  | 1
VA3800800 | GE | CYN | RT | Y | EP001 | EP001 | AT WELLHEAD | SPSA REGIONAL LANDFILL-SUFFOLK | ENTRY POINT |  | 1
VA3800800 | GE | INO | RT | Y | EP001 | EP001 | AT WELLHEAD | SPSA REGIONAL LANDFILL-SUFFOLK | ENTRY POINT |  | 1
VA3800800 | GE | MET | RT | Y | EP001 | EP001 | AT WELLHEAD | SPSA REGIONAL LANDFILL-SUFFOLK | ENTRY POINT |  | 1
VA3800800 | GE | NIT | RT | Y | EP001 | EP001 | AT WELLHEAD | SPSA REGIONAL LANDFILL-SUFFOLK | ENTRY POINT |  | 1
VA3800805 | GE | HAA | RT | Y | DS001 | DBP01 | 128 BYRD STREET | SUFFOLK, CITY OF | CITY OF SUFFOLK DISTRIBUTION SYSTEM |  | 1
VA3800805 | GE | THM | RT | Y | DS001 | DBP01 | 128 BYRD STREET | SUFFOLK, CITY OF | CITY OF SUFFOLK DISTRIBUTION SYSTEM |  | 1
VA3800805 | GE | HAA | RT | Y | DS001 | DBP02 | 200 FOREST GLEN DR | SUFFOLK, CITY OF | CITY OF SUFFOLK DISTRIBUTION SYSTEM |  | 1
VA3800805 | GE | THM | RT | Y | DS001 | DBP02 | 200 FOREST GLEN DR | SUFFOLK, CITY OF | CITY OF SUFFOLK DISTRIBUTION SYSTEM |  | 1
VA3800805 | GE | HAA | RT | Y | DS001 | DBP03 | 1004 MYRTLE STREET | SUFFOLK, CITY OF | CITY OF SUFFOLK DISTRIBUTION SYSTEM |  | 1
VA3800805 | GE | THM | RT | Y | DS001 | DBP03 | 1004 MYRTLE STREET | SUFFOLK, CITY OF | CITY OF SUFFOLK DISTRIBUTION SYSTEM |  | 1
VA3800805 | GE | HAA | RT | Y | DS001 | DBP07 | 1351 LAWSON CIRCLE | SUFFOLK, CITY OF | CITY OF SUFFOLK DISTRIBUTION SYSTEM |  | 1
VA3800805 | GE | THM | RT | Y | DS001 | DBP07 | 1351 LAWSON CIRCLE | SUFFOLK, CITY OF | CITY OF SUFFOLK DISTRIBUTION SYSTEM |  | 1
VA3800805 | GE | HAA | RT | Y | DS001 | DBP11 | 802 SEMINOLE DRIVE | SUFFOLK, CITY OF | CITY OF SUFFOLK DISTRIBUTION SYSTEM |  | 1
VA3800805 | GE | THM | RT | Y | DS001 | DBP11 | 802 SEMINOLE DRIVE | SUFFOLK, CITY OF | CITY OF SUFFOLK DISTRIBUTION SYSTEM |  | 1
VA3800805 | GE | HAA | RT | Y | DS001 | DBP12 | 525 KILBY SHORES DR | SUFFOLK, CITY OF | CITY OF SUFFOLK DISTRIBUTION SYSTEM |  | 1
VA3800805 | GE | THM | RT | Y | DS001 | DBP12 | 525 KILBY SHORES DR | SUFFOLK, CITY OF | CITY OF SUFFOLK DISTRIBUTION SYSTEM |  | 1
VA3800805 | GE | HAA | RT | Y | DS001 | DBP15 | 107 MAURY PLACE | SUFFOLK, CITY OF | CITY OF SUFFOLK DISTRIBUTION SYSTEM |  | 1
VA3800805 | GE | THM | RT | Y | DS001 | DBP15 | 107 MAURY PLACE | SUFFOLK, CITY OF | CITY OF SUFFOLK DISTRIBUTION SYSTEM |  | 1
VA3800805 | GE | HAA | RT | Y | DS001 | DS004 | 509 EAST WASHINGTON | SUFFOLK, CITY OF | CITY OF SUFFOLK DISTRIBUTION SYSTEM |  | 1
VA3800805 | GE | THM | RT | Y | DS001 | DS004 | 509 EAST WASHINGTON | SUFFOLK, CITY OF | CITY OF SUFFOLK DISTRIBUTION SYSTEM |  | 1
VA4115601 | GE | VOC | RT | Y | EP001 | EP001 | 1500 GAL HYDRO TANK | LEE JACKSON SCHOOL (NEW) | ENTRY POINT |  | 1
VA4115639 | GE | HAA | RT | Y | DS001 | DBP01 | DISTRICT CT JUDGES R | NEW MATHEWS COURTHOUSE | DISTRIBUTION SYSTEM |  | 1
VA4115639 | GE | THM | RT | Y | DS001 | DBP01 | DISTRICT CT JUDGES R | NEW MATHEWS COURTHOUSE | DISTRIBUTION SYSTEM |  | 1
VA4115639 | PB | LC | RT | Y | DS001 | LCR03 | JURY RESTROOM | NEW MATHEWS COURTHOUSE | DISTRIBUTION SYSTEM | FSD | 1
VA4115639 | PB | LC | RT | Y | DS001 | LCR04 | COMM. OF REVENUE RR | NEW MATHEWS COURTHOUSE | DISTRIBUTION SYSTEM | FSD | 1
VA4115639 | PB | LC | RT | Y | DS001 | LCR05 | JANITORS SINK REVENU | NEW MATHEWS COURTHOUSE | DISTRIBUTION SYSTEM | FSD | 1
VA4115639 | PB | LC | RT | Y | DS001 | LCR06 | TREASURER OFFICE RR | NEW MATHEWS COURTHOUSE | DISTRIBUTION SYSTEM | FSD | 1
VA4115639 | PB | LC | RT | Y | DS001 | LCR08 | COUNTY ATY JAN SINK | NEW MATHEWS COURTHOUSE | DISTRIBUTION SYSTEM | FSD | 1
VA4115639 | GE | NIT | RT | Y | EP001 | EP001 | 3,000 GAL PRESSURE | NEW MATHEWS COURTHOUSE | ENTRY POINT |  | 1
VA4115641 | GE | NIT | RT | Y | EP001 | TANK | PRESSURE TANK | MATHEWS COUNTY HUMAN SERVICES | ENTRY POINT |  | 1
VA4115643 | PB | LC | RT | Y | DS001 | LCR01 | LIBRARY - OFFICE #1 | MATHEWS HIGH SCHOOL | DISTRIBUTION SYSTEM | FSD | 1
VA4115643 | PB | LC | RT | Y | DS001 | LCR02 | FACULTY BATHROOM (F) #2 | MATHEWS HIGH SCHOOL | DISTRIBUTION SYSTEM | FSD | 1
VA4115643 | PB | LC | RT | Y | DS001 | LCR03 | BOYS BATHROOM (OLD) #3 | MATHEWS HIGH SCHOOL | DISTRIBUTION SYSTEM | FSD | 1
VA4115643 | PB | LC | RT | Y | DS001 | LCR04 | CAFETERIA FOUNTAIN #4 | MATHEWS HIGH SCHOOL | DISTRIBUTION SYSTEM | FSD | 1
VA4115643 | PB | LC | RT | Y | DS001 | LCR05 | KITCHEN #5 | MATHEWS HIGH SCHOOL | DISTRIBUTION SYSTEM | FSD | 1
VA3800805 | GE | FL2 | ST | N | EP001 | EP001 | FINISHED WATER TAP | SUFFOLK, CITY OF | SUFFOLK WTP ENTRY POINT |  | 3
VA3800805 | GE | HAA | RT | Y | EP001 | EP001 | FINISHED WATER TAP | SUFFOLK, CITY OF | SUFFOLK WTP ENTRY POINT |  | 1
VA3800805 | GE | INO | RT | Y | EP001 | EP001 | FINISHED WATER TAP | SUFFOLK, CITY OF | SUFFOLK WTP ENTRY POINT |  | 1
VA3800805 | GE | MET | RT | Y | EP001 | EP001 | FINISHED WATER TAP | SUFFOLK, CITY OF | SUFFOLK WTP ENTRY POINT |  | 1
VA3800805 | GE | NIT | RT | Y | EP001 | EP001 | FINISHED WATER TAP | SUFFOLK, CITY OF | SUFFOLK WTP ENTRY POINT |  | 1
VA3800805 | GE | THM | RT | Y | EP001 | EP001 | FINISHED WATER TAP | SUFFOLK, CITY OF | SUFFOLK WTP ENTRY POINT |  | 1
VA3800805 | GE | VOC | RT | Y | EP001 | EP001 | FINISHED WATER TAP | SUFFOLK, CITY OF | SUFFOLK WTP ENTRY POINT |  | 1
VA3800805 | GE | HAA | RT | Y | IN001 | IN001 | LONE STAR LAKES | SUFFOLK, CITY OF | LONE STAR LAKE |  | 1
VA3800805 | GE | TOA | RT | Y | IN001 | IN001 | LONE STAR LAKES | SUFFOLK, CITY OF | LONE STAR LAKE |  | 3
VA3800805 | GE | THM | RT | Y | IN001 | IN001 | LONE STAR LAKES | SUFFOLK, CITY OF | LONE STAR LAKE |  | 1
VA3800805 | GE | TOC | RT | Y | TP001 | UP001 | POST FILTER | SUFFOLK, CITY OF | SUFFOLK WTP |  | 3
VA3800830 | PB | LC | RT | Y | DS001 | LCR01 | 01 (FARM SHOP SINK) | TIDEWATER AGRI RESEARCH & EXT CTR | DISTRIBUTION SYSTEM | FSD | 1
VA3800830 | PB | LC | RT | Y | DS001 | LCR02 | 02 (BLDG 3-PLANT PATHOLOGY ) | TIDEWATER AGRI RESEARCH & EXT CTR | DISTRIBUTION SYSTEM | FSD | 1
VA3800830 | PB | LC | RT | Y | DS001 | LCR04 | 04 BLDG 12-PVQE | TIDEWATER AGRI RESEARCH & EXT CTR | DISTRIBUTION SYSTEM | FSD | 1
VA3800830 | PB | LC | RT | Y | DS001 | LCR05 | BLDG 4-ENTOMOLOGY | TIDEWATER AGRI RESEARCH & EXT CTR | DISTRIBUTION SYSTEM | FSD | 1
VA3800830 | PB | LC | RT | Y | DS001 | LCR06 | PVQE LAB BATTON HALL | TIDEWATER AGRI RESEARCH & EXT CTR | DISTRIBUTION SYSTEM | FSD | 1
VA3800880 | GE | NIT | RT | Y | EP003 | EP003 | ROBERTSON SCHOOL | WHALEYVILLE WATER WKS | ENTRY POINT 3 (ROBERTSON SCHOOL) |  | 1
VA3800880 | GE | VOC | RT | Y | EP003 | EP003 | ROBERTSON SCHOOL | WHALEYVILLE WATER WKS | ENTRY POINT 3 (ROBERTSON SCHOOL) |  | 1
VA4115649 | GE | NIT | RT | Y | EP001 | EP001 | BLADDER TANK | MATHEWS YACHT CLUB | ENTRY POINT |  | 1
VA4115651 | PB | LC | RT | Y | DS006 | LCR01 | BERTHING WING SINK | MILFORD HAVEN COAST GUARD STA | DISTRIBUTION SYSTEM | FSD | 1
VA4115651 | PB | LC | RT | Y | DS006 | LCR02 | ATON BUILDING SINK | MILFORD HAVEN COAST GUARD STA | DISTRIBUTION SYSTEM | FSD | 1
VA4115651 | PB | LC | RT | Y | DS006 | LCR03 | OOD BERTHING SINK | MILFORD HAVEN COAST GUARD STA | DISTRIBUTION SYSTEM | FSD | 1
VA4115651 | PB | LC | RT | Y | DS006 | LCR04 | GALLEY STATION SINK | MILFORD HAVEN COAST GUARD STA | DISTRIBUTION SYSTEM | FSD | 1
VA4115651 | PB | LC | RT | Y | DS006 | LCR05 | OINC HEAD SINK | MILFORD HAVEN COAST GUARD STA | DISTRIBUTION SYSTEM | FSD | 1
VA4115655 | GE | NIT | RT | Y | EP001 | EP001 | BLADDER TANK | MOBJACK BAY MARINA | ENTRY POINT |  | 1
VA3800880 | GE | NIT | RT | Y | EP004 | EP004 | RADIO TOWER | WHALEYVILLE WATER WKS | ENTRY POINT 4 (RADIO TOWER) |  | 1
VA3800880 | GE | VOC | RT | Y | EP004 | EP004 | RADIO TOWER | WHALEYVILLE WATER WKS | ENTRY POINT 4 (RADIO TOWER) |  | 1
VA3810108 | GE | NIT | RT | Y | EP001 | EP001 | SINK | KNIGHTS OF COLUMBUS | ENTRY POINT |  | 1
VA3810111 | PB | LC | RT | Y | DS001 | PBCU01 | KITCHEN SINK | KEMPSVILLE MENNONITE CHURCH SCHOOL | DISTRIBUTION SYSTEM | FSD | 1
VA3810111 | PB | LC | RT | Y | DS001 | PBCU02 | NURSERY | KEMPSVILLE MENNONITE CHURCH SCHOOL | DISTRIBUTION SYSTEM | FSD | 1
VA3810111 | PB | LC | RT | Y | DS001 | PBCU03 | MENS RESTROOM | KEMPSVILLE MENNONITE CHURCH SCHOOL | DISTRIBUTION SYSTEM | FSD | 1
VA3810111 | PB | LC | RT | Y | DS001 | PBCU04 | COLD WATER TAP 4 | KEMPSVILLE MENNONITE CHURCH SCHOOL | DISTRIBUTION SYSTEM | FSD | 1
VA3810111 | PB | LC | RT | Y | DS001 | PBCU05 | COLD WATER TAP 5 | KEMPSVILLE MENNONITE CHURCH SCHOOL | DISTRIBUTION SYSTEM | FSD | 1
VA3810115 | GE | NIT | RT | Y | EP001 | EP001 | ENTRY POINT | PUNGO SPORTS BAR AND GRILL | ENTRY POINT |  | 1
VA3810195 | GE | THM | RT | Y | DS001 | DBP201 | BLDG. 585 | DAM NECK - U.S. NAVY | DISTRIBUTION SYSTEM |  | 1
VA3810195 | GE | HAA | RT | Y | DS001 | DBP202 | BLDG.488 | DAM NECK - U.S. NAVY | DISTRIBUTION SYSTEM |  | 1
VA3810210 | GE | HAA | RT | Y | DS001 | DBP201 | GATE 6, ATLANTIC AVENUE | FORT STORY | DISTRIBUTION |  | 1
VA3810210 | GE | THM | RT | Y | DS001 | DBP201 | GATE 6, ATLANTIC AVENUE | FORT STORY | DISTRIBUTION |  | 1
VA3810210 | GE | HAA | RT | Y | DS001 | DBP202 | 727 ATLANTIC AVE | FORT STORY | DISTRIBUTION |  | 1
VA3810210 | GE | THM | RT | Y | DS001 | DBP202 | 727 ATLANTIC AVE | FORT STORY | DISTRIBUTION |  | 1
VA3810210 | PB | LC | RT | Y | DS001 | PBCU002 | 326 D SANTIAGO RD. | FORT STORY | DISTRIBUTION | FSD | 1
VA3810210 | PB | LC | RT | Y | DS001 | PBCU003 | 325 C SANTIAGO RD | FORT STORY | DISTRIBUTION | FSD | 1
VA3810210 | PB | LC | RT | Y | DS001 | PBCU004 | 328 B ATLANTIC AVE | FORT STORY | DISTRIBUTION | FSD | 1
VA3810210 | PB | LC | RT | Y | DS001 | PBCU005 | 321 D SANTIAGO RD | FORT STORY | DISTRIBUTION | FSD | 1
VA3810210 | PB | LC | RT | Y | DS001 | PBCU006 | 322 C SANTIAGO RD | FORT STORY | DISTRIBUTION | FSD | 1
VA3810210 | PB | LC | RT | Y | DS001 | PBCU007 | 323 D SANTIAGO RD | FORT STORY | DISTRIBUTION | FSD | 1
VA3810210 | PB | LC | RT | Y | DS001 | PBCU008 | 324 A SANTIAGO RD | FORT STORY | DISTRIBUTION | FSD | 1
VA3810210 | PB | LC | RT | Y | DS001 | PBCU009 | 441 E ATLANTIC | FORT STORY | DISTRIBUTION | FSD | 1
VA3810210 | PB | LC | RT | Y | DS001 | PBCU010 | 320 C SANTIAGO RD | FORT STORY | DISTRIBUTION | FSD | 1
VA3810210 | PB | LC | RT | Y | DS001 | PBCU011 | 442 B MANILLA RD | FORT STORY | DISTRIBUTION | FSD | 1
VA3810250 | GE | HAA | RT | Y | DS001 | DBP201 | MAX RESIDENCE TIME | HOLIDAY TRAV-L-PARK | DISTRIBUTION SYSTEM |  | 1
VA3810250 | GE | THM | RT | Y | DS001 | DBP201 | MAX RESIDENCE TIME | HOLIDAY TRAV-L-PARK | DISTRIBUTION SYSTEM |  | 1
VA3810250 | GE | HAA | RT | Y | DS001 | DBP202 | NEXT TO WATER PLANT | HOLIDAY TRAV-L-PARK | DISTRIBUTION SYSTEM |  | 1
VA3810250 | GE | THM | RT | Y | DS001 | DBP202 | NEXT TO WATER PLANT | HOLIDAY TRAV-L-PARK | DISTRIBUTION SYSTEM |  | 1
VA3810250 | PB | LC | RT | Y | DS001 | PBCU01 | CS2 MENS | HOLIDAY TRAV-L-PARK | DISTRIBUTION SYSTEM | FSD | 1
VA3810250 | PB | LC | RT | Y | DS001 | PBCU02 | OFFICE MEN S | HOLIDAY TRAV-L-PARK | DISTRIBUTION SYSTEM | FSD | 1
VA3001001 | TC | TC | RT | Y | DS001 | TCR01 |  | ACCOMAC AREA HEADQUARTERS | DISTRIBUTION SYSTEM |  | 1
VA3810250 | PB | LC | RT | Y | DS001 | PBCU03 | CS 3 MEN S | HOLIDAY TRAV-L-PARK | DISTRIBUTION SYSTEM | FSD | 1
VA3810250 | PB | LC | RT | Y | DS001 | PBCU04 | CSI MEN S | HOLIDAY TRAV-L-PARK | DISTRIBUTION SYSTEM | FSD | 1
VA3810250 | PB | LC | RT | Y | DS001 | PBCU05 | CS 5 MEN S | HOLIDAY TRAV-L-PARK | DISTRIBUTION SYSTEM | FSD | 1
VA3810250 | GE | INO | RT | Y | EP001 | EP001 | AFTER 20K GAL TANK | HOLIDAY TRAV-L-PARK | ENTRY POINT |  | 1
VA3810250 | GE | MET | RT | Y | EP001 | EP001 | AFTER 20K GAL TANK | HOLIDAY TRAV-L-PARK | ENTRY POINT |  | 1
VA3810250 | GE | NIT | RT | Y | EP001 | EP001 | AFTER 20K GAL TANK | HOLIDAY TRAV-L-PARK | ENTRY POINT |  | 1
VA3810340 | GE | HAA | RT | Y | DS001 | DBP201 | BLDG. 754 (NAB754) | LITTLE CREEK AMPHIBIOUS BASE - U.S. NAVY | DISTRIBUTION SYSTEM |  | 1
VA3810340 | GE | THM | RT | Y | DS001 | DBP201 | BLDG. 754 (NAB754) | LITTLE CREEK AMPHIBIOUS BASE - U.S. NAVY | DISTRIBUTION SYSTEM |  | 1
VA3810340 | GE | HAA | RT | Y | DS001 | DBP202 | BLDG. 1522 | LITTLE CREEK AMPHIBIOUS BASE - U.S. NAVY | DISTRIBUTION SYSTEM |  | 1
VA3810340 | GE | THM | RT | Y | DS001 | DBP202 | BLDG. 1522 | LITTLE CREEK AMPHIBIOUS BASE - U.S. NAVY | DISTRIBUTION SYSTEM |  | 1
VA3810430 | GE | HAA | RT | Y | DS001 | DBP201 | BLDG. 2005 | N A S OCEANA | DISTRIBUTION SYSTEM |  | 1
VA3810430 | GE | THM | RT | Y | DS001 | DBP201 | BLDG. 2005 | N A S OCEANA | DISTRIBUTION SYSTEM |  | 1
VA3810430 | GE | HAA | RT | Y | DS001 | DBP202 | BLDG. 3030 | N A S OCEANA | DISTRIBUTION SYSTEM |  | 1
VA3810430 | GE | THM | RT | Y | DS001 | DBP202 | BLDG. 3030 | N A S OCEANA | DISTRIBUTION SYSTEM |  | 1
VA3810430 | PB | LC | RT | Y | DS001 | PBCU011 | 1016F | N A S OCEANA | DISTRIBUTION SYSTEM | FSD | 1
VA3810430 | PB | LC | RT | Y | DS001 | PBCU012 | 1004F | N A S OCEANA | DISTRIBUTION SYSTEM | FSD | 1
VA3810430 | PB | LC | RT | Y | DS001 | PBCU013 | 1793 F AVE | N A S OCEANA | DISTRIBUTION SYSTEM | FSD | 1
VA3810430 | PB | LC | RT | Y | DS001 | PBCU014 | 333 | N A S OCEANA | DISTRIBUTION SYSTEM | FSD | 1
VA3810430 | PB | LC | RT | Y | DS001 | PBCU015 | 330 | N A S OCEANA | DISTRIBUTION SYSTEM | FSD | 1
VA3810430 | PB | LC | RT | Y | DS001 | PBCU016 | 321 | N A S OCEANA | DISTRIBUTION SYSTEM | FSD | 1
VA3810430 | PB | LC | RT | Y | DS001 | PBCU019 | 984F | N A S OCEANA | DISTRIBUTION SYSTEM | FSD | 1
VA3810430 | PB | LC | RT | Y | DS001 | PBCU02 | BLDG. 431 | N A S OCEANA | DISTRIBUTION SYSTEM | FSD | 1
VA3810430 | PB | LC | RT | Y | DS001 | PBCU04 | 1797F | N A S OCEANA | DISTRIBUTION SYSTEM | FSD | 1
VA3810430 | PB | LC | RT | Y | DS001 | PBCU05 | 1789F | N A S OCEANA | DISTRIBUTION SYSTEM | FSD | 1
VA3810430 | PB | LC | RT | Y | DS001 | PBCU06 | 1061F | N A S OCEANA | DISTRIBUTION SYSTEM | FSD | 1
VA3810430 | PB | LC | RT | Y | DS001 | PBCU07 | 1042 F AVE. | N A S OCEANA | DISTRIBUTION SYSTEM | FSD | 1
VA3810430 | PB | LC | RT | Y | DS001 | PBCU08 | 1041F | N A S OCEANA | DISTRIBUTION SYSTEM | FSD | 1
VA3810430 | PB | LC | RT | Y | DS001 | PBCU09 | 1021F | N A S OCEANA | DISTRIBUTION SYSTEM | FSD | 1
VA3810430 | PB | LC | RT | Y | DS001 | PBCU17 | 986F | N A S OCEANA | DISTRIBUTION SYSTEM | FSD | 1
VA3810430 | PB | LC | RT | Y | DS001 | PBCU21 | 1798 F AVE | N A S OCEANA | DISTRIBUTION SYSTEM | FSD | 1
VA3810430 | PB | LC | RT | Y | DS001 | PBCU22 | 1804 F | N A S OCEANA | DISTRIBUTION SYSTEM | FSD | 1
VA3810430 | PB | LC | RT | Y | DS001 | PBCU23 | 978 F AVE. | N A S OCEANA | DISTRIBUTION SYSTEM | FSD | 1
VA3810430 | PB | LC | RT | Y | DS001 | PBCU24 | 983 F | N A S OCEANA | DISTRIBUTION SYSTEM | FSD | 1
VA3810430 | PB | LC | RT | Y | DS001 | PBCU25 | 1038 F | N A S OCEANA | DISTRIBUTION SYSTEM | FSD | 1
VA3810506 | GE | NIT | RT | Y | EP001 | EP001 | ENTRY POINT | THE BEE AND THE BISCUIT | ENTRY POINT |  | 1
VA3810900 | GE | HAA | RT | Y | DS001 | DBP20014 | OUTERBRIDGE QUAY | VIRGINIA BEACH, CITY OF | DISTRIBUTION SYSTEM |  | 1
VA3810900 | GE | THM | RT | Y | DS001 | DBP20014 | OUTERBRIDGE QUAY | VIRGINIA BEACH, CITY OF | DISTRIBUTION SYSTEM |  | 1
VA3810900 | GE | HAA | RT | Y | DS001 | DBP20020 | NESTLEBROOK TRL | VIRGINIA BEACH, CITY OF | DISTRIBUTION SYSTEM |  | 1
VA3810900 | GE | THM | RT | Y | DS001 | DBP20020 | NESTLEBROOK TRL | VIRGINIA BEACH, CITY OF | DISTRIBUTION SYSTEM |  | 1
VA3810900 | GE | HAA | RT | Y | DS001 | DBP20021 | HERMITAGE PT | VIRGINIA BEACH, CITY OF | DISTRIBUTION SYSTEM |  | 1
VA3810900 | GE | THM | RT | Y | DS001 | DBP20021 | HERMITAGE PT | VIRGINIA BEACH, CITY OF | DISTRIBUTION SYSTEM |  | 1
VA3810900 | GE | HAA | RT | Y | DS001 | DBP20022 | INDIAN LAKES BLVD | VIRGINIA BEACH, CITY OF | DISTRIBUTION SYSTEM |  | 1
VA3810900 | GE | THM | RT | Y | DS001 | DBP20022 | INDIAN LAKES BLVD | VIRGINIA BEACH, CITY OF | DISTRIBUTION SYSTEM |  | 1
VA3810900 | GE | HAA | RT | Y | DS001 | DBP20036 | SHADY OAKS DRIVE | VIRGINIA BEACH, CITY OF | DISTRIBUTION SYSTEM |  | 1
VA3810900 | GE | THM | RT | Y | DS001 | DBP20036 | SHADY OAKS DRIVE | VIRGINIA BEACH, CITY OF | DISTRIBUTION SYSTEM |  | 1
VA3810900 | GE | HAA | RT | Y | DS001 | DBP20061 | INTERNATIONAL PKWY | VIRGINIA BEACH, CITY OF | DISTRIBUTION SYSTEM |  | 1
VA3810900 | GE | THM | RT | Y | DS001 | DBP20061 | INTERNATIONAL PKWY | VIRGINIA BEACH, CITY OF | DISTRIBUTION SYSTEM |  | 1
VA3810900 | GE | HAA | RT | Y | DS001 | DBP20070 | BERNADOTTE ST | VIRGINIA BEACH, CITY OF | DISTRIBUTION SYSTEM |  | 1
VA3810900 | GE | THM | RT | Y | DS001 | DBP20070 | BERNADOTTE ST | VIRGINIA BEACH, CITY OF | DISTRIBUTION SYSTEM |  | 1
VA3810900 | GE | HAA | RT | Y | DS001 | DBP20086 | ATWOODTOWN ROAD | VIRGINIA BEACH, CITY OF | DISTRIBUTION SYSTEM |  | 1
VA3810900 | GE | THM | RT | Y | DS001 | DBP20086 | ATWOODTOWN ROAD | VIRGINIA BEACH, CITY OF | DISTRIBUTION SYSTEM |  | 1
VA3810900 | GE | HAA | RT | Y | DS001 | DBP20088 | N SANDFIDDLER ROAD | VIRGINIA BEACH, CITY OF | DISTRIBUTION SYSTEM |  | 1
VA3810900 | GE | THM | RT | Y | DS001 | DBP20088 | N SANDFIDDLER ROAD | VIRGINIA BEACH, CITY OF | DISTRIBUTION SYSTEM |  | 1
VA3810900 | GE | HAA | RT | Y | DS001 | DBP20090 | RIVER ROAD | VIRGINIA BEACH, CITY OF | DISTRIBUTION SYSTEM |  | 1
VA3810900 | GE | THM | RT | Y | DS001 | DBP20090 | RIVER ROAD | VIRGINIA BEACH, CITY OF | DISTRIBUTION SYSTEM |  | 1
VA3810900 | GE | HAA | RT | Y | DS001 | DBP20092 | HIGHLAND DRIVE | VIRGINIA BEACH, CITY OF | DISTRIBUTION SYSTEM |  | 1
VA3810900 | GE | THM | RT | Y | DS001 | DBP20092 | HIGHLAND DRIVE | VIRGINIA BEACH, CITY OF | DISTRIBUTION SYSTEM |  | 1
VA3810900 | GE | HAA | RT | Y | DS001 | DBP20098 | 3717 SANDPIPER RD | VIRGINIA BEACH, CITY OF | DISTRIBUTION SYSTEM |  | 1
VA3810900 | GE | THM | RT | Y | DS001 | DBP20098 | 3717 SANDPIPER RD | VIRGINIA BEACH, CITY OF | DISTRIBUTION SYSTEM |  | 1
VA3810900 | PB | LC | RT | Y | DS001 | LCR100 | 2068 ANTELOPE PL | VIRGINIA BEACH, CITY OF | DISTRIBUTION SYSTEM | FSD | 1
VA3810900 | PB | LC | RT | Y | DS001 | LCR101 | 933 AVATAR DR | VIRGINIA BEACH, CITY OF | DISTRIBUTION SYSTEM | FSD | 1
VA3810900 | PB | LC | RT | Y | DS001 | LCR104 | 2885 BLUE BILL DR. | VIRGINIA BEACH, CITY OF | DISTRIBUTION SYSTEM | FSD | 1
VA3810900 | PB | LC | RT | Y | DS001 | LCR109 | 209 73RD STREET | VIRGINIA BEACH, CITY OF | DISTRIBUTION SYSTEM | FSD | 1
VA3810900 | PB | LC | RT | Y | DS001 | LCR110 | 1648 BAY PT DR | VIRGINIA BEACH, CITY OF | DISTRIBUTION SYSTEM | FSD | 1
VA3810900 | PB | LC | RT | Y | DS001 | LCR118 | 5479 DAVIS WAY | VIRGINIA BEACH, CITY OF | DISTRIBUTION SYSTEM | FSD | 1
VA3810900 | PB | LC | RT | Y | DS001 | LCR121 | 1717 LEGARE LA | VIRGINIA BEACH, CITY OF | DISTRIBUTION SYSTEM | FSD | 1
VA3810900 | PB | LC | RT | Y | DS001 | LCR122 | 1901 MILL PT LA | VIRGINIA BEACH, CITY OF | DISTRIBUTION SYSTEM | FSD | 1
VA3810900 | PB | LC | RT | Y | DS001 | LCR123 | 4801 BERRYWOOD RD | VIRGINIA BEACH, CITY OF | DISTRIBUTION SYSTEM | FSD | 1
VA3810900 | PB | LC | RT | Y | DS001 | LCR124 | 1517 CHILWORTH CT | VIRGINIA BEACH, CITY OF | DISTRIBUTION SYSTEM | FSD | 1
VA3810900 | PB | LC | RT | Y | DS001 | LCR126 | 4517 BOXFORD RD | VIRGINIA BEACH, CITY OF | DISTRIBUTION SYSTEM | FSD | 1
VA3810900 | PB | LC | RT | Y | DS001 | LCR127 | 2609 LUZERNE CIRCLE | VIRGINIA BEACH, CITY OF | DISTRIBUTION SYSTEM | FSD | 1
VA3810900 | PB | LC | RT | Y | DS001 | LCR128 | 4865 BERRYWOOD RD. | VIRGINIA BEACH, CITY OF | DISTRIBUTION SYSTEM | FSD | 1
VA3810900 | PB | LC | RT | Y | DS001 | LCR130 | 2336 WILCHESTER GLEN DR. | VIRGINIA BEACH, CITY OF | DISTRIBUTION SYSTEM | FSD | 1
VA3810900 | PB | LC | RT | Y | DS001 | LCR132 | 2189 ROSEWELL DR. | VIRGINIA BEACH, CITY OF | DISTRIBUTION SYSTEM | FSD | 1
VA3810900 | PB | LC | RT | Y | DS001 | LCR140 | 4792 KEMPSVILLE GREENS PK | VIRGINIA BEACH, CITY OF | DISTRIBUTION SYSTEM | FSD | 1
VA3810900 | PB | LC | RT | Y | DS001 | LCR145 | 1441 CANISBAY CT. | VIRGINIA BEACH, CITY OF | DISTRIBUTION SYSTEM | FSD | 1
VA3810900 | PB | LC | RT | Y | DS001 | LCR147 | 1900 COUNTRY MANOR LA | VIRGINIA BEACH, CITY OF | DISTRIBUTION SYSTEM | FSD | 1
VA3810900 | PB | LC | RT | Y | DS001 | LCR148 | 3901 COVERDALE CIR | VIRGINIA BEACH, CITY OF | DISTRIBUTION SYSTEM | FSD | 1
VA3810900 | PB | LC | RT | Y | DS001 | LCR149 | 1937 EASTOVER CT | VIRGINIA BEACH, CITY OF | DISTRIBUTION SYSTEM | FSD | 1
VA3810900 | PB | LC | RT | Y | DS001 | LCR27 | 2096 WILDWOOD DR. | VIRGINIA BEACH, CITY OF | DISTRIBUTION SYSTEM | FSD | 1
VA3810900 | PB | LC | RT | Y | DS001 | LCR28 | 5401 LAWSON HALL KEY | VIRGINIA BEACH, CITY OF | DISTRIBUTION SYSTEM | FSD | 1
VA3810900 | PB | LC | RT | Y | DS001 | LCR35 | 2433 BULLOCK TRL | VIRGINIA BEACH, CITY OF | DISTRIBUTION SYSTEM | FSD | 1
VA3810900 | PB | LC | RT | Y | DS001 | LCR38 | 3857 BUCHANAN DR. | VIRGINIA BEACH, CITY OF | DISTRIBUTION SYSTEM | FSD | 1
VA3810900 | PB | LC | RT | Y | DS001 | LCR41 | 2505 HUNTING HORN WAY | VIRGINIA BEACH, CITY OF | DISTRIBUTION SYSTEM | FSD | 1
VA3810900 | PB | LC | RT | Y | DS001 | LCR45 | 2533 EDGEHILL AVE. | VIRGINIA BEACH, CITY OF | DISTRIBUTION SYSTEM | FSD | 1
VA3810900 | PB | LC | RT | Y | DS001 | LCR46 | 1304 MIKIE CT. | VIRGINIA BEACH, CITY OF | DISTRIBUTION SYSTEM | FSD | 1
VA3810900 | PB | LC | RT | Y | DS001 | LCR50 | 1413 INDEPENDENCE BLVD | VIRGINIA BEACH, CITY OF | DISTRIBUTION SYSTEM | FSD | 1
VA3810900 | PB | LC | RT | Y | DS001 | LCR51 | 2124 AGECROFT RD | VIRGINIA BEACH, CITY OF | DISTRIBUTION SYSTEM | FSD | 1
VA3810900 | PB | LC | RT | Y | DS001 | LCR53 | 1404 WEYBURN CT. | VIRGINIA BEACH, CITY OF | DISTRIBUTION SYSTEM | FSD | 1
VA3810900 | PB | LC | RT | Y | DS001 | LCR54 | 5456 WALLINGFORD ARCH | VIRGINIA BEACH, CITY OF | DISTRIBUTION SYSTEM | FSD | 1
VA3810900 | PB | LC | RT | Y | DS001 | LCR56 | 2034 LYNDORA RD | VIRGINIA BEACH, CITY OF | DISTRIBUTION SYSTEM | FSD | 1
VA3810900 | PB | LC | RT | Y | DS001 | LCR57 | 912 MT LAUREL TR. | VIRGINIA BEACH, CITY OF | DISTRIBUTION SYSTEM | FSD | 1
VA3810900 | PB | LC | RT | Y | DS001 | LCR60 | 1513 LAKE JAMES DR | VIRGINIA BEACH, CITY OF | DISTRIBUTION SYSTEM | FSD | 1
VA3810900 | PB | LC | RT | Y | DS001 | LCR66 | 1632 CLIFFWOOD DR. | VIRGINIA BEACH, CITY OF | DISTRIBUTION SYSTEM | FSD | 1
VA3810900 | PB | LC | RT | Y | DS001 | LCR69 | 1724 BRANCH CIRCLE | VIRGINIA BEACH, CITY OF | DISTRIBUTION SYSTEM | FSD | 1
VA3810900 | PB | LC | RT | Y | DS001 | LCR70 | 1625 WALSH CT. | VIRGINIA BEACH, CITY OF | DISTRIBUTION SYSTEM | FSD | 1
VA3810900 | PB | LC | RT | Y | DS001 | LCR72 | 2140 ROSWELL DR | VIRGINIA BEACH, CITY OF | DISTRIBUTION SYSTEM | FSD | 1
VA3810900 | PB | LC | RT | Y | DS001 | LCR73 | 3820 JOUSTING ARCH | VIRGINIA BEACH, CITY OF | DISTRIBUTION SYSTEM | FSD | 1
VA3810900 | PB | LC | RT | Y | DS001 | LCR74 | 3437 LANDSTOWN CT | VIRGINIA BEACH, CITY OF | DISTRIBUTION SYSTEM | FSD | 1
VA3810900 | PB | LC | RT | Y | DS001 | LCR75 | 1593 LAKE JAMES DR | VIRGINIA BEACH, CITY OF | DISTRIBUTION SYSTEM | FSD | 1
VA3810900 | PB | LC | RT | Y | DS001 | LCR78 | 313 GAMBRILL CT | VIRGINIA BEACH, CITY OF | DISTRIBUTION SYSTEM | FSD | 1
VA3810900 | PB | LC | RT | Y | DS001 | LCR79 | 5333 CHALLEDON DR. | VIRGINIA BEACH, CITY OF | DISTRIBUTION SYSTEM | FSD | 1
VA3810900 | PB | LC | RT | Y | DS001 | LCR81 | 1500 GEDNEY CT. | VIRGINIA BEACH, CITY OF | DISTRIBUTION SYSTEM | FSD | 1
VA3810900 | PB | LC | RT | Y | DS001 | LCR82 | 1708 STADIUM CT | VIRGINIA BEACH, CITY OF | DISTRIBUTION SYSTEM | FSD | 1
VA3810900 | PB | LC | RT | Y | DS001 | LCR83 | 2013 LYNDORA RD | VIRGINIA BEACH, CITY OF | DISTRIBUTION SYSTEM | FSD | 1
VA3810900 | PB | LC | RT | Y | DS001 | LCR89 | 5174 OVERLAND RD. | VIRGINIA BEACH, CITY OF | DISTRIBUTION SYSTEM | FSD | 1
VA3810900 | PB | LC | RT | Y | DS001 | LCR90 | 1724 WHITLOW ST. | VIRGINIA BEACH, CITY OF | DISTRIBUTION SYSTEM | FSD | 1
VA3810900 | PB | LC | RT | Y | DS001 | LCR91 | 5481 TODD ST. | VIRGINIA BEACH, CITY OF | DISTRIBUTION SYSTEM | FSD | 1
VA3810900 | PB | LC | RT | Y | DS001 | LCR99 | 925 DALLAS CT. | VIRGINIA BEACH, CITY OF | DISTRIBUTION SYSTEM | FSD | 1
VA3810910 | GE | NIT | RT | Y | EP001 | EP001 | ENTRY POINT | MILITARY AVIATION MUSEUM | ENTRY POINT |  | 1
VA3830850 | GE | HAA | RT | Y | DS001 | DBP-1 | WOODMERE COURT | WILLIAMSBURG, CITY OF | DISTRIBUTION SYSTEM |  | 1
VA3830850 | GE | THM | RT | Y | DS001 | DBP-1 | WOODMERE COURT | WILLIAMSBURG, CITY OF | DISTRIBUTION SYSTEM |  | 1
VA3830850 | GE | HAA | RT | Y | DS001 | DBP-2 | PATRICK HENRY DRIVE WWPS | WILLIAMSBURG, CITY OF | DISTRIBUTION SYSTEM |  | 1
VA3830850 | GE | THM | RT | Y | DS001 | DBP-2 | PATRICK HENRY DRIVE WWPS | WILLIAMSBURG, CITY OF | DISTRIBUTION SYSTEM |  | 1
VA3830850 | GE | HAA | RT | Y | DS001 | DBP-3 | PORT ANNE WWP | WILLIAMSBURG, CITY OF | DISTRIBUTION SYSTEM |  | 1
VA3830850 | GE | THM | RT | Y | DS001 | DBP-3 | PORT ANNE WWP | WILLIAMSBURG, CITY OF | DISTRIBUTION SYSTEM |  | 1
VA3830850 | GE | HAA | RT | Y | DS001 | DBP-4 | WILLIAMSBURG UMC | WILLIAMSBURG, CITY OF | DISTRIBUTION SYSTEM |  | 1
VA3830850 | GE | THM | RT | Y | DS001 | DBP-4 | WILLIAMSBURG UMC | WILLIAMSBURG, CITY OF | DISTRIBUTION SYSTEM |  | 1
VA3830850 | GE | CHL | RT | Y | DS001 | THM002 | VA PENINSULA DENTAL | WILLIAMSBURG, CITY OF | DISTRIBUTION SYSTEM |  | 3
VA3830850 | GE | CHL | RT | Y | DS001 | THM005 | CYPHERS PLUMBING | WILLIAMSBURG, CITY OF | DISTRIBUTION SYSTEM |  | 3
VA3830850 | GE | CHL | RT | Y | DS001 | THM006 | FIRST CUSTOMER/PLANT TAP | WILLIAMSBURG, CITY OF | DISTRIBUTION SYSTEM |  | 3
VA3830850 | GE | FL2 | ST | N | EP001 | EP001 | ENTRY POINT | WILLIAMSBURG, CITY OF | ENTRY POINT |  | 3
VA3830850 | GE | INO | RT | Y | EP001 | EP001 | ENTRY POINT | WILLIAMSBURG, CITY OF | ENTRY POINT |  | 1
VA3830850 | GE | MET | RT | Y | EP001 | EP001 | ENTRY POINT | WILLIAMSBURG, CITY OF | ENTRY POINT |  | 1
VA3830850 | GE | NIT | RT | Y | EP001 | EP001 | ENTRY POINT | WILLIAMSBURG, CITY OF | ENTRY POINT |  | 1
VA3830850 | GE | VOC | RT | Y | EP001 | EP001 | ENTRY POINT | WILLIAMSBURG, CITY OF | ENTRY POINT |  | 1
VA3830850 | GE | TOA | RT | Y | IN001 | IN001 | RESERVOIR | WILLIAMSBURG, CITY OF | WALLERS MILL RE |  | 3
VA3830850 | GE | TOC | RT | Y | TP004 | 001 | FINISHED WATER TAP | WILLIAMSBURG, CITY OF | WILLIAMSBURG TP |  | 3
VA4073230 | GE | HAA | RT | Y | DS001 | DBP01 | PSCHOOL BOYS RR SINK | STARTING POINT ACADEMY | DISTRIBUTION SYSTEM |  | 1
VA4073230 | GE | THM | RT | Y | DS001 | DBP01 | PSCHOOL BOYS RR SINK | STARTING POINT ACADEMY | DISTRIBUTION SYSTEM |  | 1
VA4073230 | PB | LC | RT | Y | DS001 | LCR01 | OFFICE WK ROOM SINK | STARTING POINT ACADEMY | DISTRIBUTION SYSTEM | FSD | 1
VA4073230 | PB | LC | RT | Y | DS001 | LCR02 | KITCHEN HAND WSINK | STARTING POINT ACADEMY | DISTRIBUTION SYSTEM | FSD | 1
VA4073230 | PB | LC | RT | Y | DS001 | LCR03 | MEN RM SINK SCHOOL | STARTING POINT ACADEMY | DISTRIBUTION SYSTEM | FSD | 1
VA4073230 | PB | LC | RT | Y | DS001 | LCR04 | MEN'S SINK GYM | STARTING POINT ACADEMY | DISTRIBUTION SYSTEM | FSD | 1
VA4073230 | PB | LC | RT | Y | DS001 | LCR05 | PRESCHOOL BOYS SINK | STARTING POINT ACADEMY | DISTRIBUTION SYSTEM | FSD | 1
VA4073230 | GE | NIT | RT | Y | EP001 | EP001 | BLADDER TANK | STARTING POINT ACADEMY | ENTRY POINT |  | 1
VA4073311 | PB | LC | RT | Y | DS004 | LCR01 | 6759 CEDAR LAKE DR | GLOUCESTER COUNTY WATER SYSTEM | DISTRIBUTION SYSTEM | FSD | 1
VA4073311 | PB | LC | RT | Y | DS004 | LCR02 | 6719 CEDAR LAKE DR | GLOUCESTER COUNTY WATER SYSTEM | DISTRIBUTION SYSTEM | FSD | 1
VA4073311 | PB | LC | RT | Y | DS004 | LCR03 | 6839 CEDAR LAKE DR | GLOUCESTER COUNTY WATER SYSTEM | DISTRIBUTION SYSTEM | FSD | 1
VA4073311 | PB | LC | RT | Y | DS004 | LCR06 | 6611 MAGNOLIA DRIVE | GLOUCESTER COUNTY WATER SYSTEM | DISTRIBUTION SYSTEM | FSD | 1
VA4073311 | PB | LC | RT | Y | DS004 | LCR07 | 6612 MAGNOLIA DRIVE | GLOUCESTER COUNTY WATER SYSTEM | DISTRIBUTION SYSTEM | FSD | 1
VA4073311 | PB | LC | RT | Y | DS004 | LCR08 | 6650 MAGNOLIA DRIVE | GLOUCESTER COUNTY WATER SYSTEM | DISTRIBUTION SYSTEM | FSD | 1
VA4073311 | PB | LC | RT | Y | DS004 | LCR10 | 6679 HOLLY SPRING DR | GLOUCESTER COUNTY WATER SYSTEM | DISTRIBUTION SYSTEM | FSD | 1
VA4073311 | PB | LC | RT | Y | DS004 | LCR105 | 7568 ROARING SPRINGS | GLOUCESTER COUNTY WATER SYSTEM | DISTRIBUTION SYSTEM | FSD | 1
VA4073311 | PB | LC | RT | Y | DS004 | LCR108 | 7610 SPRINGFIELD CT | GLOUCESTER COUNTY WATER SYSTEM | DISTRIBUTION SYSTEM | FSD | 1
VA4073311 | PB | LC | RT | Y | DS004 | LCR109 | 6461 WYNCOTE AVE | GLOUCESTER COUNTY WATER SYSTEM | DISTRIBUTION SYSTEM | FSD | 1
VA4073311 | PB | LC | RT | Y | DS004 | LCR112 | 2060 HAMMOND COURT | GLOUCESTER COUNTY WATER SYSTEM | DISTRIBUTION SYSTEM | FSD | 1
VA4073311 | PB | LC | RT | Y | DS004 | LCR114 | 2009 COVE ROAD | GLOUCESTER COUNTY WATER SYSTEM | DISTRIBUTION SYSTEM | FSD | 1
VA4073311 | PB | LC | RT | Y | DS004 | LCR115 | 2067 HAMMOND COURT | GLOUCESTER COUNTY WATER SYSTEM | DISTRIBUTION SYSTEM | FSD | 1
VA4073311 | PB | LC | RT | Y | DS004 | LCR117 | 7764 TIDEMILL ROAD | GLOUCESTER COUNTY WATER SYSTEM | DISTRIBUTION SYSTEM | FSD | 1
VA4073311 | PB | LC | RT | Y | DS004 | LCR12 | 7692 KELLY AVENUE | GLOUCESTER COUNTY WATER SYSTEM | DISTRIBUTION SYSTEM | FSD | 1
VA4073311 | PB | LC | RT | Y | DS004 | LCR13 | 7767 KELLY AVENUE | GLOUCESTER COUNTY WATER SYSTEM | DISTRIBUTION SYSTEM | FSD | 1
VA4073311 | PB | LC | RT | Y | DS004 | LCR16 | 6685 KIMBERLY DRIVE | GLOUCESTER COUNTY WATER SYSTEM | DISTRIBUTION SYSTEM | FSD | 1
VA4073311 | PB | LC | RT | Y | DS004 | LCR17 | 6561 KIMBERLY DRIVE | GLOUCESTER COUNTY WATER SYSTEM | DISTRIBUTION SYSTEM | FSD | 1
VA4073311 | PB | LC | RT | Y | DS004 | LCR18 | 6589 KIMBERLY DRIVE | GLOUCESTER COUNTY WATER SYSTEM | DISTRIBUTION SYSTEM | FSD | 1
VA4073311 | PB | LC | RT | Y | DS004 | LCR22 | 1898 E. SNUG HARBOR | GLOUCESTER COUNTY WATER SYSTEM | DISTRIBUTION SYSTEM | FSD | 1
VA4073311 | PB | LC | RT | Y | DS004 | LCR29 | 7486 CAMP OKEE DRIVE | GLOUCESTER COUNTY WATER SYSTEM | DISTRIBUTION SYSTEM | FSD | 1
VA4073311 | PB | LC | RT | Y | DS004 | LCR50 | 7490 HOEFORK LANE | GLOUCESTER COUNTY WATER SYSTEM | DISTRIBUTION SYSTEM | FSD | 1
VA4073311 | PB | LC | RT | Y | DS004 | LCR53 | 7566 HOEFORK LANE | GLOUCESTER COUNTY WATER SYSTEM | DISTRIBUTION SYSTEM | FSD | 1
VA4073311 | PB | LC | RT | Y | DS004 | LCR54 | 7546 HOEFORK LANE | GLOUCESTER COUNTY WATER SYSTEM | DISTRIBUTION SYSTEM | FSD | 1
VA4073311 | PB | LC | RT | Y | DS004 | LCR58 | 6575 HOLLY SPRINGS DR | GLOUCESTER COUNTY WATER SYSTEM | DISTRIBUTION SYSTEM | FSD | 1
VA4073311 | PB | LC | RT | Y | DS004 | LCR59 | 6842 CEDAR LAKE DR | GLOUCESTER COUNTY WATER SYSTEM | DISTRIBUTION SYSTEM | FSD | 1
VA4073311 | PB | LC | RT | Y | DS004 | LCR61 | 6824 CEDAR LAKE DR | GLOUCESTER COUNTY WATER SYSTEM | DISTRIBUTION SYSTEM | FSD | 1
VA4073311 | PB | LC | RT | Y | DS004 | LCR65 | 6770 CEDAR LAKE DR | GLOUCESTER COUNTY WATER SYSTEM | DISTRIBUTION SYSTEM | FSD | 1
VA4073311 | PB | LC | RT | Y | DS004 | LCR72 | 6645 MAGNOLIA DR | GLOUCESTER COUNTY WATER SYSTEM | DISTRIBUTION SYSTEM | FSD | 1
VA4073311 | PB | LC | RT | Y | DS004 | LCR74 | 6625 MAGNOLIA DR | GLOUCESTER COUNTY WATER SYSTEM | DISTRIBUTION SYSTEM | FSD | 1
VA4073311 | GE | HAA | RT | Y | DS005 | DBP02 | 4801 CLOPTON DRIVE | GLOUCESTER COUNTY WATER SYSTEM | THM & HAA SAMPLING STATION |  | 1
VA4073311 | GE | THM | RT | Y | DS005 | DBP02 | 4801 CLOPTON DRIVE | GLOUCESTER COUNTY WATER SYSTEM | THM & HAA SAMPLING STATION |  | 1
VA4073311 | GE | HAA | RT | Y | DS007 | DBP04 | 7974 TERRAPIN COVE ROAD | GLOUCESTER COUNTY WATER SYSTEM | THM & HAA SAMPLING STATION |  | 1
VA4073311 | GE | THM | RT | Y | DS007 | DBP04 | 7974 TERRAPIN COVE ROAD | GLOUCESTER COUNTY WATER SYSTEM | THM & HAA SAMPLING STATION |  | 1
VA4073311 | GE | HAA | RT | Y | DS008 | DBP01 | 6904 FIELDS LANDING ROAD | GLOUCESTER COUNTY WATER SYSTEM | THM & HAA SAMPLING STATION |  | 1
VA4073311 | GE | THM | RT | Y | DS008 | DBP01 | 6904 FIELDS LANDING ROAD | GLOUCESTER COUNTY WATER SYSTEM | THM & HAA SAMPLING STATION |  | 1
VA4073311 | GE | TOA | RT | Y | IN001 | IN001 | RESERVOIR INTAKE | GLOUCESTER COUNTY WATER SYSTEM | BEAVER DAM INTAKE |  | 3
VA4073311 | GE | HAA | RT | Y | MT001 | DBP03 | 1483 GEORGE WASH. HW | GLOUCESTER COUNTY WATER SYSTEM | THM & HAA SAMPLING STATION |  | 1
VA4073311 | GE | THM | RT | Y | MT001 | DBP03 | 1483 GEORGE WASH. HW | GLOUCESTER COUNTY WATER SYSTEM | THM & HAA SAMPLING STATION |  | 1
VA4073311 | GE | TOC | RT | Y | TP001 | UP001 | COMB. FILTERED WATER | GLOUCESTER COUNTY WATER SYSTEM | SURFACE WATER TREATMENT PLANT |  | 3
VA4073335 | PB | LC | RT | Y | DS001 | LCR01 | H20 FOUNTAIN-ENTRY | GRAND KIDS CHILD CARE | DISTRIBUTION SYSTEM | FSD | 1
VA4073335 | PB | LC | RT | Y | DS001 | LCR02 | H20 FOUNTAIN-REAR | GRAND KIDS CHILD CARE | DISTRIBUTION SYSTEM | FSD | 1
VA4073335 | PB | LC | RT | Y | DS001 | LCR03 | KITCHEN 3-COMP SINK | GRAND KIDS CHILD CARE | DISTRIBUTION SYSTEM | FSD | 1
VA4073335 | PB | LC | RT | Y | DS001 | LCR04 | TODDLER HAND SINK | GRAND KIDS CHILD CARE | DISTRIBUTION SYSTEM | FSD | 1
VA4073335 | PB | LC | RT | Y | DS001 | LCR05 | 2-YR OLD HAND SINK | GRAND KIDS CHILD CARE | DISTRIBUTION SYSTEM | FSD | 1
VA4073678 | PB | LC | RT | Y | DS006 | LCR02 | SCIENCE HALL COOLER | PEASLEY MIDDLE SCHOOL | DISTRIBUTION SYSTEM | FSD | 1
VA4073678 | PB | LC | RT | Y | DS006 | LCR03 | SOUTH WALL RM 401 | PEASLEY MIDDLE SCHOOL | DISTRIBUTION SYSTEM | FSD | 1
VA4073678 | PB | LC | RT | Y | DS006 | LCR04 | 7TH GR COOLER BLUE | PEASLEY MIDDLE SCHOOL | DISTRIBUTION SYSTEM | FSD | 1
VA4073678 | PB | LC | RT | Y | DS006 | LCR05 | ROOM 209 SINK | PEASLEY MIDDLE SCHOOL | DISTRIBUTION SYSTEM | FSD | 1
VA4073678 | PB | LC | RT | Y | DS006 | LCR06 | ROOM 108 SINK | PEASLEY MIDDLE SCHOOL | DISTRIBUTION SYSTEM | FSD | 1
VA4073678 | PB | LC | RT | Y | DS006 | LCR08 | ROOM 313 SINK | PEASLEY MIDDLE SCHOOL | DISTRIBUTION SYSTEM | FSD | 1
VA4073678 | PB | LC | RT | Y | DS006 | LCR09 | PRINCIPAL'S SINK | PEASLEY MIDDLE SCHOOL | DISTRIBUTION SYSTEM | FSD | 1
VA4073678 | PB | LC | RT | Y | DS006 | LCR10 | CLINIC AREA SINK | PEASLEY MIDDLE SCHOOL | DISTRIBUTION SYSTEM | FSD | 1
VA4073678 | PB | LC | RT | Y | DS006 | LCR11 | ROOM 501 SINK | PEASLEY MIDDLE SCHOOL | DISTRIBUTION SYSTEM | FSD | 1
VA4073678 | PB | LC | RT | Y | DS006 | LCR13 | TEACHER ROOM SINK | PEASLEY MIDDLE SCHOOL | DISTRIBUTION SYSTEM | FSD | 1
VA4073700 | PB | LC | RT | Y | DS001 | LCR01 | LEFT H20 COOLER CORR. # 2 | RAPPAHANNOCK COMMUNITY COLLEGE | DISTRIBUTION SYSTEM | FSD | 1
VA4073700 | PB | LC | RT | Y | DS001 | LCR02 | RIGHT H20 COOLER CORR. # 2 | RAPPAHANNOCK COMMUNITY COLLEGE | DISTRIBUTION SYSTEM | FSD | 1
VA4073700 | PB | LC | RT | Y | DS001 | LCR03 | H20 COOLER CORR. # 5 | RAPPAHANNOCK COMMUNITY COLLEGE | DISTRIBUTION SYSTEM | FSD | 1
VA4073700 | PB | LC | RT | Y | DS001 | LCR04 | LEFT H20 COOLER COOR. # 7 | RAPPAHANNOCK COMMUNITY COLLEGE | DISTRIBUTION SYSTEM | FSD | 1
VA4073700 | PB | LC | RT | Y | DS001 | LCR05 | RIGHT H20 COOLER CORR. # 7 | RAPPAHANNOCK COMMUNITY COLLEGE | DISTRIBUTION SYSTEM | FSD | 1
VA4073700 | PB | LC | RT | Y | DS001 | LCR06 | LEFT H20 COOLER CORR. # 8 | RAPPAHANNOCK COMMUNITY COLLEGE | DISTRIBUTION SYSTEM | FSD | 1
VA4073700 | PB | LC | RT | Y | DS001 | LCR07 | RIGHT H20 COOLER CORR. # 8 | RAPPAHANNOCK COMMUNITY COLLEGE | DISTRIBUTION SYSTEM | FSD | 1
VA4073700 | PB | LC | RT | Y | DS001 | LCR08 | H20 COOLER COOR. # 9 | RAPPAHANNOCK COMMUNITY COLLEGE | DISTRIBUTION SYSTEM | FSD | 1
VA4073700 | PB | LC | RT | Y | DS001 | LCR09 | H20 COOLER COOR. # 10 | RAPPAHANNOCK COMMUNITY COLLEGE | DISTRIBUTION SYSTEM | FSD | 1
VA4073700 | PB | LC | RT | Y | DS001 | LCR10 | FACULTY LOUNGE SINK RM 130 | RAPPAHANNOCK COMMUNITY COLLEGE | DISTRIBUTION SYSTEM | FSD | 1
VA4073800 | GE | HAA | RT | Y | DS006 | DBP01 | LOT 16, LAUREN V. LN | WATERVIEW MOBILE HOME PARK | DISTRIBUTION SYSTEM |  | 1
VA4073800 | GE | THM | RT | Y | DS006 | DBP01 | LOT 16, LAUREN V. LN | WATERVIEW MOBILE HOME PARK | DISTRIBUTION SYSTEM |  | 1
VA4073800 | PB | LC | RT | Y | DS006 | LCR01 | 4012 LAUREN VAL PT LOT 16 | WATERVIEW MOBILE HOME PARK | DISTRIBUTION SYSTEM | FSD | 1
VA4073800 | PB | LC | RT | Y | DS006 | LCR02 | 3982 J LEONARDS LOT 90 | WATERVIEW MOBILE HOME PARK | DISTRIBUTION SYSTEM | FSD | 1
VA4073800 | PB | LC | RT | Y | DS006 | LCR03 | 8165 BRAYS PT LOT 26 | WATERVIEW MOBILE HOME PARK | DISTRIBUTION SYSTEM | FSD | 1
VA4073800 | PB | LC | RT | Y | DS006 | LCR04 | 8303 BRAYS PT LOT 59 | WATERVIEW MOBILE HOME PARK | DISTRIBUTION SYSTEM | FSD | 1
VA4073800 | PB | LC | RT | Y | DS006 | LCR05 | 3983 J LEONARDS LOT 53 | WATERVIEW MOBILE HOME PARK | DISTRIBUTION SYSTEM | FSD | 1
VA4073800 | GE | NIT | RT | Y | EP001 | EP001 | 2000-GAL PRESS TANK | WATERVIEW MOBILE HOME PARK | ENTRY POINT |  | 1
VA4073860 | GE | NIT | RT | Y | EP001 | EP001 | ENTRY POINT | MACHICOMOCO - CAMPGROUNDS | ENTRY POINT |  | 1
VA4073861 | GE | NIT | RT | Y | EP001 | EP001 | ENTRY POINT | MACHICOMOCO - INTERPRETIVE PENINSULA | ENTRY POINT |  | 1
VA4115350 | GE | HAA | RT | Y | DS006 | DBP01 | BLDG 3, UNIT 4 | GWYNNS ISLAND CONDO | DISTRIBUTION SYSTEM |  | 1
VA4115350 | GE | THM | RT | Y | DS006 | DBP01 | BLDG 3, UNIT 4 | GWYNNS ISLAND CONDO | DISTRIBUTION SYSTEM |  | 1
VA4115350 | PB | LC | RT | Y | DS006 | LCR02 | UNIT 103 | GWYNNS ISLAND CONDO | DISTRIBUTION SYSTEM | FSD | 1
VA4115350 | PB | LC | RT | Y | DS006 | LCR03 | UNIT 104 | GWYNNS ISLAND CONDO | DISTRIBUTION SYSTEM | FSD | 1
VA4115350 | PB | LC | RT | Y | DS006 | LCR04 | UNIT 105 | GWYNNS ISLAND CONDO | DISTRIBUTION SYSTEM | FSD | 1
VA4115350 | PB | LC | RT | Y | DS006 | LCR05 | UNIT 106 | GWYNNS ISLAND CONDO | DISTRIBUTION SYSTEM | FSD | 1
VA4115350 | PB | LC | RT | Y | DS006 | LCR06 | UNIT 102 | GWYNNS ISLAND CONDO | DISTRIBUTION SYSTEM | FSD | 1
VA4115400 | GE | HAA | RT | Y | DS001 | DBP01 | 502 CHESAPEAKE DR | CHESAPEAKE SHORES | DISTRIBUTION SYSTEM |  | 1
VA4115400 | GE | THM | RT | Y | DS001 | DBP01 | 502 CHESAPEAKE DR | CHESAPEAKE SHORES | DISTRIBUTION SYSTEM |  | 1
VA4115400 | PB | LC | RT | Y | DS001 | LCR05 | 54 CHES SHORES RD | CHESAPEAKE SHORES | DISTRIBUTION SYSTEM | FSD | 1
VA4115400 | PB | LC | RT | Y | DS001 | LCR09 | 260 PRICHETT AVENUE | CHESAPEAKE SHORES | DISTRIBUTION SYSTEM | FSD | 1
VA4115400 | PB | LC | RT | Y | DS001 | LCR14 | 320 CHESAPEAKE SHORE RD | CHESAPEAKE SHORES | DISTRIBUTION SYSTEM | FSD | 1
VA4115400 | PB | LC | RT | Y | DS001 | LCR15 | 410 CHESAPEAKE SHORE RD | CHESAPEAKE SHORES | DISTRIBUTION SYSTEM | FSD | 1
VA4115400 | PB | LC | RT | Y | DS001 | LCR16 | 73 CHESAPEAKE SHORE RD. | CHESAPEAKE SHORES | DISTRIBUTION SYSTEM | FSD | 1
VA4115450 | PB | LC | RT | Y | DS001 | LCR01 | 106 DINWIDDIE WAY | COBBS SHORES | DISTRIBUTION SYSTEM | FSD | 1
VA4115450 | PB | LC | RT | Y | DS001 | LCR02 | 22 DINWIDDIE WAY | COBBS SHORES | DISTRIBUTION SYSTEM | FSD | 1
VA4115450 | PB | LC | RT | Y | DS001 | LCR03 | 1160 EBENEZER CHURC | COBBS SHORES | DISTRIBUTION SYSTEM | FSD | 1
VA4115450 | PB | LC | RT | Y | DS001 | LCR04 | 1136 EBENEZER CHURC | COBBS SHORES | DISTRIBUTION SYSTEM | FSD | 1
VA4115450 | PB | LC | RT | Y | DS001 | LCR06 | 211 COBBS SHORE DR | COBBS SHORES | DISTRIBUTION SYSTEM | FSD | 1
VA4115450 | GE | RAD | RT | Y | EP001 | EP001 | 5000 GAL HYDRO TANK | COBBS SHORES | ENTRY POINT |  | 1
VA4115455 | GE | INO | RT | Y | EP001 | EP001 | 2000 GAL HYDRO TANK | CRICKET HILL APARTMENTS | ENTRY POINT |  | 1
VA4115455 | GE | MET | RT | Y | EP001 | EP001 | 2000 GAL HYDRO TANK | CRICKET HILL APARTMENTS | ENTRY POINT |  | 1
VA4115475 | GE | NIT | RT | Y | EP001 | EP001 | STORAGE TANK | MI CASA AZTECA | ENTRY POINT |  | 1
VA4115526 | GE | NIT | RT | Y | EP001 | EP001 | 1000 GAL HYDRO TANK | HUDGINS POINT CONDOMINIUMS | ENTRY POINT |  | 1
VA4115740 | GE | NIT | RT | Y | EP001 | EP001 | AFTER ION EXCHANGE | RIVERSIDE CONVALESCENT CENTER | ENTRY POINT |  | 1
VA4115851 | GE | NIT | RT | Y | EP001 | EP001 | BLADDER TANK | TOWNE CENTER-MATHEWS | ENTRY POINT |  | 1
VA3001003 | TC | TC | RT | Y | DS001 | TCR01 |  | ACCOMACK COUNTY HEALTH DEPT | DISTRIBUTION SYSTEM |  | 3
VA3001004 | TC | TC | RT | Y | DS001 | TCR01 |  | ACCOMACK COUNTY OFFICE BUILDINGS | DISTRIBUTION SYSTEM |  | 3
VA3001006 | TC | TC | RT | Y | DS001 | TCR01 |  | ACCOMACK COUNTY INDUSTRIAL PK | DISTRIBUTION SYSTEM |  | 3
VA3001010 | TC | TC | RT | Y | DS001 | TCR01 |  | RAYS SHANTY | DISTRIBUTION |  | 1
VA3001014 | TC | TC | RT | Y | DS001 | TCR01 |  | A & N ELECTRIC COOPERATIVE | DISTRIBUTION |  | 3
VA3001015 | TC | TC | RT | Y | DS001 | TCR01 |  | ARCADIA SCHOOLS | DISTRIBUTION SYSTEM |  | 3
VA3001016 | TC | TC | RT | Y | DS001 | TCR01 |  | ARCADIA MIDDLE SCHOOL | DISTRIBUTION SYSTEM |  | 3
VA3001018 | TC | TC | RT | Y | DS001 | TCR01 |  | ACCOMACK SOCIAL SERVICES | DISTRIBUTION SYSTEM |  | 3
VA3001028 | TC | TC | RT | Y | DS001 | TCR01 |  | ACCOMACK MANOR | DISTRIBUTION |  | 3
VA3001030 | TC | TC | RT | Y | DS001 | TCR01 |  | ACCOMAC RESIDENCY OFFICE | DISTRIBUTION SYSTEM |  | 1
VA3001031 | TC | TC | RT | Y | DS001 | TCR01 |  | SHORE HEALTH AND REHABILITATION CENTER | DISTRIBUTION SYSTEM |  | 3
VA3001034 | TC | TC | RT | Y | DS001 | TCR01 |  | REGAL INN | DISTRIBUTION |  | 1
VA3001037 | TC | TC | RT | Y | DS001 | TCR01 |  | ATLANTIC COMMUNITY HEALTH CENTER | DISTRIBUTION |  | 3
VA3001040 | TC | TC | RT | Y | DS001 | TCR01 |  | LITTLE ACRES CAMPGROUND | DISTRIBUTION |  | 1
VA3001043 | TC | TC | RT | Y | DS001 | TCR01 |  | ELKS LODGE #1766 | DISTRIBUTION |  | 1
VA3001053 | TC | TC | RT | Y | DS001 | TCR01 |  | SUBWAY (OAK HALL) | DISTRIBUTION SYSTEM |  | 1
VA3001054 | TC | TC | RT | Y | DS001 | TCR01 |  | SHORE SEAFOOD | DISTRIBUTION |  | 3
VA3001065 | TC | TC | RT | Y | DS001 | TCR01 |  | BOJANGLE`S (ONLEY) | DISTRIBUTION SYSTEM |  | 3
VA3001100 | TC | TC | RT | Y | DS001 | TCR01 |  | CAPTAINS COVE | DISTRIBUTION SYSTEM |  | 6
VA3001140 | TC | TC | RT | Y | DS001 | TCR01 |  | TRAILS END | DISTRIBUTION SYSTEM |  | 3
VA3001150 | TC | TC | RT | Y | DS001 | TCR01 |  | CHESAPEAKE SQUARE | DISTRIBUTION SYSTEM |  | 3
VA3001175 | TC | TC | RT | Y | DS001 | TCR01 |  | CHINCOTEAGUE, TOWN OF | DISTRIBUTION SYSTEM |  | 24
VA3001195 | TC | TC | RT | Y | DS001 | TCR01 |  | CRUSTY CRAB SEAFOOD SHACK | DISTRIBUTION |  | 1
VA3001198 | TC | TC | RT | Y | DS001 | TCR01 |  | DOLLAR GENERAL - MAPPSVILLE | DISTRIBUTION SYSTEM |  | 1
VA3001210 | TC | TC | RT | Y | DS001 | TCR01 |  | ST PAUL ON THE SHORE DAY CARE | DISTRIBUTION SYSTEM |  | 3
VA3001211 | TC | TC | RT | Y | DS001 | TCR01 |  | EASTERN SHORE PUBLIC LIBRARY | DISTRIBUTION SYSTEM |  | 3
VA3001217 | TC | TC | RT | Y | DS001 | TCR01 |  | SPORTS CENTER | DISTRIBUTION SYSTEM |  | 1
VA3001330 | TC | TC | RT | Y | DS001 | TCR01 |  | TYSON FARMS, INC | DISTRIBUTION SYSTEM |  | 6
VA3001331 | TC | TC | RT | Y | DS001 | TCR01 |  | HEAD START - ACCOMAC | DISTRIBUTION |  | 3
VA3001334 | TC | TC | RT | Y | DS001 | TCR01 |  | ROMA PIZZA | DISTRIBUTION SYSTEM |  | 3
VA3001355 | TC | TC | RT | Y | DS001 | TCR01 |  | HURRICANE GRILL | DISTRIBUTION SYSTEM |  | 1
VA3001378 | TC | TC | RT | Y | DS001 | TCR01 |  | WAL-MART (ONLEY) | DISTRIBUTION SYSTEM |  | 3
VA3001400 | TC | TC | RT | Y | DS001 | TCR01 |  | KUZZENS (AMES FARM COMPLEX QUAD 1) | DISTRIBUTION |  | 3
VA3001401 | TC | TC | RT | Y | DS001 | TCR01 |  | KUZZENS (AMES FARM COMPLEX QUAD 2) | DISTRIBUTION |  | 3
VA3001402 | TC | TC | RT | Y | DS001 | TCR01 |  | KUZZENS (AMES FARM COMPLEX QUAD 3) | DISTRIBUTION |  | 3
VA3001403 | TC | TC | RT | Y | DS001 | TCR01 |  | KUZZENS (AMES FARM COMPLEX QUAD 4) | DISTRIBUTION |  | 3
VA3001404 | TC | TC | RT | Y | DS001 | TCR01 |  | KUZZENS (AMES FARM COMPLEX QUAD 5) | DISTRIBUTION |  | 3
VA3001428 | TC | TC | RT | Y | DS001 | TCR01 |  | ONLEY PRESCHOOL | DISTRIBUTION SYSTEM |  | 3
VA3001430 | TC | TC | RT | Y | DS001 | TCR01 |  | MCDONALD'S (ONLEY) | DISTRIBUTION |  | 3
VA3001432 | TC | TC | RT | Y | DS001 | TCR01 |  | EXMORE MOOSE #683 | DISTRIBUTION |  | 3
VA3001488 | TC | TC | RT | Y | DS001 | TCR01 |  | NANDUA SCHOOLS | DISTRIBUTION SYSTEM |  | 3
VA3001489 | TC | TC | RT | Y | DS001 | TCR01 |  | NANDUA MIDDLE SCHOOL | DISTRIBUTION SYSTEM |  | 3
VA3001500 | TC | TC | RT | Y | DS001 | TCR01 |  | NASA WALLOPS FLIGHT FACILITY | DISTRIBUTION SYSTEM |  | 6
VA3001535 | TC | TC | RT | Y | DS001 | TCR01 |  | NASA WALLOPS ISLAND | DISTRIBUTION SYSTEM |  | 3
VA3001550 | TC | TC | RT | Y | DS001 | TCR01 |  | NEW CHURCH INFORMATION CENTER | DISTRIBUTION SYSTEM |  | 1
VA3001558 | TC | TC | RT | Y | DS001 | TCR01 |  | 4114 LANKFORD HIGHWAY | DISTRIBUTION |  | 1
VA3001560 | TC | TC | RT | Y | DS001 | TCR01 |  | KEGOTANK ELEMENTARY SCHOOL | KEGOTANK ELEM SCHOOL |  | 3
VA3001575 | TC | TC | RT | Y | DS001 | TCR01 |  | OAK HALL SHOPPING CENTER | DISTRIBUTION |  | 3
VA3001600 | TC | TC | RT | Y | DS001 | TCR01 |  | VIRGINIA LANDING | DISTRIBUTION |  | 3
VA3001610 | TC | TC | RT | Y | DS001 | TCR01 |  | OCEAN DELI | DISTRIBUTION SYSTEM |  | 1
VA3001620 | TC | TC | RT | Y | DS001 | TCR01 |  | ONANCOCK, TOWN OF | DISTRIBUTION SYSTEM |  | 6
VA3001625 | TC | TC | RT | Y | DS001 | TCR01 |  | ESRHS CORPORATE OFFICE | DISTRIBUTION SYSTEM |  | 3
VA3001626 | TC | TC | RT | Y | DS001 | TCR01 |  | ONLEY COMMUNITY HEALTH CENTER | DISTRIBUTION |  | 3
VA3001651 | TC | TC | RT | Y | DS001 | TCR01 |  | KUZZEN'S MAPPSVILLE NORTH MLC | PACKING HOUSE MLC |  | 3
VA3001658 | TC | TC | RT | Y | DS001 | TCR01 |  | PARKSLEY MIGRANT HEAD START | DISTRIBUTION |  | 3
VA3001660 | TC | TC | RT | Y | DS001 | TCR01 |  | PARKSLEY, TOWN OF | DISTRIBUTION SYSTEM |  | 3
VA3001670 | TC | TC | RT | Y | DS001 | TCR01 |  | PTG - SUNRIPE MLC | DISTRIBUTION SYSTEM |  | 3
VA3001700 | TC | TC | RT | Y | DS001 | TCR01 |  | PERDUE FARMS INC | DISTRIBUTION SYSTEM |  | 6
VA3001717 | TC | TC | RT | Y | DS001 | TCR01 |  | 25345 LANKFORD HIGHWAY (HAPPY BUFFET) | DISTRUBTION SYSTEM |  | 1
VA3001720 | TC | TC | RT | Y | DS001 | TCR01 |  | SAGE DINER | DISTRIBUTION |  | 1
VA3001739 | TC | TC | RT | Y | DS001 | TCR01 |  | FOUR CORNER PLAZA | DISTRIBUTION |  | 3
VA3001745 | TC | TC | RT | Y | DS001 | TCR01 |  | ROLLING ACRES SUBDIVISION | DISTRIBUTION SYSTEM |  | 3
VA3001760 | TC | TC | RT | Y | DS001 | TCR01 |  | ROYAL FARMS #30 - WATTSVILLE | DISTRIBUTION SYSTEM |  | 6
VA3001762 | TC | TC | RT | Y | DS001 | TCR01 |  | ROYAL FARMS #79 - NEW CHURCH | DISTRIBUTION SYSTEM |  | 6
VA3001764 | TC | TC | RT | Y | DS001 | TCR01 |  | ROYAL FARMS #103 - PARKSLEY | DISTRIBUTION SYSTEM |  | 6
VA3001766 | TC | TC | RT | Y | DS001 | TCR01 |  | ROYAL FARMS #105 - NELSONIA | DISTRIBUTION SYSTEM |  | 6
VA3001780 | TC | TC | RT | Y | DS001 | TCR01 |  | SAW MILL PARK | DISTRIBUTION SYSTEM |  | 1
VA3001790 | TC | TC | RT | Y | DS001 | TCR01 |  | PUNGOTEAGUE ELEMENTARY SCHOOL | DISTRIBUTION SYSTEM |  | 3
VA3001791 | TC | TC | RT | Y | DS001 | TCR01 |  | ACCAWMACKE ELEMENTARY SCHOOL | DISTRIBUTION SYSTEM |  | 3
VA3001796 | TC | TC | RT | Y | DS001 | TCR01 |  | KUZZENS PACKING INC | DISTRIBUTION |  | 3
VA3001797 | TC | TC | RT | Y | DS001 | TCR01 |  | SHORE FLEA MARKET | DISTRIBUTION SYSTEM |  | 1
VA3001810 | TC | TC | RT | Y | DS001 | TCR01 |  | STUCKEYS (MAPPSVILLE) | DISTRIBUTION |  | 1
VA3001820 | TC | TC | RT | Y | DS001 | TCR01 |  | TALL PINES CAMPGROUND | DISTRIBUTION |  | 1
VA3001833 | TC | TC | RT | Y | DS001 | TCR01 |  | TANGIER, TOWN OF | DISTRIBUTION SYSTEM |  | 3
VA3001837 | TC | TC | RT | Y | DS001 | TCR01 |  | KUZZEN'S MAPPSVILLE NORTH PLANT | DISTRIBUTION |  | 3
VA3001850 | TC | TC | RT | Y | DS001 | TCR01 |  | TEMPERANCEVILLE AREA HQ | DISTRIBUTION SYSTEM |  | 1
VA3001857 | TC | TC | RT | Y | DS001 | TCR01 |  | WOLFF'S SANDWICH SHOPPE | WOLFF'S DISTRIBUTION |  | 1
VA3001885 | TC | TC | RT | Y | DS001 | TCR01 |  | T`S CORNER | DISTRIBUTION |  | 1
VA3001887 | TC | TC | RT | Y | DS001 | TCR01 |  | TRIANGLE ENTERPRISES MHP | DISTRIBUTION SYSTEM |  | 3
VA3001892 | TC | TC | RT | Y | DS001 | TCR01 |  | ISLAND HOUSE RESTAURANT | DISTRIBUTION |  | 1
VA3001894 | TC | TC | RT | Y | DS001 | TCR01 |  | WACHAPREAGUE HOTEL | DISTRIBUTION |  | 1
VA3001895 | TC | TC | RT | Y | DS001 | TCR01 |  | WENDY`S (ONLEY) | DISTRIBUTION |  | 3
VA3001982 | TC | TC | RT | Y | DS001 | TCR01 |  | EASTERN SHORE FAMILY YMCA | DISTRIBUTION SYSTEM |  | 3
VA3053150 | TC | TC | RT | Y | DS001 | TCR01 |  | CAMPTOWN CAMPGROUND | CAMPTOWN CAMPGROUND DS |  | 1
VA3053200 | TC | TC | RT | Y | DS001 | TCR01 |  | COZY COVE CAMPGROUND, INC | COZY COVE CAMPGROUND |  | 1
VA3053210 | TC | TC | RT | Y | DS001 | TCR01 |  | AZZIE MANOR HFA | AZZIE MANOR HFA |  | 3
VA3053248 | TC | TC | RT | Y | DS001 | TCR01 |  | CHESDIN MANOR SUBDIVISION | CHESDIN MANOR SUBDIVISION |  | 3
VA3053280 | TC | TC | RT | Y | DS001 | TCR01 |  | DCWA CENTRAL | DISTRIBUTION SYSTEM |  | 24
VA3053305 | TC | TC | RT | Y | DS001 | TCR01 |  | DINWIDDIE COUNTY COURTHOUSE (NEW) | DISTRIBUTION |  | 3
VA3053315 | TC | TC | RT | Y | DS001 | TCR01 |  | DINWIDDIE ELEMENTARY SCHOOL | DINWIDDIE ELEMENTARY SCHOOL |  | 3
VA3053355 | TC | TC | RT | Y | DS001 | TCR01 |  | DINWIDDIE MEDICAL CENTER | DISTRIBUTION SYSTEM |  | 1
VA3053360 | TC | TC | RT | Y | DS001 | TCR01 |  | HISTORIC SOUTHSIDE H. S. EDUCATION CENTE | HISTORIC SOUTHSIDE H. S. EDU. CENTER |  | 3
VA3053370 | TC | TC | RT | Y | DS001 | TCR01 |  | DINWIDDIE JUNIOR HIGH SCHOOL | DINWIDDIE HIGH SCHOOL |  | 6
VA3053375 | TC | TC | RT | Y | DS001 | TCR01 |  | DINWIDDIE SENIOR HIGH SCHOOL | DISTRIBUTION SYSTEM |  | 6
VA3053420 | TC | TC | RT | Y | DS001 | TCR01 |  | FIVE FORKS BATTLEFIELD PARK | DISTRIBUTION SYSTEM |  | 3
VA3053430 | TC | TC | RT | Y | DS001 | TCR01 |  | FOOD LION | DISTRIBUTION SYSTEM |  | 6
VA3053435 | TC | TC | RT | Y | DS001 | TCR01 |  | I C SCOOPS DINER | DISTRIBUTION SYSTEM |  | 3
VA3053515 | TC | TC | RT | Y | DS001 | TCR01 |  | 19606 CARSON ROAD | DS - DINWIDDIE DINER |  | 3
VA3053516 | TC | TC | RT | Y | DS001 | TCR01 |  | KIN'S WOK | DISTRIBUTION SYSTEM |  | 1
VA3053517 | TC | TC | RT | Y | DS001 | TCR01 |  | PICTURE LAKE CAMPGROUND | PICTURE LAKE CAMPGROUND |  | 1
VA3053550 | TC | TC | RT | Y | DS001 | TCR01 |  | OCRAN UMC CHILD CARE | DISTRIBUTION SYSTEM |  | 1
VA3053560 | TC | TC | RT | Y | DS001 | TCR01 |  | RICHLANDS CREAMERY | DISTRIBUTION SYSTEM |  | 1
VA3053600 | TC | TC | RT | Y | DS001 | TCR01 |  | VDH&T I-85 REST AREA | VDH&T I-85 REST AREA |  | 12
VA3053650 | TC | TC | RT | Y | DS001 | TCR01 |  | LEW JONES SUBDIVISION | LEW JONES SUBDIVISION/DCWA |  | 3
VA3053700 | TC | TC | RT | Y | DS001 | TCR01 |  | MCKENNEY, TOWN OF | MCKENNEY, TOWN OF |  | 3
VA3053720 | TC | TC | RT | Y | DS001 | TCR01 |  | MIDWAY ELEMENTARY SCHOOL | MIDWAY ELEMENTARY SCHOOL |  | 3
VA3053900 | TC | TC | RT | Y | DS950 | TCR01 |  | SOUTHSIDE ELEMENTARY SCHOOL | SOUTHSIDE ELEMENTARY |  | 3
VA3053915 | TC | TC | RT | Y | DS001 | TCR01 |  | STONY SPRINGS SUBDIVISION | STONY SPRINGS SUBDIVISION |  | 3
VA3053960 | TC | TC | RT | Y | DS001 | TCR01 |  | WHIPPERNOCK MARINA | DS - WHIPPERNOCK MARINA |  | 1
VA3081075 | TC | TC | RT | Y | DS001 | TCR01 |  | EMPORIA ARMORY | EMPORIA ARMORY DS |  | 1
VA3081160 | TC | TC | RT | Y | DS001 | TCR01 |  | CATTAIL CREEK CAMPGROUND | CATTAIL CREEK CAMPGROUND |  | 1
VA3081460 | TC | TC | RT | Y | DS001 | TCR01 |  | VA REST AREA I-95 | VA REST AREA I-95 |  | 6
VA3081500 | TC | TC | RT | Y | DS001 | TCR01 |  | JACKSON-FEILD HOME | JACKSON-FIELD HOME |  | 3
VA3081550 | TC | TC | RT | Y | DS001 | TCR01 |  | GCWSA - JARRATT | DISTRIBUTION SYSTEM |  | 24
VA3081700 | TC | TC | RT | Y | DS001 | TCR01 |  | GCWSA - SKIPPERS | DISTRIBUTION SYSTEM |  | 6
VA3081730 | TC | TC | RT | Y | DS001 | TCR01 |  | ROLLING ACRES | DISTRIBUTION SYSTEM |  | 3
VA3093040 | TC | TC | RT | Y | DS001 | TCR01 |  | ISLE OF WIGHT FAMILY CAMPGROUND | DISTRIBUTION |  | 1
VA3093111 | TC | TC | RT | Y | DS001 | TCR01 |  | BETHEL HEIGHTS | DISTRIBUTION SYSTEM |  | 3
VA3093116 | TC | TC | RT | Y | DS001 | TCR01 |  | ISLE OF WIGHT SCHOOL BUS GARAGE | DISTRIBUTION SYSTEM |  | 3
VA3093117 | TC | TC | RT | Y | DS001 | TCR01 |  | CAMPTOWN | DISTRIBUTION SYSTEM |  | 3
VA3093120 | TC | TC | RT | Y | DS001 | TCR01 |  | NORTHERN DEVELOPMENT SERVICE DIST. | DISTRIBUTION SYSTEM |  | 24
VA3093125 | TC | TC | RT | Y | DS001 | TCR01 |  | WINDSOR DEVELOPMENT SERVICE DISTRICT | DISTRIBUTION SYSTEM |  | 3
VA3093160 | TC | TC | RT | Y | DS001 | TCR01 |  | CARROLLTON MEDICAL BUILDING | DISTRIBUTION SYSTEM |  | 3
VA3093170 | TC | TC | RT | Y | DS001 | TCR01 |  | CARRSVILLE | DISTRIBUTION SYSTEM |  | 3
VA3093190 | TC | TC | RT | Y | DS001 | TCR01 |  | CLYDES DALE MOBILE COMMUNITY | DISTRIBUTION SYSTEM |  | 3
VA3093200 | TC | TC | RT | Y | D001 | TCR01 |  | DAYS POINT | DISTRIBUTION SYSTEM |  | 3
VA3093210 | TC | TC | RT | Y | DS001 | TCR01 |  | DEER RUN | DISTRIBUTION SYSTEM |  | 3
VA3093220 | TC | TC | RT | Y | DS001 | TCR01 |  | DUCKS TRAILER COURT | DISTRIBUTION SYSTEM |  | 3
VA3093260 | TC | TC | RT | Y | DS001 | TCR01 |  | GATLING POINTE | DISTRIBUTION SYSTEM |  | 6
VA3093300 | TC | TC | RT | Y | DS001 | TCR01 |  | SMITHFIELD FRESH MEATS CORP. - NORTH | DISTRIBUTION SYSTEM |  | 6
VA3093303 | TC | TC | RT | Y | DS001 | TCR01 |  | HARDY ELEMENTARY SCHOOL | HARDY ELEMENTARY SCHOOL |  | 3
VA3093306 | TC | TC | RT | Y | DS001 | TCR01 |  | HEARN`S MOBILE HOME COURT | DISTRIBUTION SYSTEM |  | 3
VA3093310 | TC | TC | RT | Y | DS001 | TCR01 |  | ISLE OF WIGHT COURTHOUSE | DISTRIBUTION SYSTEM |  | 3
VA3093313 | TC | TC | RT | Y | DS001 | TCR01 |  | ISLE OF WIGHT ACADEMY | ISLE OF WIGHT ACADEMY |  | 3
VA3093322 | TC | TC | RT | Y | DS001 | TCR01 |  | LAWNES POINT | DISTRIBUTION SYSTEM |  | 3
VA3093328 | TC | TC | RT | Y | DS001 | TCR01 |  | ACCELERATED PROPERTIES, INC. | DISTRIBUTION SYSTEM |  | 3
VA3093347 | TC | TC | RT | Y | DS001 | TCR01 |  | OAKS MOBILE ESTATES | DISTRIBUTION SYSTEM |  | 3
VA3093380 | TC | TC | RT | Y | DS001 | TCR01 |  | OWENS SUBDIVISION | DISTRIBUTION |  | 3
VA3093400 | TC | TC | RT | Y | DS001 | TCR01 |  | RESCUE WATERWORKS | DISTRIBUTION |  | 3
VA3093410 | TC | TC | RT | Y | DS001 | TCR01 |  | LINEAGE RCS - SMITHFIELD | RCS-SMITHFIELD |  | 3
VA3093470 | TC | TC | RT | Y | DS001 | TCR01 |  | RUSHMERE (BURWELL BAY) | DISTRIBUTION SYSTEM |  | 3
VA3093540 | TC | TC | RT | Y | DS001 | TCR01 |  | VILLAGES OF SMITHFIELD | DISTRIBUTION SYSTEM |  | 3
VA3093580 | TC | TC | RT | Y | DS001 | TCR01 |  | SMITHFIELD HEIGHTS/SANDY MOUNT MANOR | DISTRIBUTION SYSTEM |  | 3
VA3093600 | TC | TC | RT | Y | DS001 | TCR01 |  | SMITHFIELD FRESH MEATS CORP. - SOUTH | DISTRIBUTION SYSTEM |  | 3
VA3093640 | TC | TC | RT | Y | DS001 | TCR01 |  | SMITHFIELD, TOWN OF | DISTRIBUTION SYSTEM |  | 27
VA3093650 | TC | TC | RT | Y | DS001 | TCR01 |  | THOMAS PARK COMMUNITY | DISTRIBUTION SYSTEM |  | 3
VA3093665 | TC | TC | RT | Y | D001 | TCR01 |  | TORMENTOR CREEK ESTATES | DISTRIBUTION SYSTEM |  | 3
VA3093700 | TC | TC | RT | Y | DS001 | TCR01 |  | TURNER PROPERTY | DISTRIBUTION SYSTEM |  | 3
VA3093800 | TC | TC | RT | Y | DS001 | TCR01 |  | INTERNATIONAL PAPER CO. - FRANKLIN MILL | DISTRIBUTION SYSTEM |  | 3
VA3093850 | TC | TC | RT | Y | DS001 | TCR01 |  | WILLING WORKERS CLUB | DISTRIBUTION SYSTEM |  | 3
VA3093900 | TC | TC | RT | Y | DS001 | TCR01 |  | WINDSOR, TOWN OF | DISTRIBUTION SYSTEM |  | 6
VA3093905 | TC | TC | RT | Y | DS001 | TCR01 |  | WINDSOR ELEMENTARY SCHOOL | DISTRIBUTION SYSTEM |  | 3
VA3093910 | TC | TC | RT | Y | DS001 | TCR01 |  | CHECKERS | DISTRIBUTION SYSTEM |  | 1
VA3093915 | TC | TC | RT | Y | DS001 | TCR01 |  | WRENNS MILL ESTATES | DISTRIBUTION SYSTEM |  | 3
VA3093950 | TC | TC | RT | Y | DS001 | TCR01 |  | ZUNI | DISTRIBUTION SYSTEM |  | 3
VA3095025 | TC | TC | RT | Y | DS001 | TCR01 |  | ANVIL CAMPGROUND | ANVIL CAMPGROUND DIST |  | 1
VA3095045 | TC | TC | RT | Y | DS001 | TCR01 |  | BROOKS` DUPLEXES | DISTRIBUTION SYSTEM |  | 3
VA3095315 | TC | TC | RT | Y | DS001 | TCR01 |  | EXTRA MILE LANDSCAPES | DISTRIBUTION |  | 1
VA3095317 | TC | TC | RT | Y | DS001 | TCR01 |  | GLENWOOD ACRES-JCSA | DISTRIBUTION SYSTEM |  | 3
VA3095320 | TC | TC | RT | Y | DS001 | TCR01 |  | GREENSPRINGS MOBILE VILLAGE | GREENSPRINGS |  | 3
VA3095325 | TC | TC | RT | Y | 950 | TCR01 |  | AMERICAN HERITAGE RV PARK | LOCKETTS LANDING |  | 1
VA3095350 | TC | TC | RT | Y | 950 | TCR01 |  | CHICKAHOMINY RIVERFRONT PARK | POWHATAN RESORT |  | 1
VA3095425 | TC | TC | RT | Y | DS002 | TCR01 |  | INTERSTATE SHELL (TOANO) | INTERSTATE SHELL (TOANO) DS |  | 1
VA3095490 | TC | TC | RT | Y | DS001 | TCR01 |  | JCSA - CENTRAL SYSTEM | DISTRIBUTION SYSTEM |  | 180
VA3095528 | TC | TC | RT | Y | DS001 | TCR01 |  | KINGS VILLAGE - JCSA | DISTRIBUTION SYSTEM |  | 3
VA3095538 | TC | TC | RT | Y | DS001 | TCR01 |  | KISKIACK GOLF CLUB | KISKIACK DISTRIBUTIOIN |  | 1
VA3095590 | TC | TC | RT | Y | DS001 | TCR01 |  | HEATHS MOBILE HOMES | DISTRIBUTION SYSTEM |  | 3
VA3095600 | TC | TC | RT | Y | DS001 | TCR01 |  | LIBERTY RIDGE | DISTRIBUTION SYSTEM |  | 3
VA3095621 | TC | TC | RT | Y | DS001 | TCR01 |  | MCDONALD'S (TOANO) | DISTRIBUTION SYSTEM |  | 3
VA3095700 | TC | TC | RT | Y | DS001 | TCR01 |  | MOBILE ESTATES | DISTRIBUTION |  | 3
VA3095750 | TC | TC | RT | Y | DS001 | TCR01 |  | RACEFIELD - JCSA | DISTRIBUTION SYSTEM |  | 3
VA3095760 | TC | TC | RT | Y | DS001 | TCR01 |  | RETREAT (JCSA) | DISTRIBUTION |  | 3
VA3095810 | TC | TC | RT | Y | DS002 | TCR01 |  | STAR EXPRESS | STAR EXPRESS |  | 3
VA3095850 | TC | TC | RT | Y | 950 | TCR01 |  | UPPER COUNTY PARK | UPPER COUNTY PARK |  | 1
VA3095858 | TC | TC | RT | Y | DS001 | TCR01 |  | WARE CREEK MANOR - JCSA | DISTRIBUTION SYSTEM |  | 3
VA3095860 | TC | TC | RT | Y | DS001 | TCR01 |  | LITTLE CREEK RES PARK JCC | LITTLE CREEK PARK DISTRIBUTION |  | 1
VA3095861 | TC | TC | RT | Y | DS001 | TCR01 |  | WESTPORT | DISTRIBUTION |  | 3
VA3095862 | TC | TC | RT | Y | DS001 | TCR01 |  | WEXFORD HILLS - JCSA | DISTRIBUTION SYSTEM |  | 3
VA3095882 | TC | TC | RT | Y | DS001 | TCR01 |  | WILLIAMSBURG/ JAMESTOWN AIRPORT | DISTRIBUTION SYSTEM |  | 1
VA3095907 | TC | TC | RT | Y | DS001 | TCR01 |  | THOUSAND TRAILS WILLIAMSBURG | DISTRIBUTION SYSTEM |  | 1
VA3095921 | TC | TC | RT | Y | DS001 | TCR01 |  | YORK RIVER STATE PARK-TASKINAS POINT | DISTRIBUTION SYSTEM |  | 1
VA3095922 | TC | TC | RT | Y | DS001 | TCR01 |  | YORK RIVER ST PARK-CROAKER LANDING | DISTRIBUTION SYSTEM |  | 1
VA3131008 | TC | TC | RT | Y | DS001 | TCR01 |  | ARLINGTON PLANTATION | DISTRIBUTION SYSTEM |  | 3
VA3131009 | TC | TC | RT | Y | DS001 | TCR01 |  | 15516 LANKFORD HIGHWAY | DISTRIBUTION |  | 1
VA3131040 | TC | TC | RT | Y | DS001 | TCR01 |  | SUNSET BEACH RESORT & CAMPGROUND | DISTRIBUTION |  | 1
VA3131042 | TC | TC | RT | Y | DS001 | TCR01 |  | BUDGET INN | DISTRIBUTION |  | 1
VA3131056 | TC | TC | RT | Y | DS001 | TCR01 |  | COASTAL PRECAST SYSTEMS | DISTRIBUTION SYSTEM |  | 3
VA3131061 | TC | TC | RT | Y | DS001 | TCR01 |  | BAYVIEW | DISTRIBUTION SYSTEM |  | 3
VA3131095 | TC | TC | RT | Y | DS001 | TCR01 |  | BROADWATER ACADEMY | DISTRIBUTION SYSTEM |  | 3
VA3131100 | TC | TC | RT | Y | DS001 | TCR01 |  | BURROUGHS & BURROUGHS (LANKFORD HIWAY) | DISTRIBUTION |  | 1
VA3131118 | TC | TC | RT | Y | DS001 | TCR01 |  | STING-RAY`S RESTAURANT | DISTRIBUTION |  | 3
VA3131120 | TC | TC | RT | Y | DS001 | TCR01 |  | CAPE CHARLES, TOWN OF | DISTRIBUTION SYSTEM |  | 6
VA3131122 | TC | TC | RT | Y | DS001 | TCR01 |  | EASTERN SHORE NATIONAL WILDLIFE REFUGE | DISTRIBUTION SYSTEM |  | 1
VA3131124 | TC | TC | RT | Y | DS001 | TCR01 |  | CAPE MOTEL | DISTRIBUTION |  | 1
VA3131137 | TC | TC | RT | Y | DS001 | TCR01 |  | CHERITON MIGRANT HEAD START | DISTRIBUTION SYSTEM |  | 3
VA3131145 | TC | TC | RT | Y | DS001 | TCR01 |  | CHERRYSTONE CAMPING RESORT | DISTRIBUTION |  | 6
VA3131147 | TC | TC | RT | Y | DS001 | TCR01 |  | CHERRYSTONE VISITOR CENTER | DISTRIBUTION SYSTEM POINT |  | 1
VA3131150 | TC | TC | RT | Y | DS001 | TCR01 |  | CHESAPEAKE BAY BRIDGE TUNNEL | DISTRIBUTION SYSTEM |  | 3
VA3131155 | TC | TC | RT | Y | DS001 | TCR01 |  | FRANKTOWN COMMUNITY HEALTH CENTER | DISTRIBUTION |  | 3
VA3131180 | TC | TC | RT | Y | DS001 | TCR01 |  | EASTVILLE AREA HEADQUARTERS | DISTRIBUTION SYSTEM |  | 1
VA3131185 | TC | TC | RT | Y | DS001 | TCR01 |  | EASTVILLE COMMUNITY HEALTH CENTER | DISTRIBUTION SYSTEM |  | 3
VA3131200 | TC | TC | RT | Y | DS001 | TCR01 |  | EASTVILLE, TOWN OF | DISTRIBUTION SYSTEM |  | 6
VA3131205 | TC | TC | RT | Y | DS001 | TCR01 |  | EDGEWOOD MOTEL | DISTRIBUTION |  | 1
VA3131210 | TC | TC | RT | Y | DS001 | TCR01 |  | EXMORE, TOWN OF | DISTRIBUTION SYSTEM |  | 6
VA3131220 | TC | TC | RT | Y | DS001 | TCR01 |  | FOOD LION-CAPE CHARLES | DISTRIBUTION SYSTEM |  | 3
VA3131225 | TC | TC | RT | Y | DS001 | TCR01 |  | GERRYS PIZZERIA | DISTRIBUTION SYSTEM |  | 1
VA3131288 | TC | TC | RT | Y | DS001 | TCR01 |  | HARDEE`S (CAPE CHARLES) | DISTRIBUTION |  | 1
VA3131290 | TC | TC | RT | Y | DS001 | TCR01 |  | HARE VALLEY ESAAA/CAA | HARE VALLEY ESAAA/CAA |  | 3
VA3131300 | TC | TC | RT | Y | DS001 | TCR01 |  | HOLIDAY ACRES MOBILE HOME PARK | DISTRIBUTION SYSTEM |  | 3
VA3131350 | TC | TC | RT | Y | DS001 | TCR01 |  | CURTIS H JONES & SON INC MLC | DISTRIBUTION |  | 3
VA3131359 | TC | TC | RT | Y | DS001 | TCR01 |  | KUZZENS (P C KELLAM MLC) | DISTRIBUTION |  | 3
VA3131366 | TC | TC | RT | Y | DS001 | TCR01 |  | KIPTOPEKE CONDOMINIUMS | DISTRIBUTION |  | 1
VA3131372 | TC | TC | RT | Y | DS001 | TCR01 |  | LITTLE ITALY PIZZA & DELI | DISTRIBUTION |  | 1
VA3131373 | TC | TC | RT | Y | DS001 | TCR01 |  | KIPTOPEKE STATE PARK | DISTRIBUTION SYSTEM |  | 1
VA3131374 | TC | TC | RT | Y | DS001 | TCR01 |  | KIPTOPEKE STATE PARK - CABINS | DISTRIBUTION |  | 1
VA3131375 | TC | TC | RT | Y | DS001 | TCR01 |  | KIPTOPEKE ELEMENTARY SCHOOL | DISTRIBUTION SYSTEM |  | 3
VA3131390 | TC | TC | RT | Y | DS001 | TCR01 |  | GREAT MACHIPONGO CLAM SHACK | DISTRIBUTION SYSTEM |  | 1
VA3131391 | TC | TC | RT | Y | DS001 | TCR01 |  | MCDONALD`S (CAPE CHARLES) | DISTRIBUTION |  | 3
VA3131420 | TC | TC | RT | Y | DS001 | TCR01 |  | MONTESSORI-FRANKTOWN | DISTRIBUTION SYSTEM |  | 3
VA3131550 | TC | TC | RT | Y | DS002 | TCR01 |  | SHORE MEMORIAL HOSPITAL | DISTRIBUTION - ELEVATED |  | 3
VA3131552 | TC | TC | RT | Y | DS001 | TCR01 |  | NORTHAMPTON COUNTY HEALTH DEPARTMENT | DISTRIBUTION |  | 1
VA3131554 | TC | TC | RT | Y | DS001 | TCR01 |  | NORTHAMPTON COUNTY GOVERNMENT COMPLEX | DISTRIBUTION SYSTEM |  | 3
VA3131555 | TC | TC | RT | Y | DS001 | TCR01 |  | NORTHAMPTON COUNTY COMMUNITY FACILITIES | DISTRIBUTION SYSTEM |  | 3
VA3131610 | TC | TC | RT | Y | DS001 | TCR01 |  | PEACOCK MOTOR INN | DISTRIBUTION |  | 3
VA3131670 | TC | TC | RT | Y | DS001 | TCR01 |  | ROYAL FARMS #108 - CAPE CHARLES | DISTRIBUTION SYSTEM |  | 6
VA3131825 | TC | TC | RT | Y | DS001 | TCR01 |  | SHORE STOP #204 | DISTRIBUTION SYSTEM |  | 3
VA3131850 | TC | TC | RT | Y | DS001 | TCR01 |  | CAMP SILVER BEACH (YMCA) | DISTRIBUTION |  | 1
VA3131851 | TC | TC | RT | Y | DS001 | TCR01 |  | STANLEY MOBILE HOME PARK - NORTH | DISTRIBUTION SYSTEM |  | 3
VA3131852 | TC | TC | RT | Y | DS001 | TCR01 |  | STANLEY MOBILE HOME PARK - SOUTH | DISTRIBUTION SYSTEM |  | 3
VA3131855 | TC | TC | RT | Y | DS001 | TCR01 |  | KUZZENS (KMC) | DISTRIBUTION |  | 3
VA3131857 | TC | TC | RT | Y | DS001 | TCR01 |  | UVA LONG TERM ECOLOGICAL RESEARCH CENTER | DISTRIBUTION SYSTEM |  | 1
VA3131875 | TC | TC | RT | Y | DS001 | TCR01 |  | OCCOHANNOCK ELEMENTARY SCHOOL | DISTRIBUTION SYSTEM |  | 3
VA3131980 | TC | TC | RT | Y | DS001 | TCR01 |  | YIANNI`S | DISTRIBUTION SYSTEM |  | 1
VA3149050 | TC | TC | RT | Y | DS001 | TCR01 |  | BEXLEY PARK | BEXLEY PARK |  | 3
VA3149100 | TC | TC | RT | Y | DS001 | TCR01 |  | BEECHWOOD MANOR /JOJ | BEECHWOOD MANOR/ JOJ |  | 6
VA3149130 | TC | TC | RT | Y | DS001 | TCR01 |  | BREEZE-IN # 9 | DISTRIBUTION SYSTEM |  | 3
VA3149163 | TC | TC | RT | Y | DS001 | TCR01 |  | CEDARWOOD | CEDARWOOD |  | 3
VA3149210 | TC | TC | RT | Y | DS001 | TCR01 |  | SPN, CORP.- LIGHTHOUSE/QUALITY INN | AMIR, INC-LIGHTHOUSE/COMFORT INN |  | 3
VA3149243 | TC | TC | RT | Y | DS001 | TCR01 |  | CIRCLE D MART | CIRCLE D MART |  | 1
VA3149244 | TC | TC | RT | Y | DS001 | TCR01 |  | DOLLAR GENERAL - MOODY ROAD | DISTRIBUTION SYSTEM |  | 1
VA3149246 | TC | TC | RT | Y | DS001 | TCR01 |  | RAMS TRAVEL PLAZA | DISTRIBUTION SYSTEM |  | 1
VA3149247 | TC | TC | RT | Y | DS001 | TCR01 |  | FORT LEE | DISTRIBUTION SYSTEM |  | 90
VA3149251 | TC | TC | RT | Y | DS001 | TCR01 |  | JORDAN POINT YACHT HAVEN | DISTRIBUTION SYSTEM |  | 1
VA3149280 | TC | TC | RT | Y | DS001 | TCR01 |  | ROUTE 301 SYSTEM | DISTRIBUTION SYSTEM |  | 3
VA3149295 | TC | TC | RT | Y | DS001 | TCR01 |  | SALEM BROTHERS MINI MART | SALEM BROTHERS MINI MART |  | 3
VA3149300 | TC | TC | RT | Y | DS001 | TCR01 |  | DAVID HARRISON ELEM SCHOOL | DAVID HARRISON ELEM SCHOOL |  | 3
VA3149370 | TC | TC | RT | Y | DS001 | TCR01 |  | VA DEPT OF TRANSPORTATION I-95 REST AREA | DISTRIBUTION SYSTEM |  | 6
VA3149510 | TC | TC | RT | Y | DS001 | TCR01 |  | CLAYTON MANNING MOBILE HOME ESTATES | DISTRIBUTION SYSTEM |  | 3
VA3149545 | TC | TC | RT | Y | DS001 | TCR01 |  | NORTH ELEMENTARY SCHOOL (NEW) | DISTRIBUTION SYSTEM |  | 3
VA3149550 | TC | TC | RT | Y | DS001 | TCR01 |  | OLD STAGE ROAD CENTER | DISTRIBUTION SYSTEM |  | 1
VA3149570 | TC | TC | RT | Y | DS001 | TCR01 |  | COUNTRY CLUB OF PETERSBURG INC | COUNTRY CLUB OF PETERSBURG INC |  | 3
VA3149590 | TC | TC | RT | Y | DS001 | TCR01 |  | PRINCE GEORGE GOLF COURSE | DISTRIBUTION SYSTEM |  | 1
VA3149605 | TC | TC | RT | Y | DS001 | TCR01 |  | PRINCE GEORGE INDUSTRIAL PARK | PRINCE GEORGE INDUSTRIAL PARK |  | 6
VA3149620 | TC | TC | RT | Y | DS001 | TCR01 |  | PRINCE GEORGE WOODS ESTATES | PRINCE GEORGE WOODS ESTATES |  | 3
VA3149700 | TC | TC | RT | Y | DS001 | TCR01 |  | PUDDLEDOCK ROAD | DISTRIBUTION SYSTEM |  | 30
VA3149840 | TC | TC | RT | Y | DS001 | TCR01 |  | RIVERS EDGE SUBDIVISION | RIVERS EDGE DEPT UTILS |  | 3
VA3149846 | TC | TC | RT | Y | DS001 | TCR01 |  | ROWANTY TECHNICAL CENTER | DISTRIBUTION SYSTEM |  | 3
VA3149850 | TC | TC | RT | Y | DS001 | TCR01 |  | SOUTH ELEMENTARY SCHOOL | SOUTH ELEMENTARY SCHOOL |  | 3
VA3149860 | TC | TC | RT | Y | DS001 | TCR01 |  | SOUTH FORTY CAMP RESORT | SOUTH FORTY KOA |  | 2
VA3149950 | TC | TC | RT | Y | DS001 | TCR01 |  | WILDWOOD FARMS | DISTRIBUTION SYSTEM |  | 6
VA3149960 | TC | TC | RT | Y | DS001 | TCR01 |  | WHISPERING WINDS | DISTRIBUTION SYSTEM |  | 3
VA3175007 | TC | TC | RT | Y | DS001 | TCR01 |  | AGRI-BUSINESS INDUSTRIAL PARK | AGRI-BUSINESS DS |  | 3
VA3175010 | TC | TC | RT | Y | DS001 | TCR01 |  | AGRI-CIVIC CENTER | DISTRIBUTION SYSTEM |  | 1
VA3175020 | TC | TC | RT | Y | DS001 | TCR01 |  | BELMONT PEANUTS | DS001 |  | 3
VA3175100 | TC | TC | RT | Y | DS001 | TCR01 |  | BOYKINS-BRANCHVILLE SYSTEM | DISTRIBUTION |  | 6
VA3175155 | TC | TC | RT | Y | DS001 | TCR01 |  | CAPRON ELEMENTARY SCHOOL | DISTRIBUTION SYSTEM |  | 3
VA3175170 | TC | TC | RT | Y | DS001 | TCR01 |  | CAPRON, TOWN OF | DISTRIBUTION SYSTEM |  | 3
VA3175200 | TC | TC | RT | Y | DS001 | TCR01 |  | SOUTHAMPTON COUNTY OFFICE BUILDING | DISTRIBUTION SYSTEM |  | 3
VA3175220 | TC | TC | RT | Y | DS001 | TCR01 |  | TOWN OF COURTLAND | DISTRIBUTION SYSTEM |  | 6
VA3175270 | TC | TC | RT | Y | DS001 | TCR01 |  | PINOS PIZZA RESTAURANT | DISTRIBUTION SYSTEM |  | 3
VA3175275 | TC | TC | RT | Y | DS001 | TCR01 |  | MID ATLANTIC DAIRY QUEEN OF VA | DISTRIBUTION SYSTEM |  | 1
VA3175280 | TC | TC | RT | Y | DS001 | TCR01 |  | CAMP DARDEN-COLONIAL GIRL SCOUT | DISTRIBUTION SYSTEM |  | 1
VA3175282 | TC | TC | RT | Y | DS001 | TCR01 |  | DARDEN`S MILL ESTATES | DISTRIBUTION SYSTEM |  | 3
VA3175292 | TC | TC | RT | Y | DS001 | TCR01 |  | DOLLAR GENERAL - CAPRON | DISTRIBUTION SYSTEM |  | 1
VA3175300 | TC | TC | RT | Y | DS001 | TCR01 |  | DREWRYVILLE | DISTRIBUTION SYSTEM |  | 3
VA3175340 | TC | TC | RT | Y | DS001 | TCR01 |  | EDGEHILL | DISTRIBUTION SYSTEM |  | 3
VA3175370 | TC | TC | RT | Y | DS001 | TCR01 |  | SOUTHAMPTON POWER STATION | DISTRIBUTION SYSTEM |  | 3
VA3175380 | TC | TC | RT | Y | DS001 | TCR01 |  | SOLENIS | DISTRIBUTION SYSTEM |  | 3
VA3175400 | TC | TC | RT | Y | DS001 | TCR01 |  | TOWN OF IVOR | DISTRIBUTION SYSTEM |  | 3
VA3175461 | TC | TC | RT | Y | DS001 | TCR01 |  | KINGSDALE - MOSELEY | DISTRIBUTION SYSTEM |  | 3
VA3175500 | TC | TC | RT | Y | DS001 | TCR01 |  | TOWN OF NEWSOMS | DISTRIBUTION SYSTEM |  | 3
VA3175515 | TC | TC | RT | Y | DS001 | TCR01 |  | NOTTOWAY ELEMENTARY SCHOOL | DISTRIBUTION SYSTEM |  | 3
VA3175520 | TC | TC | RT | Y | DS001 | TCR01 |  | NOTTOWAY GARDENS | DISTRIBUTION SYSTEM |  | 3
VA3175530 | TC | TC | RT | Y | DS001 | TCR01 |  | NOTTOWAY SHORES | DISTRIBUTION SYSTEM |  | 3
VA3175554 | TC | TC | RT | Y | DS01 | TCR01 |  | PARKER`S | DISTRIBTION SYSTEM |  | 1
VA3175600 | TC | TC | RT | Y | DS001 | TCR01 |  | SOUTHAMPTON JAIL FARM | DISTRIBUTION SYSTEM |  | 3
VA3175650 | TC | TC | RT | Y | DS001 | TCR01 |  | SCOTTSWOOD | DISTRIBUTION SYSTEM |  | 3
VA3175690 | TC | TC | RT | Y | DS001 | TCR01 |  | SEDLEY | DISTRIBUTION SYSTEM |  | 3
VA3175710 | TC | TC | RT | Y | DS001 | TCR01 |  | SILVERLEAF CORP | DISTRIBUTION SYSTEM |  | 3
VA3175720 | TC | TC | RT | Y | DS001 | TCR01 |  | TURNER TRACT WATER SYSTEM | DISTRIBUTION SYSTEM |  | 3
VA3175730 | TC | TC | RT | Y | DS001 | TCR01 |  | DEERFIELD CORRECTIONAL CENTER | DISTRIBUTION SYSTEM |  | 9
VA3175740 | TC | TC | RT | Y | DS001 | TCR01 |  | SOUTHAMPTON HIGH SCHOOL | DISTRIBUTION SYSTEM |  | 6
VA3175750 | TC | TC | RT | Y | DS001 | TCR01 |  | SOUTHAMPTON MEADOWS | DISTRIBUTION SYSTEM |  | 3
VA3175755 | TC | TC | RT | Y | DS001 | TCR01 |  | COURTLAND INN | DISTRIBUTION SYSTEM |  | 1
VA3175800 | TC | TC | RT | Y | DS001 | TCR01 |  | FIELDCREST MANUFACTURED HOME COMMUNITY | DISTRIBUTION SYSTEM |  | 3
VA3175859 | TC | TC | RT | Y | DS001 | TCR01 |  | VDOT-FRANKLIN RESIDENCY COMPLEX | DISTRIBUTION SYSTEM |  | 3
VA3175860 | TC | TC | RT | Y | DS001 | TCR01 |  | WHITE TAIL RESORT | DISTRIBUTION SYSTEM |  | 3
VA3181102 | TC | TC | RT | Y | DS001 | TCR01 |  | THE EDGE CHRISTIAN CAMP | EASTOVER PLANTATION |  | 1
VA3181180 | TC | TC | RT | Y | DS001 | TCR01 |  | CHANCO ON THE JAMES CONFERENCE CENTER | CONFERENCE CENTER DISTRIBUTION SYSTEM |  | 1
VA3181181 | TC | TC | RT | Y | DS001 | TCR01 |  | CHANCO ON THE JAMES CAMP | CAMP CHANCO-BATHOUSES DISTRIBUTION SYS. |  | 3
VA3181187 | TC | TC | RT | Y | DS001 | TCR01 |  | CAMP PIPSICO LIONS I (MAIN) | CAMP PIPSICO LIONS |  | 1
VA3181188 | TC | TC | RT | Y | DS001 | TCR01 |  | CAMP PIPSICO LIONS II | DS-PIPSICO LIONS II |  | 3
VA3181200 | TC | TC | RT | Y | DS001 | TCR01 |  | CHIPPOKES STATE PRK-CHEST FRMS | CHIPPOKES STATE PRK-CHEST FRMS |  | 1
VA3001004 | GE | MPN | RT | Y | WL001 | RW001 | RAW TAP | ACCOMACK COUNTY OFFICE BUILDINGS | COURTHOUSE WELL |  | 1
VA3001015 | GE | MPN | RT | Y | WL001 | RW001 | WELL 1 RAW WATER TAP | ARCADIA SCHOOLS | WELL |  | 1
VA3001028 | GE | MPN | RT | Y | WL001 | RW001 | WELL HEAD | ACCOMACK MANOR | FIRST WELL |  | 1
VA3001031 | GE | MPN | RT | Y | WL003 | RW003 | WELL 3 | SHORE HEALTH AND REHABILITATION CENTER | WELL 3 |  | 1
VA3001037 | GE | MPN | RT | Y | WH02 | RW002 | WEST WELL HEAD | ATLANTIC COMMUNITY HEALTH CENTER | WEST WELL HEAD |  | 1
VA3001037 | GE | MPN | RT | Y | WH01 | RW001 | EAST WELL HEAD | ATLANTIC COMMUNITY HEALTH CENTER | EAST WELL HEAD |  | 1
VA3001100 | GE | MPN | RT | Y | WL002 | RW002 | WELL 2 RAW WATER TAP | CAPTAINS COVE | WELL #2 |  | 1
VA3001100 | GE | MPN | RT | Y | WL006 | RW006 | WELL 4U | CAPTAINS COVE | WELL 4U |  | 1
VA3001100 | GE | MPN | RT | Y | WL005 | RW005 | WELL 3U | CAPTAINS COVE | WELL 3U |  | 1
VA3181201 | TC | TC | RT | Y | DS001 | TCR01 |  | CHIPPOKES STATE PARK-PLANTATION | CHIPPOKES STATE PRK-PLANTATION |  | 1
VA3181250 | TC | TC | RT | Y | DS001 | TCR01 |  | CLAREMONT, TOWN OF | CLAREMONT, TOWN OF |  | 3
VA3181400 | TC | TC | RT | Y | DS001 | TCR01 |  | DENDRON, TOWN OF | DENDRON, TOWN OF |  | 3
VA3181420 | TC | TC | RT | Y | DS001 | TCR01 |  | DOLLAR GENERAL - SPRING GROVE | DISTRIBUTION SYSTEM |  | 1
VA3181500 | TC | TC | RT | Y | DS001 | TCR01 |  | GUILFORD HEIGHTS SUBDIVISION | GUILFORD HEIGHTS SUBDIVISION |  | 3
VA3181565 | TC | TC | RT | Y | DS001 | TCR01 |  | GRAYS CREEK MARINA | DISTRIBUTION SYSTEM |  | 1
VA3181650 | TC | TC | RT | Y | DS001 | TCR01 |  | POOLES MHP | DISTRIBUTION SYSTEM |  | 3
VA3181700 | TC | TC | RT | Y | DS001 | TCR01 |  | SCOTTLAND RIVERVIEW WATER SUPPLY | DISTRIBUTION SYSTEM |  | 3
VA3181767 | TC | TC | RT | Y | DS001 | TCR01 |  | SURRY COMMUNITY CENTER | DISTRIBUTION SYSTEM |  | 3
VA3181775 | TC | TC | RT | Y | DS001 | TCR01 |  | SURRY LOCAL HEALTH DEPARTMENT | SURRY HEALTH DEPARTMENT |  | 1
VA3181782 | TC | TC | RT | Y | DS001 | TCR01 |  | SURRY INDUSTRIAL PARK | DISTRIBUTION SYSTEM |  | 3
VA3181785 | TC | TC | RT | Y | DS001 | TCR01 |  | SURRY SCHOOLS | SURRY SCHOOLS |  | 6
VA3181800 | TC | TC | RT | Y | DS001 | TCR01 |  | SURRY POWER STATION | SURRY POWER PLANT |  | 3
VA3181802 | TC | TC | RT | Y | DS001 | TCR01 |  | VA POWER CONSTRUCTION SITE | VA POWER CONSTRUCTION SITE |  | 3
VA3181820 | TC | TC | RT | Y | DS001 | TCR01 |  | SCOTLAND FERRY TERMINAL | DISTRIBUTION SYSTEM |  | 3
VA3181850 | TC | TC | RT | Y | DS001 | TCR01 |  | SURRY, TOWN OF | SURRY, TOWN OF |  | 3
VA3183100 | TC | TC | RT | Y | DS001 | TCR01 |  | TIDEWATER CHRISTIAN SERVICE CA | TIDEWATER CHRISTIAN SERVICE CA |  | 1
VA3183160 | TC | TC | RT | Y | DS001 | TCR01 |  | SUSSEX CENTRAL SCHOOLS | DISTRIBUTION SYSTEM - SCHOOLS |  | 6
VA3183570 | TC | TC | RT | Y | DS001 | TCR01 |  | ILUKA RESOURCES, INC. | RGC MINERAL SANDS |  | 3
VA3183590 | TC | TC | RT | Y | DS001 | TCR01 |  | NORTHEAST REGIONAL WATER SYSTEMS | DISTRIBUTION SYSTEM |  | 9
VA3183595 | TC | TC | RT | Y | DS001 | TCR01 |  | THE SCOTTS COMPANY | DISTRIBUTION SYSTEM |  | 3
VA3183600 | TC | TC | RT | Y | DS001 | TCR01 |  | SE 4H CENTER | SE 4H CNTR C/O DR GRIFFIN |  | 3
VA3183750 | TC | TC | RT | Y | DS001 | TCR01 |  | STONY CREEK, TOWN OF | DISTRIBUTION SYSTEM |  | 3
VA3183800 | TC | TC | RT | Y | DS001 | TCR01 |  | SUSSEX COUNTY COURTHOUSE | DISTRIBUTION SYSTEM |  | 3
VA3183820 | TC | TC | RT | Y | DS001 | TCR01 |  | BIRCH ISLAND APARTMENTS | BIRCH ISLAND APARTMENTS |  | 3
VA3183865 | TC | TC | RT | Y | DS001 | TCR01 |  | GRCC YARDEN FARM | DISTRIBUTION |  | 3
VA3183900 | TC | TC | RT | Y | DS001 | TCR01 |  | WAKEFIELD, TOWN OF | DISTRIBUTION SYSTEM |  | 6
VA3183950 | TC | TC | RT | Y | DS001 | TCR01 |  | WAVERLY, TOWN OF | DISTRIBUTION SYSTEM |  | 6
VA3199190 | TC | TC | RT | Y | DS001 | TCR01 |  | CAMP SKIMINO | DISTRIBUTION SYSTEM |  | 3
VA3199200 | TC | TC | RT | Y | DS001 | TCR01 |  | CARVER GARDENS | DISTRIBUTION SYSTEM |  | 3
VA3199210 | TC | TC | RT | Y | DS001 | TCR01 |  | CHEATHAM ANNEX | DISTRIBUTION SYSTEM |  | 3
VA3199220 | TC | TC | RT | Y | 950 | TCR01 |  | KOA COLONIAL CENTRAL | COLONIAL CAMPGROUNDS |  | 1
VA3199380 | TC | TC | RT | Y | DS001 | TCR01 |  | LIGHTFOOT SYSTEM | DISTRIBUTION SYSTEM |  | 6
VA3199500 | TC | TC | RT | Y | DS001 | TCR01 |  | YORKTOWN NAVAL WEAPONS STATION | DISTRIBUTION SYSTEM |  | 6
VA3199510 | TC | TC | RT | Y | DS001 | TCR01 |  | NELSON PARK | DISTRIBUTION SYSTEM |  | 3
VA3199520 | TC | TC | RT | Y | DS001 | TCR01 |  | NEW QUARTER PARK | DISTRIBUTION SYSTEM |  | 1
VA3199650 | TC | TC | RT | Y | DS001 | TCR01 |  | P-461 PISTOL RANGE YORKTOWN NWS | DISTRIBUTION SYSTEM |  | 1
VA3199655 | TC | TC | RT | Y | DS001 | TCR01 |  | P-461 RIFLE RANGE YORKTOWN NWS | DISTRIBUTIO SYSTEM (BUILDINGS & TOILETS) |  | 1
VA3199700 | TC | TC | RT | Y | DS001 | TCR01 |  | QUEENS LAKE SYSTEM | DISTRIBUTION SYSTEM |  | 6
VA3199820 | TC | TC | RT | Y | DS001 | TCR01 |  | WALLER MILL PARK | DISTRIBUTION SYSTEM |  | 3
VA3199850 | TC | TC | RT | Y | DS001 | TCR01 |  | KOA CAMPGROUNDS-WILLIAMSBURG | DISTRIBUTION SYSTEM |  | 1
VA3199851 | TC | TC | RT | Y | DS001 | TCR01 |  | KOA CAMPGROUNDS-HIGH GROUND | DISTRIBUTION SYSTEM |  | 1
VA3199860 | TC | TC | RT | Y | DS001 | TCR01 |  | SUBWAY (WOODFIN) | DISTRIBUTION SYSTEM |  | 1
VA3199995 | TC | TC | RT | Y | DS001 | TCR01 |  | YORK TERRACE SYSTEM | DISTRIBUTION SYSTEM |  | 3
VA3550007 | TC | TC | RT | Y | DS001 | TCR01 |  | ATLANTIC YACHT BASIN, INC. | DISTRIBUTION SYSTEM |  | 3
VA3550024 | TC | TC | RT | Y | DS001 | TCR01 |  | BERGEY'S BREAD BASKET | DISTRIBUTION SYSTEM |  | 1
VA3550043 | TC | TC | RT | Y | DS001 | TCR01 |  | CENTERVILLE PARK | DISTRIBUTION SYSTEM |  | 1
VA3550050 | TC | TC | RT | Y | DS001 | TCR01 |  | CITY OF CHESAPEAKE - WESTERN BRANCH SYS | WESTERN BRANCH DS |  | 120
VA3550051 | TC | TC | RT | Y | DS001 | TCR01 |  | CITY OF CHESAPEAKE - NORTHWEST RIVER SYS | NW RIVER SERVICE AREA |  | 360
VA3550060 | TC | TC | RT | Y | DS001 | TCR01 |  | DISMAL SWAMP CANAL TRAIL | DISTRIBUTION SYSTEM |  | 1
VA3550335 | TC | TC | RT | Y | DS001 | TCR01 |  | HAROLD GAVARIS FAMILY TRUST | DISTRIBUTION SYSTEM |  | 3
VA3550595 | TC | TC | RT | Y | DS001 | TCR01 |  | MARLIN CLUB | DISTRIBUTION SYSTEM |  | 1
VA3550600 | TC | TC | RT | Y | DS001 | TCR01 |  | NORTHWEST RIVER PARK | DISTRIBUTION SYSTEM |  | 1
VA3550615 | TC | TC | RT | Y | DS001 | TCR01 |  | NALF FENTRESS FIELD | DISTRIBUTION SYSTEM |  | 3
VA3550620 | TC | TC | RT | Y | DS001 | TCR01 |  | NAVAL SUPPORT ACTIVITY-NW | DISTRIBUTION SYSTEM |  | 6
VA3550705 | TC | TC | RT | Y | DS001 | TCR01 |  | PLANTATION MOBILE HOME PARK | DISTRIBUTION SYSTEM |  | 3
VA3550716 | TC | TC | RT | Y | DS001 | TCR01 |  | PONDEROSA | DISTRIBUTION SYSTEM |  | 1
VA3550717 | TC | TC | RT | Y | DS001 | TCR01 |  | TRIPLE R RANCH, INC. (OFFICE) | DISTRIBUTION SYSTEM |  | 1
VA3550718 | TC | TC | RT | Y | DS001 | TCR01 |  | TRIPLE R RANCH, INC. (LODGE) | DISTRIBUTION SYSTEM |  | 1
VA3550750 | TC | TC | RT | Y | DS001 | TCR01 |  | ST. BRIDES CORRECTIONAL CENTER | DISTRIBUTION SYSTEM |  | 9
VA3550775 | TC | TC | RT | Y | DS001 | TCR01 |  | SUNRAY ARTESIAN WATER SUPPLY | DISTRIBUTION SYSTEM |  | 3
VA3550800 | TC | TC | RT | Y | DS001 | TCR01 |  | SUNRAY WATER CO., INC. | DISTRIBUTION SYSTEM |  | 3
VA3570150 | TC | TC | RT | Y | DS001 | TCR01 |  | COLONIAL HEIGHTS, CITY OF | DISTRIBUTION SYSTEM |  | 60
VA3595250 | TC | TC | RT | Y | DS001 | TCR01 |  | EMPORIA, CITY OF | DISTRIBUTION SYSTEM |  | 18
VA3620350 | TC | TC | RT | Y | DS001 | TCR01 |  | FRANKLIN, CITY OF | DISTRIBUTION SYSTEM |  | 30
VA3650150 | TC | TC | RT | Y | DS001 | TCR01 |  | FORT MONROE | DISTRIBUTION SYSTEM |  | 3
VA3650350 | TC | TC | RT | Y | DS001 | TCR01 |  | LANGLEY AIR FORCE BASE | DISTRIBUTION SYSTEM |  | 30
VA3670800 | TC | TC | RT | Y | DS001 | TCR01 |  | VIRGINIA-AMERICAN WATER CO. | DISTRIBUTION SYSTEM |  | 90
VA3700100 | TC | TC | RT | Y | DS001 | TCR01 |  | FORT EUSTIS | DISTRIBUTION SYSTEM |  | 45
VA3700500 | TC | TC | RT | Y | DS001 | TCR01 |  | NEWPORT NEWS, CITY OF | CITY OF NEWPORT NEWS |  | 540
VA3710050 | TC | TC | RT | Y | DS001 | TCR01 |  | NAVAL STATION NORFOLK | DISTRIBUTION SYSTEM |  | 150
VA3710100 | TC | TC | RT | Y | DS001 | TCR01 |  | NORFOLK, CITY OF | DISTRIBUTION SYSTEM |  | 450
VA3710850 | TC | TC | RT | Y | DS001 | TCR01 |  | NSA HAMPTON ROADS, MAIN BASE | DISTRIBUTION SYSTEM |  | 24
VA3730750 | TC | TC | RT | Y | DS001 | TCR01 |  | PETERSBURG, CITY OF | DISTRIBUTION SYSTEM |  | 120
VA3740450 | TC | TC | RT | Y | DS001 | TCR01 |  | CRANEY ISLAND FUEL DEPOT | DISTRIBUTION SYSTEM |  | 3
VA3740500 | TC | TC | RT | Y | DS001 | TCR01 |  | NORFOLK NAVAL SHIPYARD | DISTRIBUTION SYSTEM |  | 45
VA3740600 | TC | TC | RT | Y | DS001 | TCR01 |  | PORTSMOUTH, CITY OF | DISTRIBUTION SYSTEM |  | 300
VA3740650 | TC | TC | RT | Y | DS001 | TCR01 |  | NSA HAMPTON ROADS, PORTSMOUTH ANNEX | DISTRIBUTION SYSTEM |  | 21
VA3740700 | TC | TC | RT | Y | DS001 | TCR01 |  | ST. JULIENS CREEK ANNEX | DISTRIBUTION SYSTEM |  | 6
VA3800150 | TC | TC | RT | Y | DS001 | TCR01 |  | DAVIS LAKES & CAMPGROUND | DISTRIBUTION SYSTEM |  | 3
VA3800260 | TC | TC | RT | Y | DS001 | TCR01 |  | GREEN PINES APARTMENTS EAST | DISTRIBUTION SYSTEM |  | 1
VA3800303 | TC | TC | RT | Y | DS001 | TCR01 |  | 2864 PRUDEN BOULEVARD | DISTRIBUTION SYSTEM |  | 3
VA3800629 | TC | TC | RT | Y | DS001 | TCR01 |  | FARMER FRANKS | DISTRIBUTION SYSTEM |  | 1
VA3800694 | TC | TC | RT | Y | DS001 | TCR01 |  | PRUDEN CENTER FOR INDUSTRY & TECHNOLOGY | DISTRIBUTION SYSTEM |  | 3
VA3800800 | TC | TC | RT | Y | DS001 | TCR01 |  | SPSA REGIONAL LANDFILL-SUFFOLK | DISTRIBUTION SYSTEM |  | 3
VA3800805 | TC | TC | RT | Y | DS001 | TCR01 |  | SUFFOLK, CITY OF | CITY OF SUFFOLK DISTRIBUTION SYSTEM |  | 210
VA3800830 | TC | TC | RT | Y | DS001 | TCR01 |  | TIDEWATER AGRI RESEARCH & EXT CTR | DISTRIBUTION SYSTEM |  | 3
VA3800880 | TC | TC | RT | Y | DS001 | TCR01 |  | WHALEYVILLE WATER WKS | DISTRIBUTION SYSTEM |  | 3
VA3810040 | TC | TC | RT | Y | DS001 | TCR01 |  | BLUE PETE'S RESTAURANT | BLUE PETES RESTAURANT |  | 1
VA3810089 | TC | TC | RT | Y | DS001 | TCR01 |  | BROCK ENVIRONMENTAL CENTER | DISTRIBUTION SYSTEM |  | 3
VA3810096 | TC | TC | RT | Y | DS001 | TCR01 |  | CHARITY PRE-SCHOOL | DISTRIBUTION SYSTEM |  | 3
VA3810099 | TC | TC | RT | Y | DS001 | TCR01 |  | 605 PRINCESS ANNE ROAD | DISTRIBUTION SYSTEM |  | 1
VA3810108 | TC | TC | RT | Y | DS001 | TCR01 |  | KNIGHTS OF COLUMBUS | KNIGHTS OF COLUMBUS |  | 1
VA3810110 | TC | TC | RT | Y | D001 | TCR01 |  | CREEDS ELEMENTARY SCHOOL | DISTRIBUTION SYSTEM |  | 3
VA3810111 | TC | TC | RT | Y | DS001 | TCR01 |  | KEMPSVILLE MENNONITE CHURCH SCHOOL | DISTRIBUTION SYSTEM |  | 3
VA3810115 | TC | TC | RT | Y | DS001 | TCR01 |  | PUNGO SPORTS BAR AND GRILL | DISTRIBUTION SYSTEM |  | 1
VA3810185 | TC | TC | RT | Y | DS001 | TCR01 |  | FALSE CAPE STATE PARK | DISTRIBUTION SYSTEM |  | 1
VA3810186 | TC | TC | RT | Y | DS001 | TCR01 |  | FALSE CAPE STATE PARK BARBOUR HILL | DISTRIBUTION SYSTEM |  | 1
VA3810195 | TC | TC | RT | Y | DS001 | TCR01 |  | DAM NECK - U.S. NAVY | DISTRIBUTION SYSTEM |  | 9
VA3810210 | TC | TC | RT | Y | DS001 | TCR01 |  | FORT STORY | DISTRIBUTION |  | 9
VA3810250 | TC | TC | RT | Y | DS001 | TCR01 |  | HOLIDAY TRAV-L-PARK | DISTRIBUTION SYSTEM |  | 6
VA3810270 | TC | TC | RT | Y | DS001 | TCR01 |  | INDIAN COVE RESORT | INDIAN COVE RESORT CAMPGROUND |  | 1
VA3810277 | TC | TC | RT | Y | DS001 | TCR01 |  | JR. MARKET #53 | DISTRIBUTION SYSTEM |  | 1
VA3810297 | TC | TC | RT | Y | DS001 | TCR01 |  | 1715 HARPERS ROAD | DISTRIBUTION |  | 1
VA3810340 | TC | TC | RT | Y | DS001 | TCR01 |  | LITTLE CREEK AMPHIBIOUS BASE - U.S. NAVY | DISTRIBUTION SYSTEM |  | 30
VA3810350 | TC | TC | RT | Y | DS001 | TCR01 |  | NORTH LANDING BEACH RV RESORT & COTTAGES | DISTRIBUTION |  | 1
VA3810395 | TC | TC | RT | Y | DS001 | TCR01 |  | MARGIE & RAYS | DISTRIBUTION SYSTEM |  | 1
VA3810425 | TC | TC | RT | Y | DS001 | TCR01 |  | MUNDEN POINT PARK | MUNDEN POINT PARK |  | 1
VA3810430 | TC | TC | RT | Y | DS001 | TCR01 |  | N A S OCEANA | DISTRIBUTION SYSTEM |  | 24
VA3810450 | TC | TC | RT | Y | DS950 | TCR01 |  | NORTH BAY SHORE CAMPGROUND | NORTH BAY SHORE CAMPGROUND TES |  | 1
VA3810506 | TC | TC | RT | Y | DS001 | TCR01 |  | THE BEE AND THE BISCUIT | DISTRIBUTION SYSTEM |  | 1
VA3810507 | TC | TC | RT | Y | DS001 | TCR01 |  | PUNGO PIZZA AND ICE CREAM | DISTRIBUTION SYSTEM |  | 1
VA3810870 | TC | TC | RT | Y | DS001 | TCR01 |  | MINX | DISTRIBUTION SYSTEM |  | 1
VA3810890 | TC | TC | RT | Y | DS001 | TCR01 |  | VBPD TRAINING CENTER - CREEDS | DISTRIBUTION SYSTEM |  | 1
VA3810900 | TC | TC | RT | Y | DS001 | TCR01 |  | VIRGINIA BEACH, CITY OF | DISTRIBUTION SYSTEM |  | 540
VA3810910 | TC | TC | RT | Y | DS001 | TCR01 |  | MILITARY AVIATION MUSEUM | DISTRIBUTION SYSTEM |  | 1
VA3830400 | TC | TC | RT | Y | DS001 | TCR01 |  | MT. PLEASANT ASSOC. | DISTRIBUTION |  | 1
VA3830850 | TC | TC | RT | Y | DS001 | TCR01 |  | WILLIAMSBURG, CITY OF | DISTRIBUTION SYSTEM |  | 45
VA4073004 | TC | TC | RT | Y | DS001 | TCR01 |  | BEAVER DAM PARK (RT. 606) | DISTRIBUTION SYSTEM |  | 1
VA4073005 | TC | TC | RT | Y | DS006 | TCR01 |  | BETHEL ELEMENTARY SCHOOL | DISTRIBUTION SYSTEM |  | 3
VA4073010 | TC | TC | RT | Y | DS001 | TCR01 |  | ANNA'S PIZZA | DISTRIBUTION SYSTEM |  | 1
VA4073015 | TC | TC | RT | Y | DS001 | TCR01 |  | BEAVER DAM PARK (RANGER`S STATION) | DISTRIBUTION SYSTEM |  | 1
VA4073045 | TC | TC | RT | Y | DS001 | TCR01 |  | ARK PARK | DISTRIBUTION SYSTEM |  | 1
VA4073120 | TC | TC | RT | Y | DS001 | TCR01 |  | BURKES MILL POND CAMPGROUND | DISTRIBUTION SYSTEM |  | 1
VA4073147 | TC | TC | RT | Y | DS001 | TCR01 |  | CARTERS COVE | DISTRIBUTION SYSTEM |  | 1
VA4073150 | TC | TC | RT | Y | DS001 | TCR01 |  | CROWN POINTE MARINA | DISTRIBUTION SYSTEM |  | 1
VA4073175 | TC | TC | RT | Y | DS001 | TCR01 |  | DOLLAR GENERAL - WOODS CROSS | DOLLAR GENERAL STORE |  | 1
VA4073196 | TC | TC | RT | Y | DS950 | TCR01 |  | THOUSAND TRAILS INC | THOUSAND TRAILS INC |  | 1
VA4073230 | TC | TC | RT | Y | DS001 | TCR01 |  | STARTING POINT ACADEMY | DISTRIBUTION SYSTEM |  | 3
VA4073250 | TC | TC | RT | Y | DS001 | TCR01 |  | FLATIRON CROSSROADS | FLATIRON CROSSROADS |  | 1
VA4073300 | TC | TC | RT | Y | DS005 | TCR01 |  | GLOUCESTER BANKS | DISTRIBUTION SYSTEM |  | 1
VA4073301 | TC | TC | RT | Y | DS001 | TCR01 |  | GLOUCESTER COUNTRY CLUB | DISTRIBUTION SYSTEM |  | 1
VA4073302 | TC | TC | RT | Y | DS005 | TCR01 |  | WARE ACADEMY | DISTRIBUTION SYSTEM |  | 3
VA4073308 | TC | TC | RT | Y | DS001 | TCR01 |  | JELLYSTONE PARK AT GLOUCESTER POINT | UPPER DISTRIBUTION SYSTEM |  | 2
VA4073311 | TC | TC | RT | Y | DS004 | TCR01 |  | GLOUCESTER COUNTY WATER SYSTEM | DISTRIBUTION SYSTEM |  | 30
VA4073330 | TC | TC | RT | Y | DS001 | TCR01 |  | GLOUCESTER MOOSE FAMILY #886 | DISTRIBUTION SYSTEM |  | 1
VA4073335 | TC | TC | RT | Y | DS001 | TCR01 |  | GRAND KIDS CHILD CARE | DISTRIBUTION SYSTEM |  | 3
VA4073360 | TC | TC | RT | Y | DS006 | TCR01 |  | PETSWORTH ELEMENTARY SCHOOL | DISTRIBUTION SYSTEM |  | 3
VA4073510 | TC | TC | RT | Y | DS001 | TCR01 |  | LAURELWOOD ESTATES TRAILER PK | DISTRIBUTION SYSTEM |  | 3
VA4073678 | TC | TC | RT | Y | DS006 | TCR01 |  | PEASLEY MIDDLE SCHOOL | DISTRIBUTION SYSTEM |  | 3
VA4073700 | TC | TC | RT | Y | DS001 | TCR01 |  | RAPPAHANNOCK COMMUNITY COLLEGE | DISTRIBUTION SYSTEM |  | 3
VA4073735 | TC | TC | RT | Y | DS006 | TCR01 |  | R&L TRAILER PARK | DISTRIBUTION SYSTEM |  | 3
VA4073800 | TC | TC | RT | Y | DS006 | TCR01 |  | WATERVIEW MOBILE HOME PARK | DISTRIBUTION SYSTEM |  | 3
VA4073850 | TC | TC | RT | Y | DS001 | TCR01 |  | SEVERN YACHTING CENTER | DISTRIBUTION SYSTEM |  | 1
VA4073860 | TC | TC | RT | Y | DS001 | TCR01 |  | MACHICOMOCO - CAMPGROUNDS | DISTRIBUTION SYSTEM |  | 1
VA4073861 | TC | TC | RT | Y | DS001 | TCR01 |  | MACHICOMOCO - INTERPRETIVE PENINSULA | DISTRIBUTION SYSTEM |  | 1
VA4073880 | TC | TC | RT | Y | DS001 | TCR01 |  | WARE RIVER YACHT CLUB | DISTRIBUTION SYSTEM |  | 1
VA4073882 | TC | TC | RT | Y | DS001 | TCR01 |  | WARNER HALL PROPERTIES | DISTRIBUTION SYSTEM |  | 1
VA4073895 | TC | TC | RT | Y | DS001 | TCR01 |  | WHITCOMB LODGE | DISTRIBUTION SYSTEM |  | 1
VA4073970 | TC | TC | RT | Y | DS001 | TCR01 |  | ZOLL VINEYARDS | DISTRIBUTION SYSTEM |  | 1
VA4115002 | TC | TC | RT | Y | DS001 | TCR01 |  | 302 MAIN STREET | DISTRIBUTION SYSTEM |  | 1
VA4115004 | TC | TC | RT | Y | DS001 | TCR01 |  | FOOD LION-MATHEWS | DISTRIBUTION SYSTEM |  | 1
VA4115010 | TC | TC | RT | Y | DS001 | TCR01 |  | HARDEE`S-MATHEWS | DISTRIBUTION SYSTEM |  | 1
VA4115018 | TC | TC | RT | Y | DS001 | TCR01 |  | LINDA`S DINER | DISTRIBUTION SYSTEM |  | 1
VA4115350 | TC | TC | RT | Y | DS006 | TCR01 |  | GWYNNS ISLAND CONDO | DISTRIBUTION SYSTEM |  | 3
VA4115400 | TC | TC | RT | Y | DS001 | TCR01 |  | CHESAPEAKE SHORES | DISTRIBUTION SYSTEM |  | 3
VA4115430 | TC | TC | RT | Y | DS001 | TCR01 |  | T.C. MANAGEMENT L.L.C. | T.C. MANAGEMENT |  | 1
VA4115450 | TC | TC | RT | Y | DS001 | TCR01 |  | COBBS SHORES | DISTRIBUTION SYSTEM |  | 3
VA4115452 | TC | TC | RT | Y | DS002 | TCR01 |  | STAR FIELDS, LLC | DISTRIBUTION SYSTEM |  | 3
VA4115455 | TC | TC | RT | Y | DS006 | TCR01 |  | CRICKET HILL APARTMENTS | DISTRIBUTION SYSTEM |  | 3
VA4115457 | TC | TC | RT | Y | DS001 | TCR01 |  | DOLLAR GENERAL-HUDGINS | DISTRIBUTION SYSTEM |  | 1
VA4115465 | TC | TC | RT | Y | DS001 | TCR01 |  | MATHEWS FAMILY YMCA | YMCA WELLNESS CENTER |  | 1
VA4115475 | TC | TC | RT | Y | DS001 | TCR01 |  | MI CASA AZTECA | DISTRIBUTION SYSTEM |  | 1
VA4115490 | TC | TC | RT | Y | DS001 | TCR01 |  | SUN GWYNNS ISLAND RV RESORT | DISTRIBUTION SYSTEM |  | 3
VA4115505 | TC | TC | RT | Y | DS001 | TCR01 |  | MILFOOD HAVEN TRUST | SUNSET PANCAKE HOUSE DISTRIBUTION SYSTEM |  | 1
VA4115515 | TC | TC | RT | Y | DS001 | TCR01 |  | 384 OLD FERRY ROAD | DISTRIBUTION SYSTEM |  | 1
VA4115525 | TC | TC | RT | Y | DS001 | TCR01 |  | HORN HARBOR MARINA | DISTRIBUTION SYSTEM |  | 1
VA4115526 | TC | TC | RT | Y | DS005 | TCR01 |  | HUDGINS POINT CONDOMINIUMS | DISTRIBUTION SYSTEM |  | 1
VA4115601 | TC | TC | RT | Y | DS001 | TCR01 |  | LEE JACKSON SCHOOL (NEW) | DISTRIBUTION SYSTEM |  | 3
VA4115639 | TC | TC | RT | Y | DS001 | TCR01 |  | NEW MATHEWS COURTHOUSE | DISTRIBUTION SYSTEM |  | 3
VA4115641 | TC | TC | RT | Y | DS001 | TCR01 |  | MATHEWS COUNTY HUMAN SERVICES | MATHEWS COUNTY HD/SS |  | 1
VA4115643 | TC | TC | RT | Y | DS001 | TCR01 |  | MATHEWS HIGH SCHOOL | DISTRIBUTION SYSTEM |  | 3
VA4115646 | TC | TC | RT | Y | DS006 | TCR01 |  | THOMAS HUNTER SCHOOL | DISTRIBUTION SYSTEM |  | 3
VA4115649 | TC | TC | RT | Y | DS001 | TCR01 |  | MATHEWS YACHT CLUB | DISTRIBUTION SYSTEM |  | 1
VA4115651 | TC | TC | RT | Y | DS006 | TCR01 |  | MILFORD HAVEN COAST GUARD STA | DISTRIBUTION SYSTEM |  | 3
VA4115655 | TC | TC | RT | Y | DS001 | TCR01 |  | MOBJACK BAY MARINA | DISTRIBUTION SYSTEM |  | 1
VA4115690 | TC | TC | RT | Y | DS950 | TCR01 |  | SUN NEW POINT RV RESORT | NEW POINT CAMPGROUND TES |  | 3
VA4115705 | TC | TC | RT | Y | DS001 | TCR01 |  | NORTH RIVER MHP INC | DISTRIBUTION SYSTEM |  | 3
VA4115710 | TC | TC | RT | Y | DS950 | TCR01 |  | HOWARD - DOOLEY CAFE | DISTRIBUTION SYSTEM |  | 1
VA4115720 | TC | TC | RT | Y | DS001 | TCR01 |  | QUEENS CREEK MARINA AND SUPPLY | DISTRIBUTION SYSTEM |  | 1
VA4115735 | TC | TC | RT | Y | DS001 | TCR01 |  | RICHARDSON'S CAFE | RICHARDSON'S CAFE RESTAURANT |  | 1
VA4115740 | TC | TC | RT | Y | DS001 | TCR01 |  | RIVERSIDE CONVALESCENT CENTER | DISTRIBUTION SYSTEM |  | 3
VA4115750 | TC | TC | RT | Y | DS001 | TCR01 |  | ALEXANDER WATER SYSTEM | DISTRIBUTION SYSTEM |  | 1
VA4115780 | TC | TC | RT | Y | DS001 | TCR01 |  | THE ISLANDER | DISTRIBUTION SYSTEM |  | 1
VA4115850 | TC | TC | RT | Y | DS02 | TCR01 |  | SOUTHWIND CAFE | CAFE DISTRIBUTION |  | 1
VA4115851 | TC | TC | RT | Y | DS001 | TCR01 |  | TOWNE CENTER-MATHEWS | DISTRIBUTION SYSTEM |  | 1
VA4115945 | TC | TC | RT | Y | DS001 | TCR01 |  | MATHEWS YOUTH CENTER | DISTRIBUTION SYSTEM |  | 3
VA4115955 | TC | TC | RT | Y | DS001 | TCR01 |  | WHITE DOG BISTRO | DISTRIBUTION SYSTEM |  | 1
VA3001004 | GE | MPN | RT | Y | WL002 | RW002 | RAW TAP | ACCOMACK COUNTY OFFICE BUILDINGS | ADMIN. BLDG. WELL |  | 1
VA3149050 | GE | MPN | RT | Y | WL005 | RW005 | WELL 5 FRONT OF OFFI | BEXLEY PARK | WELL 5 FRONT OF OFFICE SOUTH |  | 1
VA3149100 | GE | MPN | RT | Y | WL001 | RW001 | RAW TAP | BEECHWOOD MANOR /JOJ | DRILLED WELL #1 LEMONWOOD |  | 1
VA3149100 | GE | MPN | RT | Y | WL003 | RW003 | RAW TAP | BEECHWOOD MANOR /JOJ | DRILLED WELL #3 JORDAN ON THE JAMES |  | 1
VA3149280 | GE | MPN | RT | Y | WL001 | RW001 | RAW TAP | ROUTE 301 SYSTEM | WELL 1 (HAMPTON INN) |  | 1
VA3149280 | GE | MPN | RT | Y | WL002 | RW002 | WELL 2 (DAYS INN) | ROUTE 301 SYSTEM | WELL 2 (DAYS INN) |  | 1
VA3149370 | GE | MPN | RT | Y | WL001 | RW001 | RAW TAP | VA DEPT OF TRANSPORTATION I-95 REST AREA | WELL |  | 1
VA3149510 | GE | MPN | RT | Y | WL003 | RW003 | WELL 3 RAW WATER | CLAYTON MANNING MOBILE HOME ESTATES | DRILLED WELL 3 (BACK OF PARK) |  | 1
VA3149570 | GE | MPN | RT | Y | WL001 | RW001 | DEEP WELL | COUNTRY CLUB OF PETERSBURG INC | DEEP WELL |  | 1
VA3149605 | GE | MPN | RT | Y | WL001 | RW001 | RAW TAP | PRINCE GEORGE INDUSTRIAL PARK | WELL ONE INSIDE LARGE WELLHOUSE |  | 1
VA3149620 | GE | MPN | RT | Y | WL001 | RW001 | WELL RAW WATER | PRINCE GEORGE WOODS ESTATES | DRILLED WELL |  | 1
VA3149860 | GE | MPN | RT | Y | WL002 | RW001 | SOUTH WELL | SOUTH FORTY CAMP RESORT | SOUTH WELL |  | 1
VA3149860 | GE | MPN | RT | Y | WL001 | RW001 | NORTH WELL | SOUTH FORTY CAMP RESORT | NORTH WELL |  | 1
VA3149950 | GE | MPN | RT | Y | WL002 | WL002 | WELL HEAD | WILDWOOD FARMS | WELL TWO (SMALL WELLHOUSE) |  | 1
VA3149950 | GE | MPN | RT | Y | WL001 | WL001 | WELL HEAD | WILDWOOD FARMS | WELL ONE (LARGE WELLHOUSE) |  | 1
VA3175007 | GE | MPN | RT | Y | WL001 | RW001 | AGB1-INSIDE | AGRI-BUSINESS INDUSTRIAL PARK | AGB-1-INSIDE |  | 1
VA3175007 | GE | MPN | RT | Y | WL002 | RW002 | AGB-2 OUTSIDE | AGRI-BUSINESS INDUSTRIAL PARK | AGB-2-OUTSIDE |  | 1
VA3175100 | GE | MPN | RT | Y | WL003 | RW003 | WELL #3-BRANCHVILLE | BOYKINS-BRANCHVILLE SYSTEM | WELL NO. 3 (BRANCHVILLE) |  | 1
VA3175100 | GE | MPN | RT | Y | WL002 | RW002 | WELL #2-BOYKINS | BOYKINS-BRANCHVILLE SYSTEM | WELL NO. 2 (BOYKINS) |  | 1
VA3175100 | GE | MPN | RT | Y | WL001 | RW001 | WELL #1-BOYKINS | BOYKINS-BRANCHVILLE SYSTEM | WELL NO. 1 (BOYKINS) |  | 1
VA3175100 | GE | MPN | RT | Y | WL004 | RW004 | WELL #4-BRANCHVILLE | BOYKINS-BRANCHVILLE SYSTEM | WELL NO. 4 (BRANCHVILLE) |  | 1
VA3175300 | GE | MPN | RT | Y | WL002 | WL002 | DREWRYVILLE WELL 2 | DREWRYVILLE | DREWRYVILLE WELL 2 |  | 1
VA3175300 | GE | MPN | RT | Y | WL001 | RW001 | RAW TAP | DREWRYVILLE | DRILLED WELL |  | 1
VA3175340 | GE | MPN | RT | Y | WL001 | RW001 | WELL #1 | EDGEHILL | DRILLED WELL NO. 1 |  | 1
VA3175340 | GE | MPN | RT | Y | WL002 | RW002 | WELL #2 | EDGEHILL | DRILLED WELL NO. 2 |  | 1
VA3175400 | GE | MPN | RT | Y | WL002 | RW002 | WELL #2-BABB ST-BACK | TOWN OF IVOR | DRILLED WELL NO. 2 (BABB STREET - BACK) |  | 1
VA3175400 | GE | MPN | RT | Y | WL004 | RW004 | WELL #4-MAIN STREET | TOWN OF IVOR | DRILLED WELL NO. 4 (MAIN STREET) |  | 1
VA3175500 | GE | MPN | RT | Y | WL001 | RW001 | WELL #1 | TOWN OF NEWSOMS | DRILLED WELL NO. 1 |  | 1
VA3175500 | GE | MPN | RT | Y | WL002 | RW002 | WELL #2 | TOWN OF NEWSOMS | DRILLED WELL NO. 2 |  | 1
VA3175720 | GE | MPN | RT | Y | WL002 | RW002 | WELL #2 | TURNER TRACT WATER SYSTEM | WELL #2 |  | 1
VA3175720 | GE | MPN | RT | Y | WL001 | RW001 | WELL #1 | TURNER TRACT WATER SYSTEM | WELL #1 |  | 1
VA3175730 | GE | MPN | RT | Y | WL010 | RW010 | WELL #10 | DEERFIELD CORRECTIONAL CENTER | DRILLED WELL NO. 10 |  | 1
VA3175730 | GE | MPN | RT | Y | WL008 | RW008 | RAW TAP | DEERFIELD CORRECTIONAL CENTER | DRILLED WELL NO. 8 |  | 1
VA3175730 | GE | MPN | RT | Y | WL006 | RW006 | DRILLED WELL NO. 6 | DEERFIELD CORRECTIONAL CENTER | DRILLED WELL NO. 6 |  | 1
VA3175730 | GE | MPN | RT | Y | WL007 | RW007 | RAW TAP | DEERFIELD CORRECTIONAL CENTER | DRILLED WELL NO. 7 |  | 1
VA3181200 | GE | MPN | RT | Y | WL001 | RW001 | DRILLED WELL | CHIPPOKES STATE PRK-CHEST FRMS | DRILLED WELL |  | 1
VA3181201 | GE | MPN | RT | Y | WL002 | RW001 | NEW WELL | CHIPPOKES STATE PARK-PLANTATION | NEW WELL |  | 1
VA3181400 | GE | MPN | RT | Y | WL002 | RW002 | DRILLED WELL 2 OUTSI | DENDRON, TOWN OF | DRILLED WELL 2 OUTSIDE WELLHOUSE |  | 1
VA3181400 | GE | MPN | RT | Y | WL001 | RW001 | DRILLED WELL 1 INSID | DENDRON, TOWN OF | DRILLED WELL 1 INSIDE WELLHOUSE |  | 1
VA3181800 | GE | MPN | RT | Y | WL001 | RW001 | WELL B INSIDE GATE | SURRY POWER STATION | WELL B INSIDE GATE |  | 1
VA3181800 | GE | MPN | RT | Y | WL003 | RW003 | WELL E WAREHOUSE ROA | SURRY POWER STATION | WELL E WAREHOUSE ROAD W |  | 1
VA3181800 | GE | MPN | RT | Y | WL002 | RW002 | WELL C HIGH LEVEL RO | SURRY POWER STATION | WELL C HIGH LEVEL ROAD EAST |  | 1
VA3181802 | GE | MPN | RT | Y | WL001 | RW001 | WELL 1 | VA POWER CONSTRUCTION SITE | WELL 1 |  | 1
VA3183160 | GE | MPN | RT | Y | WL001 | RW001 | SCHOOL WELL/WL001 | SUSSEX CENTRAL SCHOOLS | SCHOOL WELL |  | 1
VA3183590 | GE | MPN | RT | Y | WL002 | RW002 | WELL 2/WL002 | NORTHEAST REGIONAL WATER SYSTEMS | WELL 2 |  | 1
VA3183590 | GE | MPN | RT | Y | WL001 | RW001 | WELL 1/WL001 | NORTHEAST REGIONAL WATER SYSTEMS | WELL 1 |  | 1
VA3183600 | GE | MPN | RT | Y | WL002 | RW002 | WELL 2 OUTSIDE | SE 4H CENTER | WELL 2 OUTSIDE |  | 1
VA3183750 | GE | MPN | RT | Y | WL008 | RW008 | WELL 8 WL008 | STONY CREEK, TOWN OF | WELL 8 |  | 1
VA3183750 | GE | MPN | RT | Y | WL007 | RW007 | WELL 7/WL007 | STONY CREEK, TOWN OF | WELL 7 |  | 1
VA3183750 | GE | MPN | RT | Y | WL005 | RW005 | WELL 5/WL005 | STONY CREEK, TOWN OF | WELL 5 |  | 1
VA3183750 | GE | MPN | RT | Y | WL004 | RW004 | DRILLED WELL 4-WL004 | STONY CREEK, TOWN OF | DRILLED WELL 4 |  | 1
VA3183800 | GE | MPN | RT | Y | WL001 | RW001 | DRILLED WELL/WL001 | SUSSEX COUNTY COURTHOUSE | DRILLED WELL |  | 1
VA3183820 | GE | MPN | RT | Y | WL002 | RW002 | DRILLED WELL #2 | BIRCH ISLAND APARTMENTS | DRILLED WELL #2 |  | 1
VA3183820 | GE | MPN | RT | Y | WL001 | RW001 | DRILLED WELL #3 | BIRCH ISLAND APARTMENTS | DRILLED WELL #1 |  | 1
VA3183900 | GE | MPN | RT | Y | WL003 | EP002 | WELL NO. 3 | WAKEFIELD, TOWN OF | WELL NO. 3 |  | 1
VA3183900 | GE | MPN | RT | Y | WL004 | EP004 | WELL NO. 4 | WAKEFIELD, TOWN OF | WELL NO. 4 |  | 1
VA3199380 | GE | MPN | RT | Y | WL001 | RW001 | RAW WATER TAP | LIGHTFOOT SYSTEM | WELL #1 |  | 1
VA3199380 | GE | MPN | RT | Y | WL005 | RW005 | RAW WATER TAP | LIGHTFOOT SYSTEM | WELL NO 5 |  | 1
VA3550043 | GE | MPN | RT | Y | WL001 | RW001 | CENTERVILLE PARK WELL | CENTERVILLE PARK | CENTERVILLE PARK WELL |  | 1
VA3550060 | GE | MPN | RT | Y | WL001 | RW001 | WELL NO. 1 | DISMAL SWAMP CANAL TRAIL | WELL NO. 1 |  | 1
VA3550600 | GE | MPN | RT | Y | WL001 | RW001 | DRILLED WELL NO. 1 | NORTHWEST RIVER PARK | DRILLED WELL NO. 1 |  | 1
VA3550615 | GE | MPN | RT | Y | WL001 | RW001 | WELL #1 | NALF FENTRESS FIELD | WELL NO. 1 |  | 1
VA3550615 | GE | MPN | RT | Y | WL002 | RW002 | WELL #2 | NALF FENTRESS FIELD | WELL NO. 2 |  | 1
VA3550620 | GE | MPN | RT | Y | WL004 | RW001 | WELL #4-BLDG 51A | NAVAL SUPPORT ACTIVITY-NW | WELL NO. 4 (51A) |  | 1
VA3550620 | GE | MPN | RT | Y | WL002 | RW001 | WELL B-BLDG 369 | NAVAL SUPPORT ACTIVITY-NW | WELL B |  | 1
VA3550620 | GE | MPN | RT | Y | WL001 | RW001 | WELL A-BLDG 370 | NAVAL SUPPORT ACTIVITY-NW | WELL A |  | 1
VA3550620 | GE | MPN | RT | Y | WL003 | RW001 | WELL C -BLDG 368 | NAVAL SUPPORT ACTIVITY-NW | WELL C |  | 1
VA3550716 | GE | MPN | RT | Y | WL001 | RW001 | CABIN WELL - RAW WATER | PONDEROSA | CABIN WELL |  | 1
VA3550718 | GE | MPN | RT | Y | WL002 | RW001 | RAW TAP | TRIPLE R RANCH, INC. (LODGE) | LODGE WELL 2 |  | 1
VA3550750 | GE | MPN | RT | Y | WL004 | RW004 | WELL #4 | ST. BRIDES CORRECTIONAL CENTER | WELL NO. 4 |  | 1
VA3550750 | GE | MPN | RT | Y | WL003 | RW003 | WELL #3 | ST. BRIDES CORRECTIONAL CENTER | WELL NO. 3 |  | 1
VA3620350 | GE | MPN | RT | Y | WL005 | RW005 | RW HUNTERDALE | FRANKLIN, CITY OF | WELL NO. 5 (HUNTERDALE) |  | 1
VA3620350 | GE | MPN | RT | Y | WL004 | RW004 | RW COLLEGE DR | FRANKLIN, CITY OF | WELL NO. 4 (COLLEGE DR.) |  | 1
VA3620350 | GE | MPN | RT | Y | WL007 | RW007 | HUNTERDALE WELL 7 | FRANKLIN, CITY OF | WELL NO. 7 (HUNTERDALE) |  | 1
VA3620350 | GE | MPN | RT | Y | WL006 | RW006 | RW PRETLOW WELL | FRANKLIN, CITY OF | WELL NO. 6 (PRETLOW) |  | 1
VA3001100 | GE | MPN | RT | Y | WL003 | RW003 | WELL 3 RAW WATER TAP | CAPTAINS COVE | WELL #3 |  | 1
VA3001100 | GE | MPN | RT | Y | WL004 | RW004 | WELLHEAD 4 | CAPTAINS COVE | WELL #4 |  | 1
VA3001175 | GE | MPN | RT | Y | WL008 | RW008 | WELL 8 RAW WATER TAP | CHINCOTEAGUE, TOWN OF | WELL #8 |  | 1
VA3001175 | GE | MPN | RT | Y | WL006 | RW006 | WELL 6 RAW WATER TAP | CHINCOTEAGUE, TOWN OF | WELL #6 |  | 1
VA3001175 | GE | MPN | RT | Y | WL004 | RW004 | WELL 4 RAW WATER TAP | CHINCOTEAGUE, TOWN OF | WELL #4 |  | 1
VA3001488 | GE | MPN | RT | Y | WL001 | RW001 | WELL #1 RAW WATER TAP | NANDUA SCHOOLS | WELL |  | 1
VA3001500 | GE | MPN | RT | Y | WL005 | RW005 | WELL #5 RAW WATER TAP | NASA WALLOPS FLIGHT FACILITY | WELL #5 |  | 1
VA3001500 | GE | MPN | RT | Y | WL004 | RW004 | WELL #4 RAW WATER TAP | NASA WALLOPS FLIGHT FACILITY | WELL #4 |  | 1
VA3001500 | GE | MPN | RT | Y | WL001 | RW001 | WELL #1 RAW WATER TAP | NASA WALLOPS FLIGHT FACILITY | WELL #1 |  | 1
VA3001500 | GE | MPN | RT | Y | WL003 | RW003 | WELL #3 RAW WATER TAP | NASA WALLOPS FLIGHT FACILITY | WELL #3 |  | 1
VA3001535 | GE | MPN | RT | Y | WL004 | RW002 | WELL #4 RAW WATER TAP | NASA WALLOPS ISLAND | WELL #4 |  | 1
VA3001535 | GE | MPN | RT | Y | WL003 | RW001 | WELL #3 RAW WATER TAP | NASA WALLOPS ISLAND | WELL #3 |  | 1
VA3001620 | GE | MPN | RT | Y | WL007 | RW001 | WELL #7 RAW WATER TAP | ONANCOCK, TOWN OF | WELL NO. 7 |  | 1
VA3001620 | GE | MPN | RT | Y | WL009 | RW003 | WELL #9 RAW WATER TAP | ONANCOCK, TOWN OF | WELL NO. 9 |  | 1
VA3001620 | GE | MPN | RT | Y | WL008 | RW002 | WELL #8 RAW WATER TAP | ONANCOCK, TOWN OF | WELL NO. 8 |  | 1
VA3001660 | GE | MPN | RT | Y | WL001 | RW001 | WELL #1 SAMPLE TAP | PARKSLEY, TOWN OF | WELL #1 |  | 1
VA3001660 | GE | MPN | RT | Y | WL004 | RW004 | WELL #4 SAMPLE TAP | PARKSLEY, TOWN OF | WELL #4 |  | 1
VA3001700 | GE | MPN | RT | Y | WL006 | RW005 | WELL #5 RAW WATER TAP | PERDUE FARMS INC | WELL #5 |  | 1
VA3001700 | GE | MPN | RT | Y | WL005 | RW004R | WELL #4R RAW WATER TAP | PERDUE FARMS INC | WELL #4R |  | 1
VA3001700 | GE | MPN | RT | Y | WL004 | RW004A | WELL #4A RAW WATER TAP | PERDUE FARMS INC | WELL #4A |  | 1
VA3001700 | GE | MPN | RT | Y | WL002 | RW002 | WELL #2 RAW WATER TAP | PERDUE FARMS INC | WELL #2 |  | 1
VA3001700 | GE | MPN | RT | Y | WL003 | RW003 | WELL #3 RAW WATER TAP | PERDUE FARMS INC | WELL #3 |  | 1
VA3001700 | GE | MPN | RT | Y | WL001 | RW001 | WELL #1 RAW WATER TAP | PERDUE FARMS INC | WELL #1 |  | 1
VA3001760 | GE | MPN | RT | Y | WL003 | RW003 | SOUTH WELL | ROYAL FARMS #30 - WATTSVILLE | SOUTH WELL |  | 1
VA3001760 | GE | MPN | RT | Y | WL002 | RW002 | NORTH WELL | ROYAL FARMS #30 - WATTSVILLE | NORTH WELL |  | 1
VA3001762 | GE | MPN | RT | Y | WL001 | RW001 | WELL 1 | ROYAL FARMS #79 - NEW CHURCH | WELL 1 |  | 1
VA3001766 | GE | MPN | RT | Y | WL001 | RW001 | WELL 1 | ROYAL FARMS #105 - NELSONIA | WELL 1 |  | 1
VA3001810 | GE | MPN | RT | Y | WL001 | RW001 | WELL #1 RAW WATER TAP | STUCKEYS (MAPPSVILLE) | WELL |  | 1
VA3001850 | GE | MPN | RT | Y | WL001 | RW001 | WELL #1 RAW WATER TAP | TEMPERANCEVILLE AREA HQ | DRILLED WELL |  | 1
VA3053248 | GE | MPN | RT | Y | WL001 | RW001 | WELL NO 1 | CHESDIN MANOR SUBDIVISION | WELL NO 1 |  | 1
VA3053370 | GE | MPN | RT | Y | WL001 | RW001 | WELL | DINWIDDIE JUNIOR HIGH SCHOOL | WELL |  | 1
VA3053375 | GE | MPN | RT | Y | WL001 | RW001 | TAP AT AIR RELIEF | DINWIDDIE SENIOR HIGH SCHOOL | WELL |  | 1
VA3053430 | GE | MPN | RT | Y | WL001 | RW001 | RAW TAP | FOOD LION | DRILLED WELL #1 |  | 1
VA3053560 | GE | MPN | RT | Y | WL001 | RW001 | WELL 1 | RICHLANDS CREAMERY | WELL 1 |  | 1
VA3053600 | GE | MPN | RT | Y | WL001 | RW001 | WELLHEAD-NORTH | VDH&T I-85 REST AREA | DRILLED WELL-NB |  | 1
VA3053600 | GE | MPN | RT | Y | WL002 | RW002 | WELLHEAD-SOUTH | VDH&T I-85 REST AREA | DRILLED WELL-SB |  | 1
VA3053720 | GE | MPN | RT | Y | WL002 | WL002 | WELL RAW WATER | MIDWAY ELEMENTARY SCHOOL | WELL #2 |  | 1
VA3053915 | GE | MPN | RT | Y | WL004 | RW004 | DOROTHY CIRCLE WELL TAP | STONY SPRINGS SUBDIVISION | DRILLED WELL NO. 4 (DOROTHY CIRCLE) |  | 1
VA3053915 | GE | MPN | RT | Y | WL003 | RW003 | WRENN DR. WELL RAW TAP | STONY SPRINGS SUBDIVISION | DRILLED WELL NO. 3 (WRENN DR.) |  | 1
VA3053915 | GE | MPN | RT | Y | WL002 | RW002 | ALLEN DR. WELL TAP | STONY SPRINGS SUBDIVISION | DRILLED WELL NO. 2 (ALLEN DR.) |  | 1
VA3081075 | GE | MPN | RT | Y | WL001 | WL001 | WELL HEAD | EMPORIA ARMORY | EMPORIA ARMORY |  | 1
VA3081500 | GE | MPN | RT | Y | WL001 | RW001 | DRILLED WELL | JACKSON-FEILD HOME | DRILLED WELL |  | 1
VA3081700 | GE | MPN | RT | Y | WL002 | WL002 | RAW SAMPLE | GCWSA - SKIPPERS | WELL 002 - IN GCWSA WELLHOUSE |  | 1
VA3081700 | GE | MPN | RT | Y | WL003 | RW003 | WELL 3 RAW WATER | GCWSA - SKIPPERS | WELL 003 (OUTSIDE WELLHOUSE) |  | 1
VA3081700 | GE | MPN | RT | Y | WL004 | RW004 | WELL NO. 4 | GCWSA - SKIPPERS | WELL NO. 4 |  | 1
VA3081730 | GE | MPN | RT | Y | WL001 | RW001 | WELL 1 RAW WATER | ROLLING ACRES | WELL 1 |  | 1
VA3093300 | GE | MPN | RT | Y | WL006 | RW006 | WELL #6 | SMITHFIELD FRESH MEATS CORP. - NORTH | WELL #6 |  | 1
VA3093300 | GE | MPN | RT | Y | WL003 | RW003 | RAW TAP | SMITHFIELD FRESH MEATS CORP. - NORTH | DRILLED WELL#3 - BY FIRE POOL/SMOKEHSE |  | 1
VA3093300 | GE | MPN | RT | Y | WL005 | RW005 | RAW TAP | SMITHFIELD FRESH MEATS CORP. - NORTH | WELL #5 - BY RT.10 AND SMOKEHSE. |  | 1
VA3093322 | GE | MPN | RT | Y | WL001 | RW001 | WELL 1 RAW TAP | LAWNES POINT | LAWNES PT WELL 1 |  | 1
VA3093322 | GE | MPN | RT | Y | WL002 | RW002 | WELL 2 RAW TAP | LAWNES POINT | LAWNES PT WELL 2 |  | 1
VA3093600 | GE | MPN | RT | Y | WL004 | RW004 | WELL#4- BEHIND SMOKEHOUSE #3 | SMITHFIELD FRESH MEATS CORP. - SOUTH | WELL#4- BEHIND SMOKEHOUSE #3 |  | 1
VA3093600 | GE | MPN | RT | Y | WL003 | RW003 | WELL#3-BY GRAVEYARD | SMITHFIELD FRESH MEATS CORP. - SOUTH | WELL#3-BY GRAVEYARD |  | 1
VA3093600 | GE | MPN | RT | Y | WL002 | RW002 | WELL#2-RGHT. SIDE OF GRND TANK | SMITHFIELD FRESH MEATS CORP. - SOUTH | WELL#2-RGHT. SIDE OF GRND TANK |  | 1
VA3093640 | GE | MPN | RT | Y | WL008 | RW008 | RAW TAP | SMITHFIELD, TOWN OF | WELL 8A - CHURCH ST. |  | 1
VA3093640 | GE | MPN | RT | Y | WL010 | RW010 | WELL NO. 10A | SMITHFIELD, TOWN OF | WELL NO. 10A |  | 1
VA3095317 | GE | MPN | RT | Y | WL001 | RW001 | WELL | GLENWOOD ACRES-JCSA | WELL |  | 1
VA3095490 | GE | MPN | RT | Y | WL06-2 | RW0062 | WELL 6-2 | JCSA - CENTRAL SYSTEM | OLDE TOWN ROAD WL6-2 |  | 1
VA3095490 | GE | MPN | RT | Y | WLMP-1 | RWMP1 | WELL HEAD | JCSA - CENTRAL SYSTEM | FFWTF - MP-1 |  | 1
VA3095490 | GE | MPN | RT | Y | WLLP-3 | RWLP3 | WELL LP3 | JCSA - CENTRAL SYSTEM | FFWTF - LP-3 |  | 1
VA3095490 | GE | MPN | RT | Y | WLLP-2 | RWLP2 | WELLHEAD | JCSA - CENTRAL SYSTEM | FFWTF - LP-2 |  | 1
VA3095490 | GE | MPN | RT | Y | WLLP1 | RWLP1 | WELL LP1 | JCSA - CENTRAL SYSTEM | FFWTF - LP-1 |  | 1
VA3095490 | GE | MPN | RT | Y | WL4-3 | RW43 | POTTERY FACTORY | JCSA - CENTRAL SYSTEM | POTTERY FACTORY W4-3 |  | 1
VA3095490 | GE | MPN | RT | Y | WL38-4 | RW 384 | WELL 38-4 | JCSA - CENTRAL SYSTEM | KRISTIANSAND W-38 #4 |  | 1
VA3095490 | GE | MPN | RT | Y | WL38-3 | RW 383 | WELL 38-3 | JCSA - CENTRAL SYSTEM | KRISTIANSAND W-38 #3 |  | 1
VA3095490 | GE | MPN | RT | Y | WL33 | RW033 | WELL 33 | JCSA - CENTRAL SYSTEM | FORD'S COLONY W33 |  | 1
VA3095490 | GE | MPN | RT | Y | WL22-3 | RW223 | WELL 22-3 | JCSA - CENTRAL SYSTEM | CANTERBURY HILLS WL22-3 |  | 1
VA3095490 | GE | MPN | RT | Y | WL025 | RW251 | RAW TAP | JCSA - CENTRAL SYSTEM | STONEHOUSE W-25 |  | 1
VA3095490 | GE | MPN | RT | Y | WL05-2 | RW052 | WELL RAW WATER | JCSA - CENTRAL SYSTEM | EWELL HALL W-5-2 |  | 1
VA3095490 | GE | MPN | RT | Y | WL01-3 | RW013 | WELL HEAD | JCSA - CENTRAL SYSTEM | OWENS-ILLINOIS W-1-3 |  | 1
VA3095490 | GE | MPN | RT | Y | WL01-2 | RW012 | OWENS-ILLINOIS | JCSA - CENTRAL SYSTEM | OWENS-ILLINOIS W-1-2 |  | 1
VA3095490 | GE | MPN | RT | Y | WL01-1 | RW011 | OWENS-ILLINOIS | JCSA - CENTRAL SYSTEM | OWENS-ILLINOIS W-1-1 |  | 1
VA3095490 | GE | MPN | RT | Y | WLMP-2 | RWMP2 | WELL MP2 | JCSA - CENTRAL SYSTEM | FFWTF - MP-2 |  | 1
VA3095490 | GE | MPN | RT | Y | WL26-1 | RW261 | RAW TAP | JCSA - CENTRAL SYSTEM | STONEHOUSE W-26-1 |  | 1
VA3095490 | GE | MPN | RT | Y | WL26-2 | RW262 | RAW TAP | JCSA - CENTRAL SYSTEM | STONEHOUSE W26-2 |  | 1
VA3095490 | GE | MPN | RT | Y | WL24-3 | RW0243 | WELL 24-3 | JCSA - CENTRAL SYSTEM | NORGE W24-3 |  | 1
VA3095528 | GE | MPN | RT | Y | WL001 | RW 31-001 | RAW WATER | KINGS VILLAGE - JCSA | DRILLED WELL 31-001 |  | 1
VA3095600 | GE | MPN | RT | Y | WL002 | RW002 | WL002 | LIBERTY RIDGE | WELL 39-2 |  | 1
VA3095600 | GE | MPN | RT | Y | WL001 | RW001 | WL001 | LIBERTY RIDGE | WELL 39-1 |  | 1
VA3095750 | GE | MPN | RT | Y | WL001 | RW 29-001 | RAW WATER TAP | RACEFIELD - JCSA | WELL 29-001 |  | 1
VA3095750 | GE | MPN | RT | Y | WL002 | RW 29-002 | RAW WATER TAP | RACEFIELD - JCSA | WELL 29-002 |  | 1
VA3095760 | GE | MPN | RT | Y | WL371 | RW37-1 | WELL HEAD 37-1 | RETREAT (JCSA) | WELL 37-1 |  | 1
VA3095858 | GE | MPN | RT | Y | WL002 | RW 36-2 | RAW WATER TAP | WARE CREEK MANOR - JCSA | WELL 36-2 |  | 1
VA3095858 | GE | MPN | RT | Y | WL001 | RW 36-1 | RAW WATER TAP | WARE CREEK MANOR - JCSA | WELL 36-1 |  | 1
VA3095861 | GE | MPN | RT | Y | WL002 | RW002 | WL002 | WESTPORT | WELL 2 |  | 1
VA3095861 | GE | MPN | RT | Y | WL001 | RW001 | WL001 | WESTPORT | WELL 1 |  | 1
VA3095862 | GE | MPN | RT | Y | WL002 | RW28-2 | WEXFORD HILLS | WEXFORD HILLS - JCSA | WELL 28-2 |  | 1
VA3095862 | GE | MPN | RT | Y | WL001 | RW 28-1 | RAW WATER TAP | WEXFORD HILLS - JCSA | WELL 28-1 |  | 1
VA3095907 | GE | MPN | RT | Y | WL001 | RW001 | WELL 1 | THOUSAND TRAILS WILLIAMSBURG | WELL 1 |  | 1
VA3095921 | GE | MPN | RT | Y | WL001 | RW001 | RAW WATER TAP | YORK RIVER STATE PARK-TASKINAS POINT | TASK PT WELL |  | 1
VA3095922 | GE | MPN | RT | Y | WL001 | RW001 | WELLHEAD | YORK RIVER ST PARK-CROAKER LANDING | DRILLED WELL |  | 1
VA3131040 | GE | MPN | RT | Y | WL002 | RW002 | WELL #2 RAW WATER TAP | SUNSET BEACH RESORT & CAMPGROUND | WELL #2 |  | 1
VA3131095 | GE | MPN | RT | Y | WL001 | RW001 | WELL #1 RAW WATER TAP | BROADWATER ACADEMY | WELL 1 |  | 1
VA3131120 | GE | MPN | RT | Y | WL002 | RW002 | WEST WELL/WL002 | CAPE CHARLES, TOWN OF | WEST WELL |  | 1
VA3131120 | GE | MPN | RT | Y | WL003 | WL003 | EAST WELL REPLACEMENT (2008) | CAPE CHARLES, TOWN OF | EAST WELL REPLACEMENT (2008) |  | 1
VA3131288 | GE | MPN | RT | Y | WL001 | RW001 | RAW TAP | HARDEE`S (CAPE CHARLES) | WELL |  | 1
VA3131373 | GE | MPN | RT | Y | WL001 | RW001 | WELL #1 RAW WATER TAP | KIPTOPEKE STATE PARK | WELL |  | 1
VA3131374 | GE | MPN | RT | Y | WL001 | RW001 | WELL HEAD | KIPTOPEKE STATE PARK - CABINS | CABINS WELL |  | 1
VA3131550 | GE | MPN | RT | Y | WL002 | RW002 | WELL #2 RAW WATER TAP | SHORE MEMORIAL HOSPITAL | WELL #2 |  | 1
VA3131670 | GE | MPN | RT | Y | WL001 | RW001 | WELL | ROYAL FARMS #108 - CAPE CHARLES | WELL |  | 1
VA3131855 | GE | MPN | RT | Y | WL002 | RW002 | RAW TAP | KUZZENS (KMC) | WELL 2 |  | 1
VA3131855 | GE | MPN | RT | Y | WL003 | RW003 | WELL 3 | KUZZENS (KMC) | WELL 3 |  | 1
VA3149050 | GE | MPN | RT | Y | WL001 | WL001 | PUMP HOUSE | BEXLEY PARK | DRILLED WELL |  | 1
VA3149050 | GE | MPN | RT | Y | WL004 | RW004 | WELL 4 FRONT OF OFFI | BEXLEY PARK | WELL 4 FRONT OF OFFICE NORTH |  | 1
VA3149050 | GE | MPN | RT | Y | WL002 | RW002 | RAW TAP | BEXLEY PARK | DRILLED WELL |  | 1
VA3800303 | GE | MPN | RT | Y | WL001 | RW001 | DEEP WELL/WL001 | 2864 PRUDEN BOULEVARD | DEEP WELL |  | 1
VA3800694 | GE | MPN | RT | Y | WL001 | RW001 | AT WELLHEAD | PRUDEN CENTER FOR INDUSTRY & TECHNOLOGY | WELL |  | 1
VA3800880 | GE | MPN | RT | Y | WL003 | RW003 | WELL 3-ROBERTSON | WHALEYVILLE WATER WKS | DRILLED WELL NO. 3 (ROBERTSON SCHOOL) |  | 1
VA3800880 | GE | MPN | RT | Y | WL004 | RW004 | WELL 4-RADIO TOWER | WHALEYVILLE WATER WKS | DRILLED WELL NO. 4 (RADIO TOWER) |  | 1
VA3810110 | GE | MPN | RT | Y | WL02 | RW001 | RAW TAP | CREEDS ELEMENTARY SCHOOL | GER NO. 2 |  | 1
VA3810110 | GE | MPN | RT | Y | WL01 | RW001 | RAW TAP | CREEDS ELEMENTARY SCHOOL | GER NO. 1 |  | 1
VA3810185 | GE | MPN | RT | Y | WL001 | RW001 | RAW TAP | FALSE CAPE STATE PARK | DRILLED WELL |  | 1
VA3810186 | GE | MPN | RT | Y | WL001 | RW001 | RAW TAP | FALSE CAPE STATE PARK BARBOUR HILL | WELL NO. 1 |  | 1
VA3810250 | GE | MPN | RT | Y | WL004 | RW004 | RAW TAP | HOLIDAY TRAV-L-PARK | DRILLED WELL NUMBER 4 INSIDE |  | 1
VA3810250 | GE | MPN | RT | Y | WL003 | RW003 | RAW TAP | HOLIDAY TRAV-L-PARK | DRILLED WELL NUMBER 3 OUTSIDE |  | 1
VA3810270 | GE | MPN | RT | Y | WL004 | RAW TAP | NEW WELL | INDIAN COVE RESORT | NEW WELL |  | 1
VA3810277 | GE | MPN | RT | Y | WL001 | RW001 | WELL | JR. MARKET #53 | WELL |  | 1
VA3810350 | GE | MPN | RT | Y | WL002 | RW002 | DRILLED WELL | NORTH LANDING BEACH RV RESORT & COTTAGES | WELL 2 |  | 1
VA3810395 | GE | MPN | RT | Y | WL001 | RW001 | RAW TAP | MARGIE & RAYS | WELL |  | 1
VA4073005 | GE | MPN | RT | Y | WL003 | RW003 | WELL HEAD #3 | BETHEL ELEMENTARY SCHOOL | DRILLED WELL #3 |  | 1
VA4073005 | GE | MPN | RT | Y | WL002 | RW002 | WELL HEAD #2 | BETHEL ELEMENTARY SCHOOL | DRILLED WELL #2 |  | 1
VA4073005 | GE | MPN | RT | Y | WL001 | RW001 | WELL HEAD #1 | BETHEL ELEMENTARY SCHOOL | DRILLED WELL #1 |  | 1
VA4073150 | GE | MPN | RT | Y | WL001 | RW001 | WELL SAMPLE TAP | CROWN POINTE MARINA | DRILLED WELL |  | 1
VA4073230 | GE | MPN | RT | Y | WL001 | RW001 | WELL | STARTING POINT ACADEMY | WELL |  | 1
VA4073302 | GE | MPN | RT | Y | WL001 | RW001 | WELL HEAD | WARE ACADEMY | DRILLED WELL |  | 1
VA4073308 | GE | MPN | RT | Y | WL002 | WL002 | SAMPLE TAP | JELLYSTONE PARK AT GLOUCESTER POINT | WELL ADJACENT LP GAS |  | 1
VA4073308 | GE | MPN | RT | Y | WL003 | WL003 | SAMPLE TAP | JELLYSTONE PARK AT GLOUCESTER POINT | PLAYGROUND WELL |  | 1
VA4073308 | GE | MPN | RT | Y | WL004 | WL004 | SAMPLE TAP | JELLYSTONE PARK AT GLOUCESTER POINT | BACK BATHHOUSE WELL |  | 1
VA4073308 | GE | MPN | RT | Y | WL001 | WL001 | SAMPLE TAP | JELLYSTONE PARK AT GLOUCESTER POINT | MAIN HOUSE WELL |  | 1
VA4073311 | GE | MPN | RT | Y | WLO4 | RO WELL # 1 | WELL SAMPLE TAP | GLOUCESTER COUNTY WATER SYSTEM | RO WELL # 1 |  | 1
VA4073330 | GE | MPN | RT | Y | WL001 | WL001 | WELL/WL001 | GLOUCESTER MOOSE FAMILY #886 | WELL |  | 1
VA4073360 | GE | MPN | RT | Y | WL002 | RW002 | WELL HEAD #2 | PETSWORTH ELEMENTARY SCHOOL | DRILLED WELL #2 |  | 1
VA4073360 | GE | MPN | RT | Y | WL003 | RW003 | WELL HEAD #3 | PETSWORTH ELEMENTARY SCHOOL | DRILLED WELL #3 |  | 1
VA4073510 | GE | MPN | RT | Y | WL002 | RW002 | WELL HEAD #2 | LAURELWOOD ESTATES TRAILER PK | DRILLED WELL #2 |  | 1
VA4073510 | GE | MPN | RT | Y | WL003 | MPN03 | WELL HEAD #3/WL003 | LAURELWOOD ESTATES TRAILER PK | DRILLED WELL #3 |  | 1
VA4073678 | GE | MPN | RT | Y | WL004 | RW004 | WELL HEAD #4 | PEASLEY MIDDLE SCHOOL | DRILLED WELL #4 |  | 1
VA4073678 | GE | MPN | RT | Y | WL005 | RW005 | WELL HEAD #5 | PEASLEY MIDDLE SCHOOL | DRILLED WELL #5 |  | 1
VA4073678 | GE | MPN | RT | Y | WL003 | RW003 | WELL HEAD #3 | PEASLEY MIDDLE SCHOOL | DRILLED WELL #3 |  | 1
VA4073678 | GE | MPN | RT | Y | WL002 | RW002 | WELL HEAD #2 | PEASLEY MIDDLE SCHOOL | DRILLED WELL #2 |  | 1
VA4073678 | GE | MPN | RT | Y | WL001 | RW001 | WELL HEAD #1 | PEASLEY MIDDLE SCHOOL | DRILLED WELL #1 |  | 1
VA4073735 | GE | MPN | RT | Y | WL002 | RW002 | WELL HEAD #2 | R&L TRAILER PARK | DRILLED WELL #2 |  | 1
VA4073735 | GE | MPN | RT | Y | WL001 | RW001 | WELL HEAD #1 | R&L TRAILER PARK | DRILLED WELL #1 |  | 1
VA4073800 | GE | MPN | RT | Y | WL001 | RW001 | WELL HEAD #1 | WATERVIEW MOBILE HOME PARK | DRILLED WELL #1 |  | 1
VA4073860 | GE | MPN | RT | Y | WL001 | RW001 | WELL #1 | MACHICOMOCO - CAMPGROUNDS | WELL #1 |  | 1
VA4073861 | GE | MPN | RT | Y | WL001 | RW001 | WELL NO.1 | MACHICOMOCO - INTERPRETIVE PENINSULA | WELL NO.1 |  | 1
VA4073882 | GE | MPN | RT | Y | WL001 | RW001 | WELL | WARNER HALL PROPERTIES | WELL |  | 1
VA4115004 | GE | MPN | RT | Y | WL001 | WL001 | WELL HEAD | FOOD LION-MATHEWS | WELL |  | 1
VA4115010 | GE | MPN | RT | Y | WL001 | WL001 | WELL # 1 | HARDEE`S-MATHEWS | WELL |  | 1
VA4115350 | GE | MPN | RT | Y | WL001 | RW001 | WELL NO. 1 | GWYNNS ISLAND CONDO | WELL NO. 1 |  | 1
VA4115400 | GE | MPN | RT | Y | WL003 | RW003 | WELL NO. 3 | CHESAPEAKE SHORES | WELL NO. 3 |  | 1
VA4115400 | GE | MPN | RT | Y | WL002 | RW002 | WELL NO. 2 | CHESAPEAKE SHORES | WELL NO. 1A |  | 1
VA4115430 | GE | MPN | RT | Y | WL001 | RW001 | WELLHEAD | T.C. MANAGEMENT L.L.C. | WELL #1 |  | 1
VA4115450 | GE | MPN | RT | Y | WL001 | RW001 | WELL NO. 1 | COBBS SHORES | WELL NO. 1 |  | 1
VA4115455 | GE | MPN | RT | Y | WL001 | RW001 | WELL NO. 1 | CRICKET HILL APARTMENTS | WELL NO. 1 |  | 1
VA4115465 | GE | MPN | RT | Y | WL001 | RW001 | WELLHEAD #1 | MATHEWS FAMILY YMCA | WELL #1 |  | 1
VA4115490 | GE | MPN | RT | Y | WL002 | RW002 | WELL # 2 | SUN GWYNNS ISLAND RV RESORT | WELL #2 RAW WATER SAMPLE TAP |  | 1
VA4115505 | GE | MPN | RT | Y | WL001 | MPN01 | RAW WATER TAP | MILFOOD HAVEN TRUST | WELL |  | 1
VA4115601 | GE | MPN | RT | Y | WL001 | RW001 | WELL NO. 1 | LEE JACKSON SCHOOL (NEW) | WELL NO. 1 |  | 1
VA4115639 | GE | MPN | RT | Y | WL001 | WL01 | WELL RAW WATER | NEW MATHEWS COURTHOUSE | WELL # 1 |  | 1
VA4115641 | GE | MPN | RT | Y | WL001 | RW01 | RAW WATER TAP | MATHEWS COUNTY HUMAN SERVICES | WELL |  | 1
VA4115643 | GE | MPN | RT | Y | WL001 | RW001 | WELL NO. 1 | MATHEWS HIGH SCHOOL | WELL NO. 1 |  | 1
VA4115646 | GE | MPN | RT | Y | WL001 | RW001 | WELL NO. 1 | THOMAS HUNTER SCHOOL | WELL NO. 1 |  | 1
VA4115649 | GE | MPN | RT | Y | WL001 | WL001 | WELL FAUCET | MATHEWS YACHT CLUB | DRILLED WELL |  | 1
VA4115651 | GE | MPN | RT | Y | WL001 | RW001 | WELL NO. 1 | MILFORD HAVEN COAST GUARD STA | WELL NO. 1 |  | 1
VA4115655 | GE | MPN | RT | Y | WL001 | RW001 | RAW TAP | MOBJACK BAY MARINA | DRILLED WELL |  | 1
VA4115690 | GE | MPN | RT | Y | WL004 | WL004 | DRILLED WELL # 4 | SUN NEW POINT RV RESORT | DRILLED WELL # 4 |  | 1
VA4115690 | GE | MPN | RT | Y | WL005 | WL05 | WELL HEAD | SUN NEW POINT RV RESORT | DRILLED WELL # 5 |  | 1
VA4115705 | GE | MPN | RT | Y | WL001 | RW001 | WELL NO. 1 | NORTH RIVER MHP INC | WELL NO. 1 |  | 1
VA4115720 | GE | MPN | RT | Y | WL001 | RW001 | DRILLED WELL | QUEENS CREEK MARINA AND SUPPLY | DRILLED WELL |  | 1
VA4115740 | GE | MPN | RT | Y | WL002 | RW002 | WELL NO. 2 | RIVERSIDE CONVALESCENT CENTER | WELL NO. 2 |  | 1
VA4115780 | GE | MPN | RT | Y | WL001 | WL001 | WELL # 1 | THE ISLANDER | DRILLED WELL # 1 |  | 1
VA4115780 | GE | MPN | RT | Y | WL003 | WL003 | WELL # 3 | THE ISLANDER | DRILLED WELL # 3 |  | 1
VA4115850 | GE | MPN | RT | Y | WL001 | RW001 | WELL WL001 | SOUTHWIND CAFE | WELL |  | 1
VA4115851 | GE | MPN | RT | Y | WL001 | WL001 | RAW WATER TAP | TOWNE CENTER-MATHEWS | DRILLED WELL |  | 1
VA4115945 | GE | MPN | RT | Y | WL001 | WL001 | PRESSURE TANK TAP | MATHEWS YOUTH CENTER | WELL |  | 1
VA2109025 | PB | LC | RT | Y | DS001 | LCR03 | KITCHEN SINK #1 | TREVILIANS ELEMENTARY SCHOOL | DISTRIBUTION SYSTEM | FSD | 1
VA2109025 | GE | HAA | RT | Y | DS001 | LCR05 | BOYS RSTRM NORTH | TREVILIANS ELEMENTARY SCHOOL | DISTRIBUTION SYSTEM |  | 1
VA2109025 | GE | THM | RT | Y | DS001 | LCR05 | BOYS RSTRM NORTH | TREVILIANS ELEMENTARY SCHOOL | DISTRIBUTION SYSTEM |  | 1
VA2109025 | PB | LC | RT | Y | DS001 | LCR13 | DF 1 LOBBY | TREVILIANS ELEMENTARY SCHOOL | DISTRIBUTION SYSTEM | FSD | 1
VA2109025 | PB | LC | RT | Y | DS001 | LCR14 | DF 11 OUT CAFE | TREVILIANS ELEMENTARY SCHOOL | DISTRIBUTION SYSTEM | FSD | 1
VA2109025 | PB | LC | RT | Y | DS001 | LCR15 | DF 3 OFFICE | TREVILIANS ELEMENTARY SCHOOL | DISTRIBUTION SYSTEM | FSD | 1
VA2109260 | GE | HAA | RT | Y | DS001 | DBP01 | KITCHEN SINK | JOUETT ELEMENTARY SCHOOL | DISTRIBUTION SYSTEM |  | 1
VA2109260 | GE | THM | RT | Y | DS001 | DBP01 | KITCHEN SINK | JOUETT ELEMENTARY SCHOOL | DISTRIBUTION SYSTEM |  | 1
VA2109340 | GE | HAA | RT | Y | DS001 | DBP01 | 214 LAKEFRONT DR. | LAKE ANNA PLAZA | DISTRIBUTION SYSTEM |  | 1
VA2109340 | GE | THM | RT | Y | DS001 | DBP01 | 214 LAKEFRONT DR. | LAKE ANNA PLAZA | DISTRIBUTION SYSTEM |  | 1
VA2109340 | PB | LC | RT | Y | DS001 | LCR01 | 200 LAKEFRONT | LAKE ANNA PLAZA | DISTRIBUTION SYSTEM | FSD | 1
VA2109340 | PB | LC | RT | Y | DS001 | LCR03 | 208 LAKEFRONT | LAKE ANNA PLAZA | DISTRIBUTION SYSTEM | FSD | 1
VA2109340 | PB | LC | RT | Y | DS001 | LCR06 | 304 LAKEFRONT | LAKE ANNA PLAZA | DISTRIBUTION SYSTEM | FSD | 1
VA2109340 | PB | LC | RT | Y | DS001 | LCR09 | 264 LAKEFRONT | LAKE ANNA PLAZA | DISTRIBUTION SYSTEM | FSD | 1
VA2109340 | PB | LC | RT | Y | DS001 | LCR10 | 302 LAKEFRONT | LAKE ANNA PLAZA | DISTRIBUTION SYSTEM | FSD | 1
VA4036100 | GE | FUM | RT | Y | EP001 | EP001 | GSBA BLDG 2000 G HYD | CHARLES CITY COURTHOUSE COMPLEX | EP#1, GSBA BLDG |  | 1
VA4036100 | GE | VOC | RT | Y | EP001 | EP001 | GSBA BLDG 2000 G HYD | CHARLES CITY COURTHOUSE COMPLEX | EP#1, GSBA BLDG |  | 1
VA4036100 | GE | NIT | RT | Y | EP002 | EP002 | 1000 GAL HYDRO TANK | CHARLES CITY COURTHOUSE COMPLEX | EP#2, COURTHOUSE |  | 1
VA4036100 | GE | FUM | RT | Y | EP002 | EP002 | 1000 GAL HYDRO TANK | CHARLES CITY COURTHOUSE COMPLEX | EP#2, COURTHOUSE |  | 1
VA4036110 | GE | NIT | RT | Y | EP001 | EP001 | TAP @ HYDRO TANK | RUTHVILLE GYMNASIUM COMPLEX | ENTRY POINT #1 |  | 1
VA4036135 | GE | NIT | RT | Y | EP001 | EP001 | TAP @ HYDRO TANK | RUTHVILLE SOCIAL CENTER | ENTRY POINT |  | 1
VA4036150 | GE | HAA | RT | Y | DS001 | DBP02 | HIGH/MIDDLE SCHLS CAFETERIA, JAN CLOSET | CHARLES CITY SCHOOL COMPLEX | DISTRIBUTION SYSTEM |  | 1
VA4036150 | GE | THM | RT | Y | DS001 | DBP02 | HIGH/MIDDLE SCHLS CAFETERIA, JAN CLOSET | CHARLES CITY SCHOOL COMPLEX | DISTRIBUTION SYSTEM |  | 1
VA4036150 | PB | LC | RT | Y | DS001 | LC002 | ES-RM 137 | CHARLES CITY SCHOOL COMPLEX | DISTRIBUTION SYSTEM | FSD | 1
VA4036150 | PB | LC | RT | Y | DS001 | LC006 | ES-RM 126 | CHARLES CITY SCHOOL COMPLEX | DISTRIBUTION SYSTEM | FSD | 1
VA4036150 | PB | LC | RT | Y | DS001 | LC007 | ES-CAFETERIA | CHARLES CITY SCHOOL COMPLEX | DISTRIBUTION SYSTEM | FSD | 1
VA4036150 | PB | LC | RT | Y | DS001 | LC008 | HS-CLINIC | CHARLES CITY SCHOOL COMPLEX | DISTRIBUTION SYSTEM | FSD | 1
VA4036150 | PB | LC | RT | Y | DS001 | LC011 | HS-SCIENCE RM | CHARLES CITY SCHOOL COMPLEX | DISTRIBUTION SYSTEM | FSD | 1
VA4036150 | PB | LC | RT | Y | DS001 | LC013 | HS-HEALTH ROOM | CHARLES CITY SCHOOL COMPLEX | DISTRIBUTION SYSTEM | FSD | 1
VA4036150 | PB | LC | RT | Y | DS001 | LC016 | MS-SCIENCE RM | CHARLES CITY SCHOOL COMPLEX | DISTRIBUTION SYSTEM | FSD | 1
VA4036150 | PB | LC | RT | Y | DS001 | LC018 | MS-RM 112 | CHARLES CITY SCHOOL COMPLEX | DISTRIBUTION SYSTEM | FSD | 1
VA4036150 | PB | LC | RT | Y | DS001 | LC019 | MS-GYM | CHARLES CITY SCHOOL COMPLEX | DISTRIBUTION SYSTEM | FSD | 1
VA4036150 | PB | LC | RT | Y | DS001 | LC020 | MS-LIBRARY SINK | CHARLES CITY SCHOOL COMPLEX | DISTRIBUTION SYSTEM | FSD | 1
VA4085739 | GE | HAA | RT | Y | DS001 | DBP01 | CUST. CLOSET DOOR #23 SINK | RURAL POINT ELEMENTARY SCHOOL | DISTRIBUTION - RURAL POINT ES |  | 1
VA4085739 | GE | THM | RT | Y | DS001 | DBP01 | CUST. CLOSET DOOR #23 SINK | RURAL POINT ELEMENTARY SCHOOL | DISTRIBUTION - RURAL POINT ES |  | 1
VA4085740 | GE | HAA | RT | Y | DS001 | DBP02 | 9275 SHELTON POINTE DR, (LOT39) | RURAL POINT CENTRAL | DISTRIBUTION - RURAL POINT |  | 1
VA4085740 | GE | THM | RT | Y | DS001 | DBP02 | 9275 SHELTON POINTE DR, (LOT39) | RURAL POINT CENTRAL | DISTRIBUTION - RURAL POINT |  | 1
VA4103550 | GE | HAA | RT | Y | DS001 | DBP01 | 62 OLD MILL COVE RD | IRVINGTON COMMUNITY OF | DISTRIBUTION SYSTEM |  | 1
VA4103550 | GE | THM | RT | Y | DS001 | DBP01 | 62 OLD MILL COVE RD | IRVINGTON COMMUNITY OF | DISTRIBUTION SYSTEM |  | 1
VA4103550 | GE | VOC | RT | Y | EP002 | EP002 | PRESSURE TANK NO. 2 | IRVINGTON COMMUNITY OF | ENTRY POINT @ WELL NO. 2 & WELL NO 2A |  | 1
VA4103600 | GE | HAA | RT | Y | DS001 | DBP01 | CARLSON JR. - 54 VENEBLE DR | KILMARNOCK, TOWN OF | DISTRIBUTION SYSTEM |  | 1
VA4103600 | GE | THM | RT | Y | DS001 | DBP01 | CARLSON JR. - 54 VENEBLE DR | KILMARNOCK, TOWN OF | DISTRIBUTION SYSTEM |  | 1
VA4103600 | PB | LC | RT | Y | DS001 | LC011 | 318 THIRD STREET | KILMARNOCK, TOWN OF | DISTRIBUTION SYSTEM | FSD | 1
VA4103600 | PB | LC | RT | Y | DS001 | LC012 | 68 SOUTH MAIN STREET | KILMARNOCK, TOWN OF | DISTRIBUTION SYSTEM | FSD | 1
VA4103600 | PB | LC | RT | Y | DS001 | LC013 | 41 THIRD AVENUE | KILMARNOCK, TOWN OF | DISTRIBUTION SYSTEM | FSD | 1
VA4103600 | PB | LC | RT | Y | DS001 | LC014 | 98 EUBANK | KILMARNOCK, TOWN OF | DISTRIBUTION SYSTEM | FSD | 1
VA4103600 | PB | LC | RT | Y | DS001 | LC015 | 32 KAMPS LANE | KILMARNOCK, TOWN OF | DISTRIBUTION SYSTEM | FSD | 1
VA4103600 | PB | LC | RT | Y | DS001 | LC016 | 25 HARVEY LANE | KILMARNOCK, TOWN OF | DISTRIBUTION SYSTEM | FSD | 1
VA4103600 | PB | LC | RT | Y | DS001 | LC017 | 41 NORTH MAIN STREET | KILMARNOCK, TOWN OF | DISTRIBUTION SYSTEM | FSD | 1
VA4103600 | PB | LC | RT | Y | DS001 | LC018 | 58 HATTON AVENUE | KILMARNOCK, TOWN OF | DISTRIBUTION SYSTEM | FSD | 1
VA4103600 | PB | LC | RT | Y | DS001 | LC019 | 18 NORTH MAIN STREET | KILMARNOCK, TOWN OF | DISTRIBUTION SYSTEM | FSD | 1
VA4103600 | PB | LC | RT | Y | DS001 | LC020 | 388 NORTH MAIN STREET | KILMARNOCK, TOWN OF | DISTRIBUTION SYSTEM | FSD | 1
VA4103600 | GE | NIT | RT | Y | EP002 | EP002 | ELEVATED TANK #2 | KILMARNOCK, TOWN OF | ENTRY POINT @ WELL NO. 2 |  | 1
VA4103600 | GE | NIT | RT | Y | EP003 | EP003 | WELL DISCHARGE FROM WELL #3 WELL HOUSE | KILMARNOCK, TOWN OF | ENTRY POINT @ WELL NO. 3A |  | 1
VA4103600 | GE | NIT | RT | Y | EP004 | EP004 | ELEVATED TANK #4 | KILMARNOCK, TOWN OF | ENTRY POINT @ WELL NO. 4 |  | 1
VA4133203 | GE | HAA | RT | Y | DS001 | DBP01 | 109 POTOMAC WAY | CHESAPEAKE COVE | DISTRIBUTION SYSTEM |  | 1
VA4133203 | GE | THM | RT | Y | DS001 | DBP01 | 109 POTOMAC WAY | CHESAPEAKE COVE | DISTRIBUTION SYSTEM |  | 1
VA4133203 | GE | VOC | RT | Y | EP001 | EP001 | HYDRO TANK | CHESAPEAKE COVE | ENTRY POINT |  | 1
VA4133240 | GE | NIT | RT | Y | EP001 | EP001 | HYDRO TANK | DITCHLEY | ENTRY POINT @ WELL NO. 1 |  | 1
VA4133275 | GE | NIT | RT | Y | EP001 | EP001 | BLADDER TANK | FAIRPORT MARINA | ENTRY POINT |  | 1
VA4133280 | PB | LC | RT | Y | DS001 | LC001 | 3023 FLEETON RD | FLEETON | DISTRIBUTION SYSTEM | FSD | 1
VA4133510 | GE | NIT | RT | Y | EP001 | EP001 | BLADDER TANK TAP | LITTLE RIVER CAMPGROUND | ENTRY POINT |  | 1
VA4133520 | PB | LC | RT | Y | DS001 | LC001 | 290 FOREST GREEN RD | LOCKSLEY HALL ESTATES | LOCKSLEY DISTRIBUTION SYSTEM | FSD | 1
VA4133520 | PB | LC | RT | Y | DS001 | LC004 | 188 BRIDGE CREEK CIR | LOCKSLEY HALL ESTATES | LOCKSLEY DISTRIBUTION SYSTEM | FSD | 1
VA4133520 | PB | LC | RT | Y | DS001 | LC005 | 504 BRIDGE CREEK CIR | LOCKSLEY HALL ESTATES | LOCKSLEY DISTRIBUTION SYSTEM | FSD | 1
VA4133520 | PB | LC | RT | Y | DS001 | LC006 | 466 BRIDGE CREEK CIRCLE | LOCKSLEY HALL ESTATES | LOCKSLEY DISTRIBUTION SYSTEM | FSD | 1
VA4133520 | PB | LC | RT | Y | DS001 | LC008 | 380 LOCKSLEY LANE | LOCKSLEY HALL ESTATES | LOCKSLEY DISTRIBUTION SYSTEM | FSD | 1
VA4133520 | GE | NIT | RT | Y | EP001 | EP001 | HYDRO TANK #1 | LOCKSLEY HALL ESTATES | ENTRY POINT @ WELL #1 |  | 1
VA4133520 | GE | NIT | RT | Y | EP002 | EP002 | HYDRO TANK #2 | LOCKSLEY HALL ESTATES | ENTRY POINT @ WELL #2 |  | 1
VA4133560 | PB | LC | RT | Y | DS001 | LC002 | 2461 NORTHUMBERLAND | LOTTSBURG | DISTRIBUTION SYSTEM | FSD | 1
VA4133560 | PB | LC | RT | Y | DS001 | LC005 | 86 GLEBE ROAD | LOTTSBURG | DISTRIBUTION SYSTEM | FSD | 1
VA4133560 | PB | LC | RT | Y | DS001 | LC008 | 2624 NORTHUMBERLAN | LOTTSBURG | DISTRIBUTION SYSTEM | FSD | 1
VA4133560 | PB | LC | RT | Y | DS001 | LC009 | 2095 NORTHUMBERLAN | LOTTSBURG | DISTRIBUTION SYSTEM | FSD | 1
VA4133560 | PB | LC | RT | Y | DS001 | LC010 | 2963 WALMSLEY RD | LOTTSBURG | DISTRIBUTION SYSTEM | FSD | 1
VA6033085 | GE | TOC | RT | Y | WL013 | RW013 | ECONOLODGE WELL 1A | CAROLINE UTILITY SYSTEM | ECONOLODGE WELL 1A |  | 1
VA6033105 | GE | NIT | RT | Y | EP001 | EP001 | ENTRY POINT- WELL #1 | CEDAR RIDGE MHP | ENTRY POINT WELL-1 |  | 1
VA6033105 | GE | NIT | RT | Y | EP002 | EP002 | ENTRY POINT- WELL #2 | CEDAR RIDGE MHP | ENTRY POINT WELL-2 |  | 1
VA6033115 | PB | LC | RT | Y | DS001 | LC001 | 17096 GLEN MEADOWS | GLEN MEADOWS MOBILE HOME PARK | GLEN MEADOWS | FSD | 1
VA6033115 | PB | LC | RT | Y | DS001 | LC002 | 17140 GLEN MEADOWS | GLEN MEADOWS MOBILE HOME PARK | GLEN MEADOWS | FSD | 1
VA6033115 | PB | LC | RT | Y | DS001 | LC003 | 17141 GLEN MEADOWS | GLEN MEADOWS MOBILE HOME PARK | GLEN MEADOWS | FSD | 1
VA6033115 | PB | LC | RT | Y | DS001 | LC004 | 17125 GLEN MEADOWS | GLEN MEADOWS MOBILE HOME PARK | GLEN MEADOWS | FSD | 1
VA6033115 | PB | LC | RT | Y | DS001 | LC005 | 17370 GLEN MEADOWS | GLEN MEADOWS MOBILE HOME PARK | GLEN MEADOWS | FSD | 1
VA6099110 | GE | RAD | RT | Y | EP001 | EP001 | WELL DISCHARGE LINE | CEDAR KNOLL APT | POE - WELL |  | 1
VA6099250 | GE | HAA | RT | Y | DS001 | DBP03 | 6095 6TH ST | FAIRVIEW BEACH/POT. LANDING | FAIRVIEW BEACH |  | 1
VA6099250 | GE | THM | RT | Y | DS001 | DBP03 | 6095 6TH ST | FAIRVIEW BEACH/POT. LANDING | FAIRVIEW BEACH |  | 1
VA6099250 | PB | LC | RT | Y | DS001 | LCF01 | 6249 FAIRVIEW DR | FAIRVIEW BEACH/POT. LANDING | FAIRVIEW BEACH | FSD | 1
VA6099250 | PB | LC | RT | Y | DS001 | LCF02 | 6123 THIRD ST | FAIRVIEW BEACH/POT. LANDING | FAIRVIEW BEACH | FSD | 1
VA6099250 | PB | LC | RT | Y | DS001 | LCF03 | 6153 FIRST ST | FAIRVIEW BEACH/POT. LANDING | FAIRVIEW BEACH | FSD | 1
VA6099250 | PB | LC | RT | Y | DS001 | LCF04 | 6092 THIRD ST | FAIRVIEW BEACH/POT. LANDING | FAIRVIEW BEACH | FSD | 1
VA6099250 | PB | LC | RT | Y | DS001 | LCF05 | 6089 SECOND ST | FAIRVIEW BEACH/POT. LANDING | FAIRVIEW BEACH | FSD | 1
VA6099250 | PB | LC | RT | Y | DS001 | LCF06 | 6106 THIRD ST | FAIRVIEW BEACH/POT. LANDING | FAIRVIEW BEACH | FSD | 1
VA6099250 | PB | LC | RT | Y | DS001 | LCF07 | 6097 SECOND ST | FAIRVIEW BEACH/POT. LANDING | FAIRVIEW BEACH | FSD | 1
VA6099250 | PB | LC | RT | Y | DS001 | LCP21 | 6054 POTOMAC LND DR | FAIRVIEW BEACH/POT. LANDING | FAIRVIEW BEACH | FSD | 1
VA6099250 | PB | LC | RT | Y | DS001 | LCP22 | 6427 TIDES RD | FAIRVIEW BEACH/POT. LANDING | FAIRVIEW BEACH | FSD | 1
VA6099250 | PB | LC | RT | Y | DS001 | LCP23 | 6095 MARINEVIEW DR | FAIRVIEW BEACH/POT. LANDING | FAIRVIEW BEACH | FSD | 1
VA6099430 | PB | LC | RT | Y | DS001 | LC034 | SECT 3 - LOT 43 | PINEVIEW MHP 1-3 | DISTRIBUTION - PINEVIEW MHP | FSD | 1
VA2109610 | GE | NIT | RT | Y | EP001 | EP001 | EP WELL | NORTH ANNA NUCLEAR INFORMATION CENTER | EP WELL |  | 1
VA2109624 | GE | NIT | RT | Y | EP001 | EP001 | ENTRY POINT TAP | FERNCLIFF BUSINESS PARK | ENTRY POINT TAP |  | 1
VA2109624 | GE | VOC | RT | Y | EP001 | EP001 | ENTRY POINT TAP | FERNCLIFF BUSINESS PARK | ENTRY POINT TAP |  | 1
VA2109630 | PB | LC | RT | Y | DS001 | LCR001 | OFFICE KITCHEN | PIEDMONT CHRISTIAN SCHOOL | DISTRIBUTION SYSTEM | FSD | 1
VA2109630 | PB | LC | RT | Y | DS001 | LCR002 | OFFICE HALL BATHROOM | PIEDMONT CHRISTIAN SCHOOL | DISTRIBUTION SYSTEM | FSD | 1
VA2109630 | PB | LC | RT | Y | DS001 | LCR003 | BOYS ROOM SCHOOL BLDG B | PIEDMONT CHRISTIAN SCHOOL | DISTRIBUTION SYSTEM | FSD | 1
VA2109630 | PB | LC | RT | Y | DS001 | LCR004 | GIRLS ROOM SCHOOL BLDG B | PIEDMONT CHRISTIAN SCHOOL | DISTRIBUTION SYSTEM | FSD | 1
VA2109630 | PB | LC | RT | Y | DS001 | LCR005 | GYM BOYS ROOM | PIEDMONT CHRISTIAN SCHOOL | DISTRIBUTION SYSTEM | FSD | 1
VA2109635 | GE | NIT | RT | Y | EP001 | EP001 | ENTRY POINT TAP | PLEASANTS LANDING | ENTRY POINT TAP |  | 1
VA2109648 | GE | HAA | RT | Y | DS001 | DBP01 | UPSTAIRS KITCHEN SINK | SALEM CHRISTIAN SCHOOL | DISTRIBUTION SYSTEM |  | 1
VA2109648 | GE | THM | RT | Y | DS001 | DBP01 | UPSTAIRS KITCHEN SINK | SALEM CHRISTIAN SCHOOL | DISTRIBUTION SYSTEM |  | 1
VA6099500 | GE | HAA | RT | Y | DS001 | DBP02 | 9064 DALLAS COURT | PRESIDENTIAL LAKES, SECT. 14 | PRESIDENTIAL LAKES, SECT. 14 |  | 1
VA6099500 | GE | THM | RT | Y | DS001 | DBP02 | 9064 DALLAS COURT | PRESIDENTIAL LAKES, SECT. 14 | PRESIDENTIAL LAKES, SECT. 14 |  | 1
VA6099555 | PB | LC | RT | Y | DS001 | LC002 | LOT 2- 11212 TANYA LANE | PRINCESS ANNE 301 | DISTRIBUTION - PRINCESS ANNE 301 | FSD | 1
VA6099555 | PB | LC | RT | Y | DS001 | LC005 | LOT 5- 11201 TANYA LANE | PRINCESS ANNE 301 | DISTRIBUTION - PRINCESS ANNE 301 | FSD | 1
VA6099555 | PB | LC | RT | Y | DS001 | LC006 | LOT 6- 11209 TANYA LANE | PRINCESS ANNE 301 | DISTRIBUTION - PRINCESS ANNE 301 | FSD | 1
VA6099555 | PB | LC | RT | Y | DS001 | LC009 | LOT 9- 11208 LUKA ST | PRINCESS ANNE 301 | DISTRIBUTION - PRINCESS ANNE 301 | FSD | 1
VA6099555 | PB | LC | RT | Y | DS001 | LC010 | LOT 10- 11209 LUKA ST | PRINCESS ANNE 301 | DISTRIBUTION - PRINCESS ANNE 301 | FSD | 1
VA6099590 | PB | LC | RT | Y | DS001 | LC003 | LOT 3 BATHROOM | WALNUT GROVE MHP | WALNUT GROVE MOBILE HOME PARK | FSD | 1
VA6099590 | PB | LC | RT | Y | DS001 | LC007 | LOT 7 BATHROOM | WALNUT GROVE MHP | WALNUT GROVE MOBILE HOME PARK | FSD | 1
VA6099590 | PB | LC | RT | Y | DS001 | LC011 | LOT 11 BATHROOM | WALNUT GROVE MHP | WALNUT GROVE MOBILE HOME PARK | FSD | 1
VA6099590 | PB | LC | RT | Y | DS001 | LC015 | LOT 15 BATHROOM | WALNUT GROVE MHP | WALNUT GROVE MOBILE HOME PARK | FSD | 1
VA6099590 | PB | LC | RT | Y | DS001 | LC017 | LOT 17 BATHROOM | WALNUT GROVE MHP | WALNUT GROVE MOBILE HOME PARK | FSD | 1
VA2109990 | TC | TC | RT | Y | DS001 | TCR01 |  | LOUISA COUNTY ZION CROSSROADS | DISTRIBUTION SYSTEM |  | 6
VA2109450 | GE | HAA | RT | Y | DS001 | DBP02 | LOUISA TOWN PARK | LOUISA, TOWN OF | DISTRIBUTION SYSTEM |  | 1
VA2109450 | GE | THM | RT | Y | DS001 | DBP02 | LOUISA TOWN PARK | LOUISA, TOWN OF | DISTRIBUTION SYSTEM |  | 1
VA2109450 | GE | HAA | RT | Y | DS001 | DBP05 | VA DEPT OF FORESTRY | LOUISA, TOWN OF | DISTRIBUTION SYSTEM |  | 1
VA2109450 | GE | THM | RT | Y | DS001 | DBP05 | VA DEPT OF FORESTRY | LOUISA, TOWN OF | DISTRIBUTION SYSTEM |  | 1
VA2109450 | PB | LC | RT | Y | DS001 | LCR01 | 219 FREDERICKSBURG AVE | LOUISA, TOWN OF | DISTRIBUTION SYSTEM | FSD | 1
VA2109450 | PB | LC | RT | Y | DS001 | LCR02 | 210 PATRICK HENRY DR | LOUISA, TOWN OF | DISTRIBUTION SYSTEM | FSD | 1
VA2109450 | PB | LC | RT | Y | DS001 | LCR05 | 105 CAMMACK ST | LOUISA, TOWN OF | DISTRIBUTION SYSTEM | FSD | 1
VA2109450 | PB | LC | RT | Y | DS001 | LCR08 | 109 WEST ST | LOUISA, TOWN OF | DISTRIBUTION SYSTEM | FSD | 1
VA2109450 | PB | LC | RT | Y | DS001 | LCR11 | 302 CLUB RD | LOUISA, TOWN OF | DISTRIBUTION SYSTEM | FSD | 1
VA2109450 | PB | LC | RT | Y | DS001 | LCR17 | 106 LOCUST ST | LOUISA, TOWN OF | DISTRIBUTION SYSTEM | FSD | 1
VA2109450 | PB | LC | RT | Y | DS001 | LCR19 | 117 ELM AVE | LOUISA, TOWN OF | DISTRIBUTION SYSTEM | FSD | 1
VA2109450 | PB | LC | RT | Y | DS001 | LCR30 | 217 CUTLER AVE | LOUISA, TOWN OF | DISTRIBUTION SYSTEM | FSD | 1
VA2109450 | PB | LC | RT | Y | DS001 | LCR33 | 300 CLUB RD | LOUISA, TOWN OF | DISTRIBUTION SYSTEM | FSD | 1
VA2109450 | PB | LC | RT | Y | DS001 | LCR34 | 114 PINE RIDGE DR | LOUISA, TOWN OF | DISTRIBUTION SYSTEM | FSD | 1
VA2109510 | GE | HAA | RT | Y | DS001 | DBP04 | ANIMAL MEDICAL CTR | LOUISA COUNTY WATER AUTHORITY | DISTRIBUTION SYSTEM |  | 1
VA2109510 | GE | THM | RT | Y | DS001 | DBP04 | ANIMAL MEDICAL CTR | LOUISA COUNTY WATER AUTHORITY | DISTRIBUTION SYSTEM |  | 1
VA2109510 | GE | HAA | RT | Y | DS001 | DBP05 | MINERAL RESTAURANT | LOUISA COUNTY WATER AUTHORITY | DISTRIBUTION SYSTEM |  | 1
VA2109510 | GE | THM | RT | Y | DS001 | DBP05 | MINERAL RESTAURANT | LOUISA COUNTY WATER AUTHORITY | DISTRIBUTION SYSTEM |  | 1
VA2109510 | PB | LC | RT | Y | DS001 | LCR02 | 30 INDUSTRIAL DRIVE | LOUISA COUNTY WATER AUTHORITY | DISTRIBUTION SYSTEM | FSD | 1
VA2109510 | PB | LC | RT | Y | DS001 | LCR03 | 2703 JEFFERSON HWY | LOUISA COUNTY WATER AUTHORITY | DISTRIBUTION SYSTEM | FSD | 1
VA2109510 | PB | LC | RT | Y | DS001 | LCR04 | 2550 JEFFERSON HWY | LOUISA COUNTY WATER AUTHORITY | DISTRIBUTION SYSTEM | FSD | 1
VA2109510 | PB | LC | RT | Y | DS001 | LCR05 | 2480 JEFFERSON HWY | LOUISA COUNTY WATER AUTHORITY | DISTRIBUTION SYSTEM | FSD | 1
VA2109510 | PB | LC | RT | Y | DS001 | LCR06 | 2336 JEFFERSON HWY | LOUISA COUNTY WATER AUTHORITY | DISTRIBUTION SYSTEM | FSD | 1
VA2109510 | PB | LC | RT | Y | DS001 | LCR07 | 1526 JEFFERSON HWY | LOUISA COUNTY WATER AUTHORITY | DISTRIBUTION SYSTEM | FSD | 1
VA2109510 | PB | LC | RT | Y | DS001 | LCR11 | 3380 JEFFERSON HWY | LOUISA COUNTY WATER AUTHORITY | DISTRIBUTION SYSTEM | FSD | 1
VA2109510 | PB | LC | RT | Y | DS001 | LCR15 | 2159 JEFFERSON HWY | LOUISA COUNTY WATER AUTHORITY | DISTRIBUTION SYSTEM | FSD | 1
VA2109510 | PB | LC | RT | Y | DS001 | LCR17 | 911 JEFFERSON HWY | LOUISA COUNTY WATER AUTHORITY | DISTRIBUTION SYSTEM | FSD | 1
VA2109510 | PB | LC | RT | Y | DS001 | LCR44 | 210 POPLAR AVE | LOUISA COUNTY WATER AUTHORITY | DISTRIBUTION SYSTEM | FSD | 1
VA2109510 | PB | LC | RT | Y | DS001 | LCR45 | 252 POPLAR AVE | LOUISA COUNTY WATER AUTHORITY | DISTRIBUTION SYSTEM | FSD | 1
VA2109510 | PB | LC | RT | Y | DS001 | LCR46 | 97 POPLAR AVE | LOUISA COUNTY WATER AUTHORITY | DISTRIBUTION SYSTEM | FSD | 1
VA2109510 | PB | LC | RT | Y | DS001 | LCR47 | 78 DAVIS HWY | LOUISA COUNTY WATER AUTHORITY | DISTRIBUTION SYSTEM | FSD | 1
VA2109510 | PB | LC | RT | Y | DS001 | LCR49 | 170 POPLAR AVE | LOUISA COUNTY WATER AUTHORITY | DISTRIBUTION SYSTEM | FSD | 1
VA2109510 | PB | LC | RT | Y | DS001 | LCR50 | 296 DAVIS HWY | LOUISA COUNTY WATER AUTHORITY | DISTRIBUTION SYSTEM | FSD | 1
VA2109510 | PB | LC | RT | Y | DS001 | LCR51 | 448 JEFFERSON HWY | LOUISA COUNTY WATER AUTHORITY | DISTRIBUTION SYSTEM | FSD | 1
VA2109510 | PB | LC | RT | Y | DS001 | LCR52 | 2441 JEFFERSON HWY | LOUISA COUNTY WATER AUTHORITY | DISTRIBUTION SYSTEM | FSD | 1
VA2109510 | PB | LC | RT | Y | DS001 | LCR53 | 2335 JEFFERSON HWY | LOUISA COUNTY WATER AUTHORITY | DISTRIBUTION SYSTEM | FSD | 1
VA2109510 | PB | LC | RT | Y | DS001 | LCR54 | 2010 JEFFERSON HWY | LOUISA COUNTY WATER AUTHORITY | DISTRIBUTION SYSTEM | FSD | 1
VA2109510 | PB | LC | RT | Y | DS001 | LCR55 | 1185 JEFFERSON HWY | LOUISA COUNTY WATER AUTHORITY | DISTRIBUTION SYSTEM | FSD | 1
VA2109510 | GE | SVO | RT | Y | EP001 | EP001 | EP FINISHED WTR TAP | LOUISA COUNTY WATER AUTHORITY | EP WATER TREATMENT PLANT |  | 1
VA2109510 | GE | CAH | RT | Y | EP001 | EP001 | EP FINISHED WTR TAP | LOUISA COUNTY WATER AUTHORITY | EP WATER TREATMENT PLANT |  | 1
VA2109510 | GE | CAR | RT | Y | EP001 | EP001 | EP FINISHED WTR TAP | LOUISA COUNTY WATER AUTHORITY | EP WATER TREATMENT PLANT |  | 1
VA2109510 | GE | VOC | RT | Y | EP001 | EP001 | EP FINISHED WTR TAP | LOUISA COUNTY WATER AUTHORITY | EP WATER TREATMENT PLANT |  | 1
VA2109510 | GE | SVO | RT | Y | EP002 | EP002 | EP INDUSTRIAL PARK | LOUISA COUNTY WATER AUTHORITY | EP INDUSTRIAL PARK WELL |  | 1
VA2109510 | GE | TOA | RT | Y | RW001 | RW001 | RAW WATER | LOUISA COUNTY WATER AUTHORITY | COMBINED RAW WATER - NE CREEK WTP |  | 3
VA2109510 | GE | FL2 | ST | N | TP001 | LB001 | LAB TAP | LOUISA COUNTY WATER AUTHORITY | NORTHEAST CREEK WTP |  | 3
VA2109510 | GE | TOC | RT | Y | TP001 | UP002 | NANOFILTER EFFLUENT | LOUISA COUNTY WATER AUTHORITY | NORTHEAST CREEK WTP |  | 3
VA2109525 | GE | HAA | RT | Y | DS001 | DBP02 | TOWN HALL | MINERAL, TOWN OF | DISTRIBUTION SYSTEM |  | 1
VA2109525 | GE | THM | RT | Y | DS001 | DBP02 | TOWN HALL | MINERAL, TOWN OF | DISTRIBUTION SYSTEM |  | 1
VA2109525 | PB | LC | RT | Y | DS001 | LCR03 | 429 MINERAL AVE | MINERAL, TOWN OF | DISTRIBUTION SYSTEM | FSD | 1
VA2109525 | PB | LC | RT | Y | DS001 | LCR05 | 512 ST. FRANCES AVE | MINERAL, TOWN OF | DISTRIBUTION SYSTEM | FSD | 1
VA2109525 | PB | LC | RT | Y | DS001 | LCR08 | 408 LOUISA AVE | MINERAL, TOWN OF | DISTRIBUTION SYSTEM | FSD | 1
VA2109525 | PB | LC | RT | Y | DS001 | LCR09 | 303 WEST FOURTH ST | MINERAL, TOWN OF | DISTRIBUTION SYSTEM | FSD | 1
VA2109525 | PB | LC | RT | Y | DS001 | LCR11 | 601 E. LEE ST | MINERAL, TOWN OF | DISTRIBUTION SYSTEM | FSD | 1
VA2109575 | GE | HAA | RT | Y | DS001 | LCR03 | 11012 KENTUCKY SPRING RD | NEW BRIDGE LANDING | DISTRIBUTION SYSTEM |  | 1
VA2109575 | GE | THM | RT | Y | DS001 | LCR03 | 11012 KENTUCKY SPRING RD | NEW BRIDGE LANDING | DISTRIBUTION SYSTEM |  | 1
VA2109575 | GE | VOC | RT | Y | EP001 | EP001 | FINISHED WATER TAP | NEW BRIDGE LANDING | FINISHED WATER TAP |  | 1
VA2109600 | GE | NIT | RT | Y | EP006 | EP006 | EP WELL 6 TAP | NORTH ANNA POWER STATION | EP WELL 6 |  | 1
VA2109648 | GE | VOC | RT | Y | EP001 | EP001 | FINISHED WATER TAP | SALEM CHRISTIAN SCHOOL | ENTRY POINT |  | 1
VA2109650 | GE | NIT | RT | Y | EP001 | EP001/2 | EP WELLS 1 + 2 | SHENANDOAH CROSSING | EP COMBINED WELLS 1 & 2 |  | 1
VA2109650 | GE | RAD | RT | Y | EP001 | EP001/2 | EP WELLS 1 + 2 | SHENANDOAH CROSSING | EP COMBINED WELLS 1 & 2 |  | 1
VA2109650 | GE | NIT | RT | Y | EP005 | EP005 | EP WELL #5 YARD HYDR | SHENANDOAH CROSSING | EP WELL 5 (YARD HYDRANT) |  | 1
VA2109650 | GE | RAD | RT | Y | EP005 | EP005 | EP WELL #5 YARD HYDR | SHENANDOAH CROSSING | EP WELL 5 (YARD HYDRANT) |  | 1
VA2109650 | GE | VOC | RT | Y | EP005 | EP005 | EP WELL #5 YARD HYDR | SHENANDOAH CROSSING | EP WELL 5 (YARD HYDRANT) |  | 1
VA2109800 | PB | LC | RT | Y | DS001 | DS001 | APARTMENT 1 | TREVILIANS SQUARE APARTMENTS | DISTRIBUTION SYSTEM | FSD | 1
VA2109800 | PB | LC | RT | Y | DS001 | DS002 | APARTMENT 4 | TREVILIANS SQUARE APARTMENTS | DISTRIBUTION SYSTEM | FSD | 1
VA2109800 | PB | LC | RT | Y | DS001 | DS003 | APARTMENT 16 | TREVILIANS SQUARE APARTMENTS | DISTRIBUTION SYSTEM | FSD | 1
VA2109800 | PB | LC | RT | Y | DS001 | DS004 | APARTMENT 20 | TREVILIANS SQUARE APARTMENTS | DISTRIBUTION SYSTEM | FSD | 1
VA2109800 | PB | LC | RT | Y | DS001 | DS005 | APARTMENT 26 | TREVILIANS SQUARE APARTMENTS | DISTRIBUTION SYSTEM | FSD | 1
VA2109825 | GE | RAD | RT | Y | EP001 | EP001 | EP WELL | TWIN OAKS COMMUNITY | EP WELL |  | 1
VA2109925 | GE | NIT | RT | Y | EP001 | EP001 | EP WELL 1 (ORANGE) | SMALL COUNTRY CAMPGROUND | EP WELL 1 (ORANGE) |  | 1
VA2109925 | GE | NIT | RT | Y | EP002 | EP002 | EP WELL 2 (YELLOW) | SMALL COUNTRY CAMPGROUND | EP WELL 2 (YELLOW) |  | 1
VA2109990 | GE | HAA | RT | Y | DS001 | DBP02 | CRESCENT INN | LOUISA COUNTY ZION CROSSROADS | DISTRIBUTION SYSTEM |  | 1
VA2109990 | GE | THM | RT | Y | DS001 | DBP02 | CRESCENT INN | LOUISA COUNTY ZION CROSSROADS | DISTRIBUTION SYSTEM |  | 1
VA2109990 | GE | NIT | RT | Y | EP001 | EP001 | EP POORE WELLS 1,2 | LOUISA COUNTY ZION CROSSROADS | EP COMBINED POORE WELLS 1 & 2 |  | 1
VA2109990 | GE | VOC | RT | Y | EP001 | EP001 | EP POORE WELLS 1,2 | LOUISA COUNTY ZION CROSSROADS | EP COMBINED POORE WELLS 1 & 2 |  | 1
VA4041825 | GE | VOC | RT | Y | EP001 | EP001 | BOOSTER PUMPS | CENTRAL VIRGINIA CORR. UNIT NO. 13 | ENTRY POINT - ALL WELLS |  | 1
VA4041845 | GE | HAA | RT | Y | DS001 | DBP01-1 | 13636 GENITO ROAD | CHESTERFIELD CO CENTRAL WATER SYSTEM | DISTRIBUTION SYSTEM: A-E WTP |  | 1
VA4041845 | GE | THM | RT | Y | DS001 | DBP01-1 | 13636 GENITO ROAD | CHESTERFIELD CO CENTRAL WATER SYSTEM | DISTRIBUTION SYSTEM: A-E WTP |  | 1
VA4041845 | GE | HAA | RT | Y | DS001 | DBP01-2 | 14311 BRANDER WOODS TR | CHESTERFIELD CO CENTRAL WATER SYSTEM | DISTRIBUTION SYSTEM: A-E WTP |  | 1
VA4041845 | GE | THM | RT | Y | DS001 | DBP01-2 | 14311 BRANDER WOODS TR | CHESTERFIELD CO CENTRAL WATER SYSTEM | DISTRIBUTION SYSTEM: A-E WTP |  | 1
VA4041845 | GE | HAA | RT | Y | DS001 | DBP01-3 | 14600 CREEKPOINTE CIRCLE | CHESTERFIELD CO CENTRAL WATER SYSTEM | DISTRIBUTION SYSTEM: A-E WTP |  | 1
VA4041845 | GE | THM | RT | Y | DS001 | DBP01-3 | 14600 CREEKPOINTE CIRCLE | CHESTERFIELD CO CENTRAL WATER SYSTEM | DISTRIBUTION SYSTEM: A-E WTP |  | 1
VA4036500 | PB | LC | RT | Y | DS001 | LC001 | 14301 WILLCOX NECK | MT ZION/RUSTIC AREA | DISTRIBUTION SYSTEM | FSD | 1
VA4036500 | PB | LC | RT | Y | DS001 | LC002 | 13700 WILLCOX NECK | MT ZION/RUSTIC AREA | DISTRIBUTION SYSTEM | FSD | 1
VA4036500 | PB | LC | RT | Y | DS001 | LC003 | 13401 WILCOX NECK | MT ZION/RUSTIC AREA | DISTRIBUTION SYSTEM | FSD | 1
VA4036500 | PB | LC | RT | Y | DS001 | LC004 | 13300 WILLCOX NECK | MT ZION/RUSTIC AREA | DISTRIBUTION SYSTEM | FSD | 1
VA4036500 | PB | LC | RT | Y | DS001 | LC005 | 13201 WILLCOX NECK ROAD | MT ZION/RUSTIC AREA | DISTRIBUTION SYSTEM | FSD | 1
VA4036500 | PB | LC | RT | Y | DS001 | LC006 | 13101 WILLCOX NECK | MT ZION/RUSTIC AREA | DISTRIBUTION SYSTEM | FSD | 1
VA4036500 | PB | LC | RT | Y | DS001 | LC007 | 13031 WILLCOX NECK | MT ZION/RUSTIC AREA | DISTRIBUTION SYSTEM | FSD | 1
VA4036500 | PB | LC | RT | Y | DS001 | LC008 | 12203 WILLCOX NECK | MT ZION/RUSTIC AREA | DISTRIBUTION SYSTEM | FSD | 1
VA4036500 | PB | LC | RT | Y | DS001 | LC009 | 12121 WILCOX NECK | MT ZION/RUSTIC AREA | DISTRIBUTION SYSTEM | FSD | 1
VA4036500 | PB | LC | RT | Y | DS001 | LC010 | 11920 WILLCOX NECK | MT ZION/RUSTIC AREA | DISTRIBUTION SYSTEM | FSD | 1
VA4036500 | GE | NIT | RT | Y | EP001 | EP001 | HYDRO TANK | MT ZION/RUSTIC AREA | ENTRY POINT #1 |  | 1
VA4036500 | GE | RAD | RT | Y | EP001 | EP001 | HYDRO TANK | MT ZION/RUSTIC AREA | ENTRY POINT #1 |  | 1
VA4036500 | GE | FUM | RT | Y | EP001 | EP001 | HYDRO TANK | MT ZION/RUSTIC AREA | ENTRY POINT #1 |  | 1
VA4036500 | GE | VOC | RT | Y | EP001 | EP001 | HYDRO TANK | MT ZION/RUSTIC AREA | ENTRY POINT #1 |  | 1
VA4036700 | GE | NIT | RT | Y | EP001 | EP001 | 5000 GAL HYDRO TANK | ROXBURY INDUSTRIAL PARK | ENTRY POINT |  | 1
VA4036850 | PB | LC | RT | Y | DS001 | LC001 | STAFF BATHROOM | TINY LITTLE CHILDREN DAY CARE | DISTRIBUTION SYSTEM | FSD | 1
VA4036850 | PB | LC | RT | Y | DS001 | LC002 | STORAGE ROOM | TINY LITTLE CHILDREN DAY CARE | DISTRIBUTION SYSTEM | FSD | 1
VA4036850 | PB | LC | RT | Y | DS001 | LC003 | KITCHEN HANDSINK | TINY LITTLE CHILDREN DAY CARE | DISTRIBUTION SYSTEM | FSD | 1
VA4036850 | PB | LC | RT | Y | DS001 | LC004 | CHILDRENS BATH | TINY LITTLE CHILDREN DAY CARE | DISTRIBUTION SYSTEM | FSD | 1
VA4036850 | PB | LC | RT | Y | DS001 | LC005 | BABY'S HANDSINK | TINY LITTLE CHILDREN DAY CARE | DISTRIBUTION SYSTEM | FSD | 1
VA4036900 | GE | NIT | RT | Y | EP001 | EP001 | HYDRO TANK #1 | WAYSIDE AREA | ENTRY POINT #1 |  | 1
VA4036900 | GE | VOC | RT | Y | EP001 | EP001 | HYDRO TANK #1 | WAYSIDE AREA | ENTRY POINT #1 |  | 1
VA4036900 | GE | NIT | RT | Y | EP002 | EP002 | HYDRO TANK #2 | WAYSIDE AREA | ENTRY POINT #2 |  | 1
VA4041025 | PB | LC | RT | Y | DS001 | LCR01 | STAFF MEN'S RESTROOM | AL MADINA SCHOOL | DISTRIBUTION SYSTEM | FSD | 1
VA4041025 | PB | LC | RT | Y | DS001 | LCR02 | STAFF WOMEN'S RESTROOM | AL MADINA SCHOOL | DISTRIBUTION SYSTEM | FSD | 1
VA4041025 | PB | LC | RT | Y | DS001 | LCR03 | BOY'S RESTROOM (UPSTAIRS) | AL MADINA SCHOOL | DISTRIBUTION SYSTEM | FSD | 1
VA4041025 | PB | LC | RT | Y | DS001 | LCR04 | GIRL'S RESTROOM (UPSTAIRS) | AL MADINA SCHOOL | DISTRIBUTION SYSTEM | FSD | 1
VA4041025 | PB | LC | RT | Y | DS001 | LCR05 | GIRL'S RESTROOM (DOWNSTAIRS) | AL MADINA SCHOOL | DISTRIBUTION SYSTEM | FSD | 1
VA4041025 | PB | LC | RT | Y | DS001 | LCR06 | BOY'S RESTROOM (DOWNSTAIRS) | AL MADINA SCHOOL | DISTRIBUTION SYSTEM | FSD | 1
VA4041025 | PB | LC | RT | Y | DS001 | LCR07 | GYM RESTROOM (BOY'S) | AL MADINA SCHOOL | DISTRIBUTION SYSTEM | FSD | 1
VA4041025 | PB | LC | RT | Y | DS001 | LCR08 | GYM RESTROOM (GIRL'S) | AL MADINA SCHOOL | DISTRIBUTION SYSTEM | FSD | 1
VA4041025 | PB | LC | RT | Y | DS001 | LCR09 | MONTESSORI SINK | AL MADINA SCHOOL | DISTRIBUTION SYSTEM | FSD | 1
VA4041025 | PB | LC | RT | Y | DS001 | LCR10 | SCIENCE ROOM SINK | AL MADINA SCHOOL | DISTRIBUTION SYSTEM | FSD | 1
VA4041035 | GE | CHL | RT | Y | EP001 | EP001 | FINISHED WATER TAP | APPOMATTOX RIVER WATER AUTHORITY | WTP FINISHED WATER |  | 3
VA4041845 | GE | HAA | RT | Y | DS002 | DBP02-11 | 2900 HALSTEAD ROAD | CHESTERFIELD CO CENTRAL WATER SYSTEM | DISTRIBUTION SYSTEM: RICHMOND WTP |  | 1
VA4041845 | GE | THM | RT | Y | DS002 | DBP02-11 | 2900 HALSTEAD ROAD | CHESTERFIELD CO CENTRAL WATER SYSTEM | DISTRIBUTION SYSTEM: RICHMOND WTP |  | 1
VA4041845 | GE | HAA | RT | Y | DS002 | DBP02-2 | 9116 OMAHA STREET | CHESTERFIELD CO CENTRAL WATER SYSTEM | DISTRIBUTION SYSTEM: RICHMOND WTP |  | 1
VA4041845 | GE | THM | RT | Y | DS002 | DBP02-2 | 9116 OMAHA STREET | CHESTERFIELD CO CENTRAL WATER SYSTEM | DISTRIBUTION SYSTEM: RICHMOND WTP |  | 1
VA4041845 | GE | HAA | RT | Y | DS002 | DBP02-5 | 5811 TURKEY OAK ROAD | CHESTERFIELD CO CENTRAL WATER SYSTEM | DISTRIBUTION SYSTEM: RICHMOND WTP |  | 1
VA4041845 | GE | THM | RT | Y | DS002 | DBP02-5 | 5811 TURKEY OAK ROAD | CHESTERFIELD CO CENTRAL WATER SYSTEM | DISTRIBUTION SYSTEM: RICHMOND WTP |  | 1
VA4041845 | GE | HAA | RT | Y | DS002 | DBP02-8 | 2333 WILLIS ROAD | CHESTERFIELD CO CENTRAL WATER SYSTEM | DISTRIBUTION SYSTEM: RICHMOND WTP |  | 1
VA4041845 | GE | THM | RT | Y | DS002 | DBP02-8 | 2333 WILLIS ROAD | CHESTERFIELD CO CENTRAL WATER SYSTEM | DISTRIBUTION SYSTEM: RICHMOND WTP |  | 1
VA4041845 | GE | HAA | RT | Y | DS002 | DBP02-9 | 3221 MIDDLE WOOD PLACE | CHESTERFIELD CO CENTRAL WATER SYSTEM | DISTRIBUTION SYSTEM: RICHMOND WTP |  | 1
VA4041845 | GE | THM | RT | Y | DS002 | DBP02-9 | 3221 MIDDLE WOOD PLACE | CHESTERFIELD CO CENTRAL WATER SYSTEM | DISTRIBUTION SYSTEM: RICHMOND WTP |  | 1
VA4041845 | GE | HAA | RT | Y | DS003 | DBP03-1 | 11601 CORTE CASTLE ROAD | CHESTERFIELD CO CENTRAL WATER SYSTEM | DISTRIBUTION SYSTEM: ARWA WTP |  | 1
VA4041845 | GE | THM | RT | Y | DS003 | DBP03-1 | 11601 CORTE CASTLE ROAD | CHESTERFIELD CO CENTRAL WATER SYSTEM | DISTRIBUTION SYSTEM: ARWA WTP |  | 1
VA4041845 | GE | HAA | RT | Y | DS003 | DBP03-2 | 14129 BERMUDA POINT CRT | CHESTERFIELD CO CENTRAL WATER SYSTEM | DISTRIBUTION SYSTEM: ARWA WTP |  | 1
VA4041845 | GE | THM | RT | Y | DS003 | DBP03-2 | 14129 BERMUDA POINT CRT | CHESTERFIELD CO CENTRAL WATER SYSTEM | DISTRIBUTION SYSTEM: ARWA WTP |  | 1
VA4041845 | GE | HAA | RT | Y | DS003 | DBP03-3 | 301 HENRICUS PARK ROAD | CHESTERFIELD CO CENTRAL WATER SYSTEM | DISTRIBUTION SYSTEM: ARWA WTP |  | 1
VA4041845 | GE | THM | RT | Y | DS003 | DBP03-3 | 301 HENRICUS PARK ROAD | CHESTERFIELD CO CENTRAL WATER SYSTEM | DISTRIBUTION SYSTEM: ARWA WTP |  | 1
VA4041845 | GE | HAA | RT | Y | DS003 | DBP03-4 | 6100 BELMONT ROAD | CHESTERFIELD CO CENTRAL WATER SYSTEM | DISTRIBUTION SYSTEM: ARWA WTP |  | 1
VA4041845 | GE | THM | RT | Y | DS003 | DBP03-4 | 6100 BELMONT ROAD | CHESTERFIELD CO CENTRAL WATER SYSTEM | DISTRIBUTION SYSTEM: ARWA WTP |  | 1
VA4057050 | GE | NIT | RT | Y | EP001 | EP001 | STORAGE TANK | ALMOST THERE | ENTRY POINT |  | 1
VA4057080 | PB | LC | RT | Y | DS003 | LC01 | FACULTY LOUNGE -HAND | AYLETT COUNTRY DAY SCHOOL | DISTRIBUTION SYSTEM | FSD | 1
VA4057080 | PB | LC | RT | Y | DS003 | LC02 | L.S.KITCHEN SINK | AYLETT COUNTRY DAY SCHOOL | DISTRIBUTION SYSTEM | FSD | 1
VA4057080 | PB | LC | RT | Y | DS003 | LC03 | REAR HALL (L.S.) WAT | AYLETT COUNTRY DAY SCHOOL | DISTRIBUTION SYSTEM | FSD | 1
VA4057080 | PB | LC | RT | Y | DS003 | LC04 | ART ROOM SINK | AYLETT COUNTRY DAY SCHOOL | DISTRIBUTION SYSTEM | FSD | 1
VA4057080 | PB | LC | RT | Y | DS003 | LC05 | UTILITY SINK-L.S. | AYLETT COUNTRY DAY SCHOOL | DISTRIBUTION SYSTEM | FSD | 1
VA4057250 | PB | LC | RT | Y | DS001 | LCR01 | 355 DAINGERFIELD | DAINGERFIELD SUBDIVISION | DISTRIBUTION SYSTEM | FSD | 1
VA4057250 | PB | LC | RT | Y | DS001 | LCR02 | 517 DAINGERFIELD | DAINGERFIELD SUBDIVISION | DISTRIBUTION SYSTEM | FSD | 1
VA4057250 | PB | LC | RT | Y | DS001 | LCR04 | 433 DAINGERFIELD | DAINGERFIELD SUBDIVISION | DISTRIBUTION SYSTEM | FSD | 1
VA4057250 | PB | LC | RT | Y | DS001 | LCR05 | 131 COOPERS POINT LN | DAINGERFIELD SUBDIVISION | DISTRIBUTION SYSTEM | FSD | 1
VA4057250 | PB | LC | RT | Y | DS001 | LCR09 | 181 DAINGERFIELD RD | DAINGERFIELD SUBDIVISION | DISTRIBUTION SYSTEM | FSD | 1
VA4057300 | PB | LC | RT | Y | DS003 | LCR001 | LOT C3 LEGION STREET | ESSEX MOBILE HOME PARK | DISTRIBUTION SYSTEM | FSD | 1
VA4057300 | PB | LC | RT | Y | DS003 | LCR002 | LOT C11 KING STREET | ESSEX MOBILE HOME PARK | DISTRIBUTION SYSTEM | FSD | 1
VA4057300 | PB | LC | RT | Y | DS003 | LCR003 | LOT B10 KING STREET | ESSEX MOBILE HOME PARK | DISTRIBUTION SYSTEM | FSD | 1
VA4057300 | PB | LC | RT | Y | DS003 | LCR004 | LOT B24 KING STREET | ESSEX MOBILE HOME PARK | DISTRIBUTION SYSTEM | FSD | 1
VA4057300 | PB | LC | RT | Y | DS003 | LCR005 | LOT B9 KING STREET | ESSEX MOBILE HOME PARK | DISTRIBUTION SYSTEM | FSD | 1
VA4057300 | GE | INO | RT | Y | EP001 | EP001 | 2000 GAL HYDRO TANK | ESSEX MOBILE HOME PARK | ENTRY POINT |  | 1
VA4057300 | GE | MET | RT | Y | EP001 | EP001 | 2000 GAL HYDRO TANK | ESSEX MOBILE HOME PARK | ENTRY POINT |  | 1
VA4057566 | PB | LC | RT | Y | DS001 | LCR03 | 161 YOUHILL DRIVE | MARYFIELD SUB. | DISTRIBUTION SYSTEM | FSD | 1
VA4057566 | PB | LC | RT | Y | DS001 | LCR04 | 356 MARYFIELD | MARYFIELD SUB. | DISTRIBUTION SYSTEM | FSD | 1
VA4057566 | PB | LC | RT | Y | DS001 | LCR05 | 266 YOUHILL DR. | MARYFIELD SUB. | DISTRIBUTION SYSTEM | FSD | 1
VA4057566 | PB | LC | RT | Y | DS001 | LCR06 | 167 YOUHILL DRIVE | MARYFIELD SUB. | DISTRIBUTION SYSTEM | FSD | 1
VA4057566 | PB | LC | RT | Y | DS001 | LCR07 | 260 YOUHILL DRIVE (28) | MARYFIELD SUB. | DISTRIBUTION SYSTEM | FSD | 1
VA4057568 | PB | LC | RT | Y | DS004 | LCR001 | 379 POWCAN ROAD | MILLERS SQUARE | DISTRIBUTION SYSTEM | FSD | 1
VA4057568 | PB | LC | RT | Y | DS004 | LCR002 | 401 POWCAN ROAD | MILLERS SQUARE | DISTRIBUTION SYSTEM | FSD | 1
VA4057568 | PB | LC | RT | Y | DS004 | LCR004 | 128 CHEROKEE | MILLERS SQUARE | DISTRIBUTION SYSTEM | FSD | 1
VA4057568 | PB | LC | RT | Y | DS004 | LCR005 | 174 CHEROKEE ROAD | MILLERS SQUARE | DISTRIBUTION SYSTEM | FSD | 1
VA4057568 | PB | LC | RT | Y | DS004 | LCR007 | 126 APACHE ROAD | MILLERS SQUARE | DISTRIBUTION SYSTEM | FSD | 1
VA4057710 | PB | LC | RT | Y | DS001 | LCR01 | GIRL'S BATHROOM SINK | TAPPAHANNOCK JR. ACADEMY | DISTRIBUTION SYSTEM | FSD | 1
VA4057710 | PB | LC | RT | Y | DS001 | LCR02 | BOY'S BATHROOM SINK | TAPPAHANNOCK JR. ACADEMY | DISTRIBUTION SYSTEM | FSD | 1
VA4057710 | PB | LC | RT | Y | DS001 | LCR03 | CLASSROOM 1, 012 | TAPPAHANNOCK JR. ACADEMY | DISTRIBUTION SYSTEM | FSD | 1
VA4057710 | PB | LC | RT | Y | DS001 | LCR04 | CLASSROOM II, 014 | TAPPAHANNOCK JR. ACADEMY | DISTRIBUTION SYSTEM | FSD | 1
VA4057710 | PB | LC | RT | Y | DS001 | LCR05 | KITCHEN SINK | TAPPAHANNOCK JR. ACADEMY | DISTRIBUTION SYSTEM | FSD | 1
VA4057750 | PB | LC | RT | Y | DS006 | LCR01 | 371 RIVERSIDE DRIVE | SOUTH HILL BANKS | DISTRIBUTION SYSTEM | FSD | 1
VA4057750 | PB | LC | RT | Y | DS006 | LCR02 | 498 RIVERSIDE DRIVE | SOUTH HILL BANKS | DISTRIBUTION SYSTEM | FSD | 1
VA4057750 | PB | LC | RT | Y | DS006 | LCR04 | 209 MARINA DRIVE | SOUTH HILL BANKS | DISTRIBUTION SYSTEM | FSD | 1
VA4057750 | PB | LC | RT | Y | DS006 | LCR07 | 127 MARINA LANE | SOUTH HILL BANKS | DISTRIBUTION SYSTEM | FSD | 1
VA4057750 | PB | LC | RT | Y | DS006 | LCR09 | 110 BROOKE ROAD | SOUTH HILL BANKS | DISTRIBUTION SYSTEM | FSD | 1
VA4057800 | GE | HAA | RT | Y | DS001 | DBP01 | 1138 DE SHEA ROAD | TAPPAHANNOCK, TOWN OF | DISTRIBUTION SYSTEM |  | 1
VA4057800 | GE | THM | RT | Y | DS001 | DBP01 | 1138 DE SHEA ROAD | TAPPAHANNOCK, TOWN OF | DISTRIBUTION SYSTEM |  | 1
VA4057800 | PB | LC | RT | Y | DS001 | LC01 | 122 MARSH ST | TAPPAHANNOCK, TOWN OF | DISTRIBUTION SYSTEM | FSD | 1
VA4057800 | PB | LC | RT | Y | DS001 | LC02 | 725 WATER LN | TAPPAHANNOCK, TOWN OF | DISTRIBUTION SYSTEM | FSD | 1
VA4057800 | PB | LC | RT | Y | DS001 | LC03 | 633 DANGERFIELD ST | TAPPAHANNOCK, TOWN OF | DISTRIBUTION SYSTEM | FSD | 1
VA4057800 | PB | LC | RT | Y | DS001 | LC04 | 140 ESSEX GARDEN | TAPPAHANNOCK, TOWN OF | DISTRIBUTION SYSTEM | FSD | 1
VA4057800 | PB | LC | RT | Y | DS001 | LC05 | 535 MARSH ST | TAPPAHANNOCK, TOWN OF | DISTRIBUTION SYSTEM | FSD | 1
VA4057800 | PB | LC | RT | Y | DS001 | LC06 | 1315 SYCAMORE DR | TAPPAHANNOCK, TOWN OF | DISTRIBUTION SYSTEM | FSD | 1
VA4057800 | PB | LC | RT | Y | DS001 | LC07 | 525 WARE AVE | TAPPAHANNOCK, TOWN OF | DISTRIBUTION SYSTEM | FSD | 1
VA4057800 | PB | LC | RT | Y | DS001 | LC08 | 1141 CLANTON DR | TAPPAHANNOCK, TOWN OF | DISTRIBUTION SYSTEM | FSD | 1
VA4057800 | PB | LC | RT | Y | DS001 | LC09 | 1405 TAPPAHANCK BLVD | TAPPAHANNOCK, TOWN OF | DISTRIBUTION SYSTEM | FSD | 1
VA4057800 | PB | LC | RT | Y | DS001 | LC10 | 941 WINSTON RD | TAPPAHANNOCK, TOWN OF | DISTRIBUTION SYSTEM | FSD | 1
VA4057800 | GE | NIT | RT | Y | EP002 | EP002 | WELL NO. 2 - POST CL | TAPPAHANNOCK, TOWN OF | ENTRY POINT NO 2 |  | 1
VA4057800 | GE | NIT | RT | Y | EP003 | EP003 | WELL NO. 3 - POST CL | TAPPAHANNOCK, TOWN OF | ENTRY POINT NO 3 |  | 1
VA4057800 | GE | INO | RT | Y | EP004 | EP004 | WELL NO. 4 POST CL | TAPPAHANNOCK, TOWN OF | ENTRY POINT NO. 4 |  | 1
VA4057800 | GE | MET | RT | Y | EP004 | EP004 | WELL NO. 4 POST CL | TAPPAHANNOCK, TOWN OF | ENTRY POINT NO. 4 |  | 1
VA4057800 | GE | NIT | RT | Y | EP004 | EP004 | WELL NO. 4 POST CL | TAPPAHANNOCK, TOWN OF | ENTRY POINT NO. 4 |  | 1
VA4057850 | GE | NIT | RT | Y | EP001 | EP001 | 5000 GAL HYDRO TANK | VCU HEALTH TAPPAHANNOCK HOSPITAL | ENTRY POINT |  | 1
VA4075045 | GE | NIT | RT | Y | EP001 | EP001 | 40,000-GAL STANDPIPE | CAMP T. BRADY SAUNDERS | ENTRY POINT |  | 1
VA4075049 | GE | NIT | RT | Y | EP001 | EP001 | PRESSURE TANK TAP | CAMP HILBERT | ENTRY POINT |  | 1
VA4075200 | GE | NIT | RT | Y | EP001 | EP001 | HYDRO TANK | ELK HILL FARM | ENTRY POINT |  | 1
VA4075200 | GE | VOC | RT | Y | EP001 | EP001 | HYDRO TANK | ELK HILL FARM | ENTRY POINT |  | 1
VA4075230 | GE | NIT | RT | Y | EP001 | EP001 | HYDRO TANK | FEDERAL RESERVE BANK | ENTRY POINT |  | 1
VA4075280 | GE | THM | RT | Y | DS001 | DBP03 | 2897 RIVER ROAD WEST | GOOCHLAND COURTHOUSE | DISTRIBUTION SYSTEM |  | 1
VA4075280 | GE | HAA | RT | Y | DS001 | DBP04 | 2420 BRIDLE RIDGE | GOOCHLAND COURTHOUSE | DISTRIBUTION SYSTEM |  | 1
VA4075283 | GE | HAA | RT | Y | DS001 | DBP02 | HYDRANT - 641 LONGFIELD | EASTERN GOOCHLAND CENTRAL WATER SYSTEM | DISTRIBUTION SYSTEM |  | 1
VA4075283 | GE | THM | RT | Y | DS001 | DBP02 | HYDRANT - 641 LONGFIELD | EASTERN GOOCHLAND CENTRAL WATER SYSTEM | DISTRIBUTION SYSTEM |  | 1
VA4075350 | GE | HAA | RT | Y | DS001 | DBP01 | CLUBHS - 2ND FL -MEN | HERMITAGE COUNTRY CLUB | DISTRIBUTION SYSTEM |  | 1
VA4075350 | GE | THM | RT | Y | DS001 | DBP01 | CLUBHS - 2ND FL -MEN | HERMITAGE COUNTRY CLUB | DISTRIBUTION SYSTEM |  | 1
VA4075350 | GE | VOC | RT | Y | EP001 | EP001 | HYDROPNEUMATIC TANK | HERMITAGE COUNTRY CLUB | ENTRY POINT |  | 1
VA4075400 | GE | THM | RT | Y | DS001 | DBP01 | 212 SWEETBRIAR DR | JAMES RIVER ESTATES | DISTRIBUTION SYSTEM |  | 1
VA4075400 | GE | HAA | RT | Y | DS001 | DBP02 | 208 EAST BROOK RUN DRIVE | JAMES RIVER ESTATES | DISTRIBUTION SYSTEM |  | 1
VA4075420 | GE | HAA | RT | Y | DS001 | DBP01 | LOT C-1 | JENKINS MOBILE HOME PARK | DISTRIBUTION SYSTEM |  | 1
VA4075420 | GE | THM | RT | Y | DS001 | DBP01 | LOT C-1 | JENKINS MOBILE HOME PARK | DISTRIBUTION SYSTEM |  | 1
VA4075420 | PB | LC | RT | Y | DS001 | LC003 | LOT B-12 | JENKINS MOBILE HOME PARK | DISTRIBUTION SYSTEM | FSD | 1
VA4075420 | PB | LC | RT | Y | DS001 | LC007 | LOT 29 | JENKINS MOBILE HOME PARK | DISTRIBUTION SYSTEM | FSD | 1
VA4075420 | PB | LC | RT | Y | DS001 | LC008 | LOT 4 | JENKINS MOBILE HOME PARK | DISTRIBUTION SYSTEM | FSD | 1
VA4075420 | PB | LC | RT | Y | DS001 | LC009 | LOT 17 | JENKINS MOBILE HOME PARK | DISTRIBUTION SYSTEM | FSD | 1
VA4075420 | PB | LC | RT | Y | DS001 | LC010 | LOT 19 | JENKINS MOBILE HOME PARK | DISTRIBUTION SYSTEM | FSD | 1
VA4075500 | GE | HAA | RT | Y | DS001 | DBP03 | 343 WILLWAY DRIVE | MANAKIN FARMS | DISTRIBUTION SYSTEM |  | 1
VA4075500 | GE | THM | RT | Y | DS001 | DBP03 | 343 WILLWAY DRIVE | MANAKIN FARMS | DISTRIBUTION SYSTEM |  | 1
VA4075520 | PB | LC | RT | Y | DS001 | LCR03 | 01D WATER STATION | ENVOY AT THE MEADOWS | DISTRIBUTION SYSTEM | FSD | 1
VA4075520 | PB | LC | RT | Y | DS001 | LCR04 | 030 RESTROOM SINK FAUCET | ENVOY AT THE MEADOWS | DISTRIBUTION SYSTEM | FSD | 1
VA4075520 | PB | LC | RT | Y | DS001 | LCR05 | 03D SINK FAUCET | ENVOY AT THE MEADOWS | DISTRIBUTION SYSTEM | FSD | 1
VA4075520 | PB | LC | RT | Y | DS001 | LCR06 | 03U SINK FAUCET | ENVOY AT THE MEADOWS | DISTRIBUTION SYSTEM | FSD | 1
VA4075520 | PB | LC | RT | Y | DS001 | LCR07 | 02U SINK FAUCET | ENVOY AT THE MEADOWS | DISTRIBUTION SYSTEM | FSD | 1
VA4075530 | GE | NIT | RT | Y | EP001 | EP001 | RECREATION HALL RESTROOM HAND SINK | MT. GILEAD BAPTIST CHURCH | ENTRY POINT |  | 1
VA4075630 | GE | HAA | RT | Y | DS001 | DBP01 | 411 BRIARWOOD CIRCLE | PAGEBROOK | DISTRIBUTION SYSTEM |  | 1
VA4075630 | GE | THM | RT | Y | DS001 | DBP01 | 411 BRIARWOOD CIRCLE | PAGEBROOK | DISTRIBUTION SYSTEM |  | 1
VA4075680 | GE | CYN | RT | Y | EP001 | EP001 | HYDRO TANK | RIVER OAKS | ENTRY POINT |  | 1
VA4075680 | GE | INO | RT | Y | EP001 | EP001 | HYDRO TANK | RIVER OAKS | ENTRY POINT |  | 1
VA4075680 | GE | MET | RT | Y | EP001 | EP001 | HYDRO TANK | RIVER OAKS | ENTRY POINT |  | 1
VA4075680 | GE | NIT | RT | Y | EP001 | EP001 | HYDRO TANK | RIVER OAKS | ENTRY POINT |  | 1
VA4075680 | GE | VOC | RT | Y | EP001 | EP001 | HYDRO TANK | RIVER OAKS | ENTRY POINT |  | 1
VA4075720 | GE | NIT | RT | Y | EP001 | EP001 | 3-COMP. SINK | BROTHERS ITALIAN RESTAURANT | ENTRY POINT |  | 1
VA4075735 | GE | HAA | RT | Y | DS001 | DBP04 | BLC GARAGE | JAMES RIVER CORRECTIONAL CTR | JRCC DISTRIBUTION SYSTEM |  | 1
VA4075735 | GE | THM | RT | Y | DS001 | DBP04 | BLC GARAGE | JAMES RIVER CORRECTIONAL CTR | JRCC DISTRIBUTION SYSTEM |  | 1
VA4075735 | GE | HAA | RT | Y | DS001 | DBP05 | DMCC MAINTENANCE | JAMES RIVER CORRECTIONAL CTR | JRCC DISTRIBUTION SYSTEM |  | 1
VA4075735 | GE | THM | RT | Y | DS001 | DBP05 | DMCC MAINTENANCE | JAMES RIVER CORRECTIONAL CTR | JRCC DISTRIBUTION SYSTEM |  | 1
VA4075735 | PB | LC | RT | Y | DS001 | LC001 | JRCC MAINT SHOP | JAMES RIVER CORRECTIONAL CTR | JRCC DISTRIBUTION SYSTEM | FSD | 1
VA4075735 | PB | LC | RT | Y | DS001 | LC002 | JRCC WASTEWATER PL | JAMES RIVER CORRECTIONAL CTR | JRCC DISTRIBUTION SYSTEM | FSD | 1
VA4075735 | PB | LC | RT | Y | DS001 | LC003 | JRCC ADMINT BLD | JAMES RIVER CORRECTIONAL CTR | JRCC DISTRIBUTION SYSTEM | FSD | 1
VA4075735 | PB | LC | RT | Y | DS001 | LC004 | JRCC DAIRY BLDG | JAMES RIVER CORRECTIONAL CTR | JRCC DISTRIBUTION SYSTEM | FSD | 1
VA4075735 | PB | LC | RT | Y | DS001 | LC005 | PCC MEAT PLANT | JAMES RIVER CORRECTIONAL CTR | JRCC DISTRIBUTION SYSTEM | FSD | 1
VA4075735 | PB | LC | RT | Y | DS001 | LC006 | PCC MAIN WAREHOUSE | JAMES RIVER CORRECTIONAL CTR | JRCC DISTRIBUTION SYSTEM | FSD | 1
VA4075735 | PB | LC | RT | Y | DS001 | LC007 | PCC TRAINING SCHOOL | JAMES RIVER CORRECTIONAL CTR | JRCC DISTRIBUTION SYSTEM | FSD | 1
VA4075735 | PB | LC | RT | Y | DS001 | LC008 | PCC WASTEWATER PLANT | JAMES RIVER CORRECTIONAL CTR | JRCC DISTRIBUTION SYSTEM | FSD | 1
VA4075735 | PB | LC | RT | Y | DS001 | LC010 | VCCW MAINT SHOP | JAMES RIVER CORRECTIONAL CTR | JRCC DISTRIBUTION SYSTEM | FSD | 1
VA4075735 | PB | LC | RT | Y | DS001 | LC011 | VCCW LAUNDRY | JAMES RIVER CORRECTIONAL CTR | JRCC DISTRIBUTION SYSTEM | FSD | 1
VA4075735 | PB | LC | RT | Y | DS001 | LC013 | BJJC MAINTENANCE SHOP | JAMES RIVER CORRECTIONAL CTR | JRCC DISTRIBUTION SYSTEM | FSD | 1
VA4075735 | PB | LC | RT | Y | DS001 | LC014 | VCCW WASTWATER PLANT | JAMES RIVER CORRECTIONAL CTR | JRCC DISTRIBUTION SYSTEM | FSD | 1
VA4075735 | PB | LC | RT | Y | DS001 | LC015 | PCC CAPITAL CONST ADMIN | JAMES RIVER CORRECTIONAL CTR | JRCC DISTRIBUTION SYSTEM | FSD | 1
VA4075735 | PB | LC | RT | Y | DS001 | LC016 | PCC CAPITAL CONST SHOP | JAMES RIVER CORRECTIONAL CTR | JRCC DISTRIBUTION SYSTEM | FSD | 1
VA4075735 | PB | LC | RT | Y | DS001 | LC017 | PCC LICENSE PLT WRHS | JAMES RIVER CORRECTIONAL CTR | JRCC DISTRIBUTION SYSTEM | FSD | 1
VA4075735 | PB | LC | RT | Y | DS001 | LC030 | PCC MAINTENANCE SHOP | JAMES RIVER CORRECTIONAL CTR | JRCC DISTRIBUTION SYSTEM | FSD | 1
VA4075735 | PB | LC | RT | Y | DS001 | LC040 | VCCW ELECTRICAL SHOP | JAMES RIVER CORRECTIONAL CTR | JRCC DISTRIBUTION SYSTEM | FSD | 1
VA4075735 | PB | LC | RT | Y | DS001 | LC041 | VCCW GREENHOUSE | JAMES RIVER CORRECTIONAL CTR | JRCC DISTRIBUTION SYSTEM | FSD | 1
VA4075735 | PB | LC | RT | Y | DS001 | LC042 | VCCW SCHOOL | JAMES RIVER CORRECTIONAL CTR | JRCC DISTRIBUTION SYSTEM | FSD | 1
VA4075735 | PB | LC | RT | Y | DS001 | LC043 | VCCW OFFICER TRAIN SCHL | JAMES RIVER CORRECTIONAL CTR | JRCC DISTRIBUTION SYSTEM | FSD | 1
VA4075735 | GE | FL2 | ST | N | EP001 | EP001 | WTP CLEARWELL | JAMES RIVER CORRECTIONAL CTR | WTP ENTRY POINT |  | 3
VA4075735 | GE | INO | RT | Y | EP001 | EP001 | WTP CLEARWELL | JAMES RIVER CORRECTIONAL CTR | WTP ENTRY POINT |  | 1
VA4075735 | GE | MET | RT | Y | EP001 | EP001 | WTP CLEARWELL | JAMES RIVER CORRECTIONAL CTR | WTP ENTRY POINT |  | 1
VA4075735 | GE | NIT | RT | Y | EP001 | EP001 | WTP CLEARWELL | JAMES RIVER CORRECTIONAL CTR | WTP ENTRY POINT |  | 1
VA4075735 | GE | VOC | RT | Y | EP001 | EP001 | WTP CLEARWELL | JAMES RIVER CORRECTIONAL CTR | WTP ENTRY POINT |  | 1
VA4085037 | PB | LC | RT | Y | DS001 | LC001 | 9159 ATLEE (ECKERD) | ATLEE SQUARE SHOPPING CENTER | DISTRIBUTION - ATLEE SQUARE | FSD | 1
VA4085037 | PB | LC | RT | Y | DS001 | LC008 | 9173 ATLEE-CHIRO | ATLEE SQUARE SHOPPING CENTER | DISTRIBUTION - ATLEE SQUARE | FSD | 1
VA4085037 | PB | LC | RT | Y | DS001 | LC010 | 9161 ATLEE-LIBRARY | ATLEE SQUARE SHOPPING CENTER | DISTRIBUTION - ATLEE SQUARE | FSD | 1
VA4085037 | PB | LC | RT | Y | DS001 | LC011 | 9161A ATLEE ROAD | ATLEE SQUARE SHOPPING CENTER | DISTRIBUTION - ATLEE SQUARE | FSD | 1
VA4085037 | PB | LC | RT | Y | DS001 | LC012 | 9165 ATLEE ROAD | ATLEE SQUARE SHOPPING CENTER | DISTRIBUTION - ATLEE SQUARE | FSD | 1
VA4085047 | GE | HAA | RT | Y | DS001 | DBP01 | 7427 STRAWHORN RD | AVONDALE | DISTRIBUTION - AVONDALE |  | 1
VA4085047 | GE | THM | RT | Y | DS001 | DBP01 | 7427 STRAWHORN RD | AVONDALE | DISTRIBUTION - AVONDALE |  | 1
VA4085047 | PB | LC | RT | Y | DS001 | LC001 | 9225 DERWENT DR | AVONDALE | DISTRIBUTION - AVONDALE | FSD | 1
VA4085047 | PB | LC | RT | Y | DS001 | LC002 | 9145 CHARTWELL CT | AVONDALE | DISTRIBUTION - AVONDALE | FSD | 1
VA4085047 | PB | LC | RT | Y | DS001 | LC007 | 7565 STUDLEY RD | AVONDALE | DISTRIBUTION - AVONDALE | FSD | 1
VA4085047 | PB | LC | RT | Y | DS001 | LC015 | 7994 CHARTWELL DRIVE | AVONDALE | DISTRIBUTION - AVONDALE | FSD | 1
VA4085047 | PB | LC | RT | Y | DS001 | LC017 | 9286 COLESBURY DRIVE | AVONDALE | DISTRIBUTION - AVONDALE | FSD | 1
VA4085047 | PB | LC | RT | Y | DS001 | LC020 | 7377 SEDGEMOOR CR. | AVONDALE | DISTRIBUTION - AVONDALE | FSD | 1
VA4085047 | PB | LC | RT | Y | DS001 | LC025 | 7559 STUDLEY ROAD | AVONDALE | DISTRIBUTION - AVONDALE | FSD | 1
VA4085047 | PB | LC | RT | Y | DS001 | LC028 | 8000 CHARTWELL DRIVE | AVONDALE | DISTRIBUTION - AVONDALE | FSD | 1
VA4085047 | PB | LC | RT | Y | DS001 | LC029 | 9285 COLESBURY DRIVE | AVONDALE | DISTRIBUTION - AVONDALE | FSD | 1
VA4085047 | PB | LC | RT | Y | DS001 | LC031 | 9267 COLESBURY DRIVE | AVONDALE | DISTRIBUTION - AVONDALE | FSD | 1
VA4085052 | GE | NIT | RT | Y | EP001 | EP001 | HYDRO TANK | BAPTIST MISSIONARY LEARNING CENTER | ENTRY POINT #1 |  | 1
VA4085072 | GE | HAA | RT | Y | DS001 | DBP01 | KITCHEN HAND SINK | BEAVERDAM BAPTIST | DISTRIBUTION |  | 1
VA4085072 | GE | THM | RT | Y | DS001 | DBP01 | KITCHEN HAND SINK | BEAVERDAM BAPTIST | DISTRIBUTION |  | 1
VA4085072 | PB | LC | RT | Y | DS001 | LC001 | KITCHEN SINK 1 | BEAVERDAM BAPTIST | DISTRIBUTION | FSD | 1
VA4085072 | PB | LC | RT | Y | DS001 | LC002 | ROOM 115 SINK | BEAVERDAM BAPTIST | DISTRIBUTION | FSD | 1
VA4085072 | PB | LC | RT | Y | DS001 | LC003 | ROOM 126 SINK | BEAVERDAM BAPTIST | DISTRIBUTION | FSD | 1
VA4085072 | PB | LC | RT | Y | DS001 | LC004 | KITCHEN SINK 2 | BEAVERDAM BAPTIST | DISTRIBUTION | FSD | 1
VA4085072 | PB | LC | RT | Y | DS001 | LC005 | RESTROOM 2 | BEAVERDAM BAPTIST | DISTRIBUTION | FSD | 1
VA4085072 | GE | VOC | RT | Y | EP001 | EP001 | TAP @ BLADDER TANK | BEAVERDAM BAPTIST | ENTRY POINT #1 |  | 1
VA4085080 | GE | HAA | RT | Y | DS001 | DBP01 | H/S PRIMARY KITCHEN | BEREA BAPTIST CHURCH | DISTRIBUTION - BEREA BAPTIST |  | 1
VA4085080 | GE | THM | RT | Y | DS001 | DBP01 | H/S PRIMARY KITCHEN | BEREA BAPTIST CHURCH | DISTRIBUTION - BEREA BAPTIST |  | 1
VA4085080 | PB | LC | RT | Y | DS001 | LC001 | FELLO HALL H/S PRIMARY KITCHEN SINK(020) | BEREA BAPTIST CHURCH | DISTRIBUTION - BEREA BAPTIST | FSD | 1
VA4085080 | PB | LC | RT | Y | DS001 | LC005 | CLASS ROOM RR (01D) | BEREA BAPTIST CHURCH | DISTRIBUTION - BEREA BAPTIST | FSD | 1
VA4085080 | PB | LC | RT | Y | DS001 | LC006 | NURSERY KITCHEN SINK(010) | BEREA BAPTIST CHURCH | DISTRIBUTION - BEREA BAPTIST | FSD | 1
VA4085080 | PB | LC | RT | Y | DS001 | LC007 | ENRTY RESTROOM SINK | BEREA BAPTIST CHURCH | DISTRIBUTION - BEREA BAPTIST | FSD | 1
VA4085080 | PB | LC | RT | Y | DS001 | LC010 | RR #2 MAIN CHURCH (0U1) | BEREA BAPTIST CHURCH | DISTRIBUTION - BEREA BAPTIST | FSD | 1
VA4085129 | PB | LC | RT | Y | DS001 | LC006 | KITCHEN-DISWASHER ROOM | CALVARY PENTECOSTAL CAMP | DISTRIBUTION - CALVARY PENTECOSTAL | FSD | 1
VA4085129 | PB | LC | RT | Y | DS001 | LC007 | KITCHEN-FOOD PREP ROOM | CALVARY PENTECOSTAL CAMP | DISTRIBUTION - CALVARY PENTECOSTAL | FSD | 1
VA4085129 | PB | LC | RT | Y | DS001 | LC008 | KITCHEN- POT CLEANING ROOM | CALVARY PENTECOSTAL CAMP | DISTRIBUTION - CALVARY PENTECOSTAL | FSD | 1
VA4085129 | PB | LC | RT | Y | DS001 | LC009 | GREEN DOOR - OUTSIDE SPIGOT | CALVARY PENTECOSTAL CAMP | DISTRIBUTION - CALVARY PENTECOSTAL | FSD | 1
VA4085129 | PB | LC | RT | Y | DS001 | LC011 | RED DOOR - OUTSIDE SPIGOT | CALVARY PENTECOSTAL CAMP | DISTRIBUTION - CALVARY PENTECOSTAL | FSD | 1
VA4085140 | GE | HAA | RT | Y | DS001 | DBP01 | 7380 LEXINGTON DR | CHERRYDALE SUBDIVISION | DISTRIBUTION - CHERRYDALE |  | 1
VA4085140 | GE | THM | RT | Y | DS001 | DBP01 | 7380 LEXINGTON DR | CHERRYDALE SUBDIVISION | DISTRIBUTION - CHERRYDALE |  | 1
VA4085155 | PB | LC | RT | Y | DS001 | LC002 | 10248 KORONA DR | COLONIAL FOREST | DISTRIBUTION - COLONIAL FOREST | FSD | 1
VA4085155 | PB | LC | RT | Y | DS001 | LC004 | 7272 WINDERMERE DR | COLONIAL FOREST | DISTRIBUTION - COLONIAL FOREST | FSD | 1
VA4085155 | PB | LC | RT | Y | DS001 | LC007 | 10241 KORONA DRIVE | COLONIAL FOREST | DISTRIBUTION - COLONIAL FOREST | FSD | 1
VA4085155 | PB | LC | RT | Y | DS001 | LC008 | 10227 WANZER HILL RD | COLONIAL FOREST | DISTRIBUTION - COLONIAL FOREST | FSD | 1
VA4085155 | PB | LC | RT | Y | DS001 | LC010 | 10231 FENHOLLOWAY | COLONIAL FOREST | DISTRIBUTION - COLONIAL FOREST | FSD | 1
VA4085155 | GE | RAD | RT | Y | EP001 | EP001 | HYDRO TANK-WELL 1 | COLONIAL FOREST | ENTRY POINT NO 1 |  | 1
VA4085155 | GE | VOC | RT | Y | EP001 | EP001 | HYDRO TANK-WELL 1 | COLONIAL FOREST | ENTRY POINT NO 1 |  | 1
VA4085155 | GE | INO | RT | Y | EP002 | EP002 | HYDRO TANK-WELL 2 | COLONIAL FOREST | ENTRY POINT NO 2 |  | 1
VA4085155 | GE | MET | RT | Y | EP002 | EP002 | HYDRO TANK-WELL 2 | COLONIAL FOREST | ENTRY POINT NO 2 |  | 1
VA4085155 | GE | RAD | RT | Y | EP002 | EP002 | HYDRO TANK-WELL 2 | COLONIAL FOREST | ENTRY POINT NO 2 |  | 1
VA4085275 | GE | VOC | RT | Y | EP001 | EP001 | KITCHEN SINK | FASMART 22 | ENTRY POINT |  | 1
VA4085275 | GE | VOC | RT | Y | WL001 | RW001 | RAW TAP WELL #1 | FASMART 22 | WELL |  | 1
VA4085320 | PB | LC | RT | Y | DS001 | LC001 | 11008 SUGARLOAF DR | GEORGETOWN SUBDIVISION | DISTRIBUTION - GEORGETOWN | FSD | 1
VA4085320 | PB | LC | RT | Y | DS001 | LC002 | 7293 PEANUT LANE | GEORGETOWN SUBDIVISION | DISTRIBUTION - GEORGETOWN | FSD | 1
VA4085320 | PB | LC | RT | Y | DS001 | LC003 | 7242 PEANUT LANE | GEORGETOWN SUBDIVISION | DISTRIBUTION - GEORGETOWN | FSD | 1
VA4085320 | PB | LC | RT | Y | DS001 | LC004 | 11051 MILL POND ROAD | GEORGETOWN SUBDIVISION | DISTRIBUTION - GEORGETOWN | FSD | 1
VA4085320 | PB | LC | RT | Y | DS001 | LC005 | 10997 SUGARLOAF DR | GEORGETOWN SUBDIVISION | DISTRIBUTION - GEORGETOWN | FSD | 1
VA4085335 | GE | HAA | RT | Y | DS001 | DBP01 | 13228 COURTHOUSE RD | HANOVER COURTHOUSE | DISTRIBUTION - HANOVER COURTHOUSE |  | 1
VA4085335 | GE | THM | RT | Y | DS001 | DBP01 | 13228 COURTHOUSE RD | HANOVER COURTHOUSE | DISTRIBUTION - HANOVER COURTHOUSE |  | 1
VA4085344 | GE | NIT | RT | Y | EP001 | EP001 | BLADDER TANK-TAYLOR | TAYLOR HOUSE COMPLEX | ENTRY POINT - WELLWATER |  | 1
VA4085350 | PB | LC | RT | Y | DS001 | LC003 | 6412 CAMILLE DR. | HANOVER FARMS | DISTRIBUTION - HANOVER FARMS | FSD | 1
VA4085350 | PB | LC | RT | Y | DS001 | LC005 | 6477 CAMILLE DR. | HANOVER FARMS | DISTRIBUTION - HANOVER FARMS | FSD | 1
VA4085350 | PB | LC | RT | Y | DS001 | LC006 | 6344 CAMILLE DR. | HANOVER FARMS | DISTRIBUTION - HANOVER FARMS | FSD | 1
VA4085350 | PB | LC | RT | Y | DS001 | LC007 | 6532 CAMILLE DR. | HANOVER FARMS | DISTRIBUTION - HANOVER FARMS | FSD | 1
VA4085350 | PB | LC | RT | Y | DS001 | LC008 | 6558 CAMILLE DR. | HANOVER FARMS | DISTRIBUTION - HANOVER FARMS | FSD | 1
VA4085370 | GE | NIT | RT | Y | EP001 | EP001 | TAP AT DINING HALL | VA PUBLIC SAFETY TRAINING CENTER | ENTRY POINT |  | 1
VA4085390 | PB | LC | RT | Y | DS001 | LC002 | 7047 SIMPKINS CT | HIGH POINT FARMS NO. 1 | DISTRIBUTION - HIGH POINT | FSD | 1
VA4085390 | PB | LC | RT | Y | DS001 | LC010 | 7075 BONNIEFIELD | HIGH POINT FARMS NO. 1 | DISTRIBUTION - HIGH POINT | FSD | 1
VA4085390 | PB | LC | RT | Y | DS001 | LC011 | 7048 SIMPKINS COURT | HIGH POINT FARMS NO. 1 | DISTRIBUTION - HIGH POINT | FSD | 1
VA4085390 | PB | LC | RT | Y | DS001 | LC014 | 6287 TAMMY LANE | HIGH POINT FARMS NO. 1 | DISTRIBUTION - HIGH POINT | FSD | 1
VA4085390 | PB | LC | RT | Y | DS001 | LC017 | 6355 TAMMY LANE | HIGH POINT FARMS NO. 1 | DISTRIBUTION - HIGH POINT | FSD | 1
VA4085398 | GE | HAA | RT | Y | DS001 | DBP14 | 7380 PENRITH-THM | HANOVER SUBURBAN WATER SYSTEM | DISTRIBUTION - RICHMOND ZONE |  | 1
VA4085398 | GE | THM | RT | Y | DS001 | DBP14 | 7380 PENRITH-THM | HANOVER SUBURBAN WATER SYSTEM | DISTRIBUTION - RICHMOND ZONE |  | 1
VA4085398 | GE | HAA | RT | Y | DS001 | DBP16 | 6420 BOATSWAIN LN. | HANOVER SUBURBAN WATER SYSTEM | DISTRIBUTION - RICHMOND ZONE |  | 1
VA4085398 | GE | THM | RT | Y | DS001 | DBP16 | 6420 BOATSWAIN LN. | HANOVER SUBURBAN WATER SYSTEM | DISTRIBUTION - RICHMOND ZONE |  | 1
VA4085398 | GE | HAA | RT | Y | DS001 | DBP17 | 13155 OVERHILL DRIVE | HANOVER SUBURBAN WATER SYSTEM | DISTRIBUTION - RICHMOND ZONE |  | 1
VA4085398 | GE | THM | RT | Y | DS001 | DBP17 | 13155 OVERHILL DRIVE | HANOVER SUBURBAN WATER SYSTEM | DISTRIBUTION - RICHMOND ZONE |  | 1
VA4085398 | PB | LC | RT | Y | DS001 | LC001 | 8271 OAKFIELD LN | HANOVER SUBURBAN WATER SYSTEM | DISTRIBUTION - RICHMOND ZONE | FSD | 1
VA4085398 | PB | LC | RT | Y | DS001 | LC018 | 6267 FIELDSHIRE CT | HANOVER SUBURBAN WATER SYSTEM | DISTRIBUTION - RICHMOND ZONE | FSD | 1
VA4085398 | PB | LC | RT | Y | DS001 | LC019 | 17 TROTTER MILL CLOSE | HANOVER SUBURBAN WATER SYSTEM | DISTRIBUTION - RICHMOND ZONE | FSD | 1
VA4085398 | PB | LC | RT | Y | DS001 | LC020 | 206 DEWEY LN | HANOVER SUBURBAN WATER SYSTEM | DISTRIBUTION - RICHMOND ZONE | FSD | 1
VA4085398 | PB | LC | RT | Y | DS001 | LC021 | 506 NORTH CENTER ST | HANOVER SUBURBAN WATER SYSTEM | DISTRIBUTION - RICHMOND ZONE | FSD | 1
VA4085398 | PB | LC | RT | Y | DS001 | LC023 | 112 MACON CT | HANOVER SUBURBAN WATER SYSTEM | DISTRIBUTION - RICHMOND ZONE | FSD | 1
VA4085398 | PB | LC | RT | Y | DS001 | LC025 | 114 LEE AVE | HANOVER SUBURBAN WATER SYSTEM | DISTRIBUTION - RICHMOND ZONE | FSD | 1
VA4085398 | PB | LC | RT | Y | DS001 | LC026 | 334 NORTH SNEAD ST | HANOVER SUBURBAN WATER SYSTEM | DISTRIBUTION - RICHMOND ZONE | FSD | 1
VA4085398 | PB | LC | RT | Y | DS001 | LC027 | 501 JOHN ST | HANOVER SUBURBAN WATER SYSTEM | DISTRIBUTION - RICHMOND ZONE | FSD | 1
VA4085398 | PB | LC | RT | Y | DS001 | LC028 | 504A NORTH CENTER ST | HANOVER SUBURBAN WATER SYSTEM | DISTRIBUTION - RICHMOND ZONE | FSD | 1
VA4085398 | PB | LC | RT | Y | DS001 | LC029 | 8049 COBERLY CT | HANOVER SUBURBAN WATER SYSTEM | DISTRIBUTION - RICHMOND ZONE | FSD | 1
VA4085398 | PB | LC | RT | Y | DS001 | LC030 | 10001KINGS DOMINIONS BLVD | HANOVER SUBURBAN WATER SYSTEM | DISTRIBUTION - RICHMOND ZONE | FSD | 1
VA4085398 | PB | LC | RT | Y | DS001 | LC031 | 15326 BINNS RD | HANOVER SUBURBAN WATER SYSTEM | DISTRIBUTION - RICHMOND ZONE | FSD | 1
VA4085398 | PB | LC | RT | Y | DS001 | LC032 | 6415 SELBY LN | HANOVER SUBURBAN WATER SYSTEM | DISTRIBUTION - RICHMOND ZONE | FSD | 1
VA4085398 | PB | LC | RT | Y | DS001 | LC033 | 8044 COBERLY CT | HANOVER SUBURBAN WATER SYSTEM | DISTRIBUTION - RICHMOND ZONE | FSD | 1
VA4085398 | PB | LC | RT | Y | DS001 | LC035 | 7043 POTEET LN | HANOVER SUBURBAN WATER SYSTEM | DISTRIBUTION - RICHMOND ZONE | FSD | 1
VA4085398 | GE | HAA | RT | Y | DS002 | DBP23 | 121 THOMPSON ST-THM | HANOVER SUBURBAN WATER SYSTEM | DISTRIBUTION - DOSWELL ZONE |  | 1
VA4085398 | GE | THM | RT | Y | DS002 | DBP23 | 121 THOMPSON ST-THM | HANOVER SUBURBAN WATER SYSTEM | DISTRIBUTION - DOSWELL ZONE |  | 1
VA4085398 | GE | HAA | RT | Y | DS002 | DBP25 | 10076 KINGS DOMINION BLVD | HANOVER SUBURBAN WATER SYSTEM | DISTRIBUTION - DOSWELL ZONE |  | 1
VA4085398 | GE | THM | RT | Y | DS002 | DBP25 | 10076 KINGS DOMINION BLVD | HANOVER SUBURBAN WATER SYSTEM | DISTRIBUTION - DOSWELL ZONE |  | 1
VA4085398 | GE | HAA | RT | Y | DS002 | DBP26 | 506 N. CENTER ST. | HANOVER SUBURBAN WATER SYSTEM | DISTRIBUTION - DOSWELL ZONE |  | 1
VA4085398 | GE | THM | RT | Y | DS002 | DBP26 | 506 N. CENTER ST. | HANOVER SUBURBAN WATER SYSTEM | DISTRIBUTION - DOSWELL ZONE |  | 1
VA4085398 | GE | HAA | RT | Y | DS002 | DBP27 | 14519 AUGUSTA LN. | HANOVER SUBURBAN WATER SYSTEM | DISTRIBUTION - DOSWELL ZONE |  | 1
VA4085398 | GE | THM | RT | Y | DS002 | DBP27 | 14519 AUGUSTA LN. | HANOVER SUBURBAN WATER SYSTEM | DISTRIBUTION - DOSWELL ZONE |  | 1
VA4085398 | GE | HAA | RT | Y | DS002 | DBP28 | 16414 WASHINGTON HWY. | HANOVER SUBURBAN WATER SYSTEM | DISTRIBUTION - DOSWELL ZONE |  | 1
VA4085398 | GE | THM | RT | Y | DS002 | DBP28 | 16414 WASHINGTON HWY. | HANOVER SUBURBAN WATER SYSTEM | DISTRIBUTION - DOSWELL ZONE |  | 1
VA4085398 | GE | FL2 | ST | N | EP011 | EP011 | DOSWELL WTP FINISH | HANOVER SUBURBAN WATER SYSTEM | DOSWELL WTP (EP#011) |  | 3
VA4085398 | GE | TOA | RT | Y | IN011 | RW011 | DOSWELL INTAKE | HANOVER SUBURBAN WATER SYSTEM | NORTH ANNA RWI |  | 3
VA4085398 | GE | TOC | RT | Y | TP011 | UP011 | TOC COMB. FILTER EFF | HANOVER SUBURBAN WATER SYSTEM | DOSWELL WTP |  | 3
VA4085415 | GE | HAA | RT | Y | DS001 | DBP01 | 8373 COLMAR DR. | HOLLY RIDGE NO 1 | DISTRIBUTION - HOLLY RIDGE |  | 1
VA4085415 | GE | THM | RT | Y | DS001 | DBP01 | 8373 COLMAR DR. | HOLLY RIDGE NO 1 | DISTRIBUTION - HOLLY RIDGE |  | 1
VA4085415 | PB | LC | RT | Y | DS001 | LC001 | 8398 KAYE DR. | HOLLY RIDGE NO 1 | DISTRIBUTION - HOLLY RIDGE | FSD | 1
VA4085415 | PB | LC | RT | Y | DS001 | LC002 | 8436 RAINEY DR | HOLLY RIDGE NO 1 | DISTRIBUTION - HOLLY RIDGE | FSD | 1
VA4085415 | PB | LC | RT | Y | DS001 | LC003 | 8324 HOLLY RIDGE RD | HOLLY RIDGE NO 1 | DISTRIBUTION - HOLLY RIDGE | FSD | 1
VA4085415 | PB | LC | RT | Y | DS001 | LC006 | 8339 COMPASS DRIVE | HOLLY RIDGE NO 1 | DISTRIBUTION - HOLLY RIDGE | FSD | 1
VA4085415 | PB | LC | RT | Y | DS001 | LC010 | 8378 COLMAR DRIVE | HOLLY RIDGE NO 1 | DISTRIBUTION - HOLLY RIDGE | FSD | 1
VA4085525 | GE | HAA | RT | Y | DS001 | DBP03 | MECHANICS. BAPTIST | MAYFIELD FARMS | DISTRIBUTION - MAYFIELD FARMS |  | 1
VA4085525 | GE | THM | RT | Y | DS001 | DBP03 | MECHANICS. BAPTIST | MAYFIELD FARMS | DISTRIBUTION - MAYFIELD FARMS |  | 1
VA4085525 | PB | LC | RT | Y | DS001 | LC003 | 8209 CARTER LN | MAYFIELD FARMS | DISTRIBUTION - MAYFIELD FARMS | FSD | 1
VA4085525 | PB | LC | RT | Y | DS001 | LC005 | 8049 S. MAYFIELD LN | MAYFIELD FARMS | DISTRIBUTION - MAYFIELD FARMS | FSD | 1
VA4085525 | PB | LC | RT | Y | DS001 | LC007 | 8228 S. MAYFIELD LN | MAYFIELD FARMS | DISTRIBUTION - MAYFIELD FARMS | FSD | 1
VA4085525 | PB | LC | RT | Y | DS001 | LC009 | 8071 S. MAYFIELD LN | MAYFIELD FARMS | DISTRIBUTION - MAYFIELD FARMS | FSD | 1
VA4085525 | PB | LC | RT | Y | DS001 | LC014 | 8240 S. MAYFIELD LN | MAYFIELD FARMS | DISTRIBUTION - MAYFIELD FARMS | FSD | 1
VA4085525 | PB | LC | RT | Y | DS001 | LC017 | 8064 GLENBROOK DR | MAYFIELD FARMS | DISTRIBUTION - MAYFIELD FARMS | FSD | 1
VA4085525 | PB | LC | RT | Y | DS001 | LC022 | 8178 HOLLY LN | MAYFIELD FARMS | DISTRIBUTION - MAYFIELD FARMS | FSD | 1
VA4085525 | PB | LC | RT | Y | DS001 | LC023 | 8144 BROOK DR | MAYFIELD FARMS | DISTRIBUTION - MAYFIELD FARMS | FSD | 1
VA4085525 | PB | LC | RT | Y | DS001 | LC025 | 8138 BROOK DRIVE | MAYFIELD FARMS | DISTRIBUTION - MAYFIELD FARMS | FSD | 1
VA4085525 | PB | LC | RT | Y | DS001 | LC028 | 8160 HOLLY LN | MAYFIELD FARMS | DISTRIBUTION - MAYFIELD FARMS | FSD | 1
VA4085550 | GE | NIT | RT | Y | EP001 | EP001 | TAP @ HYDRO TANK | MOUNTAIN RUN | ENTRY POINT #1 |  | 3
VA4085550 | GE | NIT | RT | Y | WL002 | RW002 | WELL #2, RAW WATER, BEFORE TREATMENT | MOUNTAIN RUN | WELL #2 (TANK HOUSE) |  | 3
VA4085597 | PB | LC | RT | Y | DS001 | LC004 | 16601 MOUNTAIN ROAD, HND SNK, BAMBOO CHI | MONTPELIER SHOPS | DISTRIBUTION - MONTPELIER SHOPS | FSD | 1
VA4085597 | PB | LC | RT | Y | DS001 | LC005 | 16603 MOUNTAIN RD., HND SNK, CHIROPRACTR | MONTPELIER SHOPS | DISTRIBUTION - MONTPELIER SHOPS | FSD | 1
VA4085597 | PB | LC | RT | Y | DS001 | LC006 | 16619 MOUNTAIN RD, F LYON, H SNK, STF BR | MONTPELIER SHOPS | DISTRIBUTION - MONTPELIER SHOPS | FSD | 1
VA4085597 | PB | LC | RT | Y | DS001 | LC007 | 16623 MOUNTAIN RD., HND SNK, KARA NAILS | MONTPELIER SHOPS | DISTRIBUTION - MONTPELIER SHOPS | FSD | 1
VA4085597 | PB | LC | RT | Y | DS001 | LC008 | 16633 MOUNTAN RD., HND SNK, SUBWAY | MONTPELIER SHOPS | DISTRIBUTION - MONTPELIER SHOPS | FSD | 1
VA4085630 | PB | LC | RT | Y | DS001 | LC003 | 12352 LEES LANE | OAK HILL ESTATES | DISTRIBUTION - OAK HILL EST. | FSD | 1
VA4085630 | PB | LC | RT | Y | DS001 | LC004 | 12331 LEES LANE | OAK HILL ESTATES | DISTRIBUTION - OAK HILL EST. | FSD | 1
VA4085630 | PB | LC | RT | Y | DS001 | LC005 | 12320 WILDWOOD BLVD | OAK HILL ESTATES | DISTRIBUTION - OAK HILL EST. | FSD | 1
VA4085630 | PB | LC | RT | Y | DS001 | LC007 | 12029 SUNSET DRIVE | OAK HILL ESTATES | DISTRIBUTION - OAK HILL EST. | FSD | 1
VA4085630 | PB | LC | RT | Y | DS001 | LC009 | 12341 WILDWOOD BLVD | OAK HILL ESTATES | DISTRIBUTION - OAK HILL EST. | FSD | 1
VA4085700 | PB | LC | RT | Y | DS001 | LC002 | 9525 WILLIAMSVILLE | RAINIER ESTATES | DISTRIBUTION - RAINIER | FSD | 1
VA4085700 | PB | LC | RT | Y | DS001 | LC005 | 5477 RAINIER DR. | RAINIER ESTATES | DISTRIBUTION - RAINIER | FSD | 1
VA4085700 | PB | LC | RT | Y | DS001 | LC006 | 9480 SHELLEY DRIVE | RAINIER ESTATES | DISTRIBUTION - RAINIER | FSD | 1
VA4085700 | PB | LC | RT | Y | DS001 | LC007 | 9555 WILLIAMSVILLE | RAINIER ESTATES | DISTRIBUTION - RAINIER | FSD | 1
VA4085700 | PB | LC | RT | Y | DS001 | LC010 | 9467 SHELLEY DR | RAINIER ESTATES | DISTRIBUTION - RAINIER | FSD | 1
VA4085730 | GE | HAA | RT | Y | DS001 | DBP01 | HUMAN RESOURCES | SUPERVALU - MECHANICSVILLE | DISTRIBUTION - RICHFOOD HOLDINGS |  | 1
VA4085730 | GE | THM | RT | Y | DS001 | DBP01 | HUMAN RESOURCES | SUPERVALU - MECHANICSVILLE | DISTRIBUTION - RICHFOOD HOLDINGS |  | 1
VA4085902 | GE | HAA | RT | Y | DS001 | DBP01 | 7046 WALGROVE CT. | WALNUT GROVE NO 1 | DISTRIBUTION - WALNUT GROVE |  | 1
VA4085902 | GE | THM | RT | Y | DS001 | DBP01 | 7046 WALGROVE CT. | WALNUT GROVE NO 1 | DISTRIBUTION - WALNUT GROVE |  | 1
VA4085902 | PB | LC | RT | Y | DS001 | LC002 | 7009 WALGROVE CT | WALNUT GROVE NO 1 | DISTRIBUTION - WALNUT GROVE | FSD | 1
VA4085902 | PB | LC | RT | Y | DS001 | LC003 | 7045 WALGROVE CT | WALNUT GROVE NO 1 | DISTRIBUTION - WALNUT GROVE | FSD | 1
VA4085902 | PB | LC | RT | Y | DS001 | LC006 | 7042 WALGROVE CT | WALNUT GROVE NO 1 | DISTRIBUTION - WALNUT GROVE | FSD | 1
VA4085902 | PB | LC | RT | Y | DS001 | LC009 | 7047 WALGROVE CT | WALNUT GROVE NO 1 | DISTRIBUTION - WALNUT GROVE | FSD | 1
VA4085902 | PB | LC | RT | Y | DS001 | LC010 | 7041 WALGROVE | WALNUT GROVE NO 1 | DISTRIBUTION - WALNUT GROVE | FSD | 1
VA4085902 | GE | RAD | RT | Y | EP001 | EP001 | TAP @ HYDRO TANK | WALNUT GROVE NO 1 | ENTRY POINT |  | 1
VA4085902 | GE | VOC | RT | Y | EP001 | EP001 | TAP @ HYDRO TANK | WALNUT GROVE NO 1 | ENTRY POINT |  | 1
VA4085756 | GE | HAA | RT | Y | DS001 | DBP01 | ROOM # J2 COST CLOSET SINK | SOUTH ANNA ELEMENTARY SCHOOL | DISTRIBUTION - SOUTH ANNA ES |  | 1
VA4085756 | GE | THM | RT | Y | DS001 | DBP01 | ROOM # J2 COST CLOSET SINK | SOUTH ANNA ELEMENTARY SCHOOL | DISTRIBUTION - SOUTH ANNA ES |  | 1
VA4085770 | GE | THM | RT | Y | DS001 | DBP01 | 7361 SANDY LANE, SPRING MEADOWS | SPRING MEADOWS-MEADOW GATE | DISTRIBUTION - SPRING MEADOWS |  | 1
VA4085770 | GE | HAA | RT | Y | DS001 | DBP04 | 7242 BELLSPRING DR. (LOT 18) | SPRING MEADOWS-MEADOW GATE | DISTRIBUTION - SPRING MEADOWS |  | 1
VA4085770 | GE | VOC | RT | Y | EP002 | EP002 | HYDRO@MDWGATE#2 | SPRING MEADOWS-MEADOW GATE | EP #2 (MG #2) |  | 1
VA4087125 | GE | HAA | RT | Y | DS001 | DB013 | SHADY GR. PS | HENRICO COUNTY WATER SYSTEM | DISTRIBUTION- HENRICO ZONE |  | 1
VA4087125 | GE | THM | RT | Y | DS001 | DB013 | SHADY GR. PS | HENRICO COUNTY WATER SYSTEM | DISTRIBUTION- HENRICO ZONE |  | 1
VA4087125 | GE | HAA | RT | Y | DS001 | DB015 | THREE CHOPT TANK | HENRICO COUNTY WATER SYSTEM | DISTRIBUTION- HENRICO ZONE |  | 1
VA4087125 | GE | THM | RT | Y | DS001 | DB015 | THREE CHOPT TANK | HENRICO COUNTY WATER SYSTEM | DISTRIBUTION- HENRICO ZONE |  | 1
VA4087125 | GE | HAA | RT | Y | DS001 | DB017 | 3705 BROADGATE DR | HENRICO COUNTY WATER SYSTEM | DISTRIBUTION- HENRICO ZONE |  | 1
VA4087125 | GE | THM | RT | Y | DS001 | DB017 | 3705 BROADGATE DR | HENRICO COUNTY WATER SYSTEM | DISTRIBUTION- HENRICO ZONE |  | 1
VA4087125 | PB | LC | RT | Y | DS001 | LCR001 | 10113 CHRISTIANO DRIVE | HENRICO COUNTY WATER SYSTEM | DISTRIBUTION- HENRICO ZONE | FSD | 1
VA4087125 | PB | LC | RT | Y | DS001 | LCR002 | 501 BELLE GROVE LANE | HENRICO COUNTY WATER SYSTEM | DISTRIBUTION- HENRICO ZONE | FSD | 1
VA4087125 | PB | LC | RT | Y | DS001 | LCR003 | 205 CYRIL LANE | HENRICO COUNTY WATER SYSTEM | DISTRIBUTION- HENRICO ZONE | FSD | 1
VA4087125 | PB | LC | RT | Y | DS001 | LCR004 | 12511 EVANSDALE ROAD | HENRICO COUNTY WATER SYSTEM | DISTRIBUTION- HENRICO ZONE | FSD | 1
VA4087125 | PB | LC | RT | Y | DS001 | LCR005 | 11100 FOX MEADOW DRIVE | HENRICO COUNTY WATER SYSTEM | DISTRIBUTION- HENRICO ZONE | FSD | 1
VA4087125 | PB | LC | RT | Y | DS001 | LCR006 | 1803 TIMBERMEAD COURT | HENRICO COUNTY WATER SYSTEM | DISTRIBUTION- HENRICO ZONE | FSD | 1
VA4087125 | PB | LC | RT | Y | DS001 | LCR007 | 10920 GREENAIRE PLACE | HENRICO COUNTY WATER SYSTEM | DISTRIBUTION- HENRICO ZONE | FSD | 1
VA4087125 | PB | LC | RT | Y | DS001 | LCR008 | 3207 PELL STREET | HENRICO COUNTY WATER SYSTEM | DISTRIBUTION- HENRICO ZONE | FSD | 1
VA4087125 | PB | LC | RT | Y | DS001 | LCR009 | 10942 GREENAIRE PLACE | HENRICO COUNTY WATER SYSTEM | DISTRIBUTION- HENRICO ZONE | FSD | 1
VA4087125 | PB | LC | RT | Y | DS001 | LCR010 | 3001 DRAGANA DRIVE | HENRICO COUNTY WATER SYSTEM | DISTRIBUTION- HENRICO ZONE | FSD | 1
VA4087125 | PB | LC | RT | Y | DS001 | LCR011 | 10814 WESTEK DRIVE | HENRICO COUNTY WATER SYSTEM | DISTRIBUTION- HENRICO ZONE | FSD | 1
VA4087125 | PB | LC | RT | Y | DS001 | LCR012 | 10810 WESTEK DRIVE | HENRICO COUNTY WATER SYSTEM | DISTRIBUTION- HENRICO ZONE | FSD | 1
VA4087125 | PB | LC | RT | Y | DS001 | LCR013 | 10194 STONEMILL ROAD | HENRICO COUNTY WATER SYSTEM | DISTRIBUTION- HENRICO ZONE | FSD | 1
VA4087125 | PB | LC | RT | Y | DS001 | LCR014 | 9603 MEREDITH WOODS COURT | HENRICO COUNTY WATER SYSTEM | DISTRIBUTION- HENRICO ZONE | FSD | 1
VA4087125 | PB | LC | RT | Y | DS001 | LCR015 | 4808 KELLYWOOD DRIVE | HENRICO COUNTY WATER SYSTEM | DISTRIBUTION- HENRICO ZONE | FSD | 1
VA4087125 | PB | LC | RT | Y | DS001 | LCR016 | 12304 PLEASANT RUN COURT | HENRICO COUNTY WATER SYSTEM | DISTRIBUTION- HENRICO ZONE | FSD | 1
VA4087125 | PB | LC | RT | Y | DS001 | LCR017 | 3005 DRAGANA DRIVE | HENRICO COUNTY WATER SYSTEM | DISTRIBUTION- HENRICO ZONE | FSD | 1
VA4087125 | PB | LC | RT | Y | DS001 | LCR018 | 10303 LEANDER DRIVE | HENRICO COUNTY WATER SYSTEM | DISTRIBUTION- HENRICO ZONE | FSD | 1
VA4087125 | PB | LC | RT | Y | DS001 | LCR019 | 10801 FOXMOORE AVENUE | HENRICO COUNTY WATER SYSTEM | DISTRIBUTION- HENRICO ZONE | FSD | 1
VA4087125 | PB | LC | RT | Y | DS001 | LCR020 | 823 AZALEA AVENUE | HENRICO COUNTY WATER SYSTEM | DISTRIBUTION- HENRICO ZONE | FSD | 1
VA4087125 | PB | LC | RT | Y | DS001 | LCR021 | 9508 CATESBY LANE | HENRICO COUNTY WATER SYSTEM | DISTRIBUTION- HENRICO ZONE | FSD | 1
VA4087125 | PB | LC | RT | Y | DS001 | LCR022 | 3019 DRAGANA DRIVE | HENRICO COUNTY WATER SYSTEM | DISTRIBUTION- HENRICO ZONE | FSD | 1
VA4087125 | PB | LC | RT | Y | DS001 | LCR023 | 10900 WESTEK DRIVE | HENRICO COUNTY WATER SYSTEM | DISTRIBUTION- HENRICO ZONE | FSD | 1
VA4087125 | PB | LC | RT | Y | DS001 | LCR024 | 1804 PLAIN VIEW ROAD | HENRICO COUNTY WATER SYSTEM | DISTRIBUTION- HENRICO ZONE | FSD | 1
VA4087125 | PB | LC | RT | Y | DS001 | LCR025 | 9605 HITCHIN DRIVE | HENRICO COUNTY WATER SYSTEM | DISTRIBUTION- HENRICO ZONE | FSD | 1
VA4087125 | PB | LC | RT | Y | DS001 | LCR026 | 10228 STEUBEN DRIVE | HENRICO COUNTY WATER SYSTEM | DISTRIBUTION- HENRICO ZONE | FSD | 1
VA4087125 | PB | LC | RT | Y | DS001 | LCR027 | 2102 SPIDER DRIVE | HENRICO COUNTY WATER SYSTEM | DISTRIBUTION- HENRICO ZONE | FSD | 1
VA4087125 | PB | LC | RT | Y | DS001 | LCR028 | 12710 FOX MEADOW DRIVE | HENRICO COUNTY WATER SYSTEM | DISTRIBUTION- HENRICO ZONE | FSD | 1
VA4087125 | PB | LC | RT | Y | DS001 | LCR029 | 8601 LONEPINE ROAD | HENRICO COUNTY WATER SYSTEM | DISTRIBUTION- HENRICO ZONE | FSD | 1
VA4087125 | PB | LC | RT | Y | DS001 | LCR030 | 10414 HUNTMOOR DRIVE | HENRICO COUNTY WATER SYSTEM | DISTRIBUTION- HENRICO ZONE | FSD | 1
VA4087125 | PB | LC | RT | Y | DS001 | LCR031 | 9415 SIR BARRY DRIVE | HENRICO COUNTY WATER SYSTEM | DISTRIBUTION- HENRICO ZONE | FSD | 1
VA4087125 | PB | LC | RT | Y | DS001 | LCR032 | 1702 HABWOOD LANE | HENRICO COUNTY WATER SYSTEM | DISTRIBUTION- HENRICO ZONE | FSD | 1
VA4087125 | PB | LC | RT | Y | DS001 | LCR033 | 10917 NEWLANDS AVENUE | HENRICO COUNTY WATER SYSTEM | DISTRIBUTION- HENRICO ZONE | FSD | 1
VA4087125 | PB | LC | RT | Y | DS001 | LCR034 | 2305 SINGINGWOODS LANE | HENRICO COUNTY WATER SYSTEM | DISTRIBUTION- HENRICO ZONE | FSD | 1
VA4087125 | PB | LC | RT | Y | DS001 | LCR035 | 9618 DELLA DRIVE | HENRICO COUNTY WATER SYSTEM | DISTRIBUTION- HENRICO ZONE | FSD | 1
VA4087125 | PB | LC | RT | Y | DS001 | LCR036 | 10811 FOXMOORE AVENUE | HENRICO COUNTY WATER SYSTEM | DISTRIBUTION- HENRICO ZONE | FSD | 1
VA4087125 | PB | LC | RT | Y | DS001 | LCR037 | 9605 TRACY COURT | HENRICO COUNTY WATER SYSTEM | DISTRIBUTION- HENRICO ZONE | FSD | 1
VA4087125 | PB | LC | RT | Y | DS001 | LCR038 | 4705 CROFT CIRCLE | HENRICO COUNTY WATER SYSTEM | DISTRIBUTION- HENRICO ZONE | FSD | 1
VA4087125 | PB | LC | RT | Y | DS001 | LCR039 | 10014 DULANEY COURT | HENRICO COUNTY WATER SYSTEM | DISTRIBUTION- HENRICO ZONE | FSD | 1
VA4087125 | PB | LC | RT | Y | DS001 | LCR040 | 1402 OLD COMPTON ROAD | HENRICO COUNTY WATER SYSTEM | DISTRIBUTION- HENRICO ZONE | FSD | 1
VA4087125 | PB | LC | RT | Y | DS001 | LCR041 | 2004 MOONWIND PLACE | HENRICO COUNTY WATER SYSTEM | DISTRIBUTION- HENRICO ZONE | FSD | 1
VA4087125 | PB | LC | RT | Y | DS001 | LCR042 | 11204 PINEWOOD COURT | HENRICO COUNTY WATER SYSTEM | DISTRIBUTION- HENRICO ZONE | FSD | 1
VA4087125 | PB | LC | RT | Y | DS001 | LCR043 | 12429 LOCUST GROVE ROAD | HENRICO COUNTY WATER SYSTEM | DISTRIBUTION- HENRICO ZONE | FSD | 1
VA4087125 | PB | LC | RT | Y | DS001 | LCR044 | 8427 SHANNON GREEN COURT | HENRICO COUNTY WATER SYSTEM | DISTRIBUTION- HENRICO ZONE | FSD | 1
VA4087125 | PB | LC | RT | Y | DS001 | LCR045 | 9508 DOWNING STREET | HENRICO COUNTY WATER SYSTEM | DISTRIBUTION- HENRICO ZONE | FSD | 1
VA4087125 | PB | LC | RT | Y | DS001 | LCR046 | 8423 SHANNON GREEN COURT | HENRICO COUNTY WATER SYSTEM | DISTRIBUTION- HENRICO ZONE | FSD | 1
VA4087125 | PB | LC | RT | Y | DS001 | LCR047 | 8201 BEAGLE DRIVE | HENRICO COUNTY WATER SYSTEM | DISTRIBUTION- HENRICO ZONE | FSD | 1
VA4087125 | PB | LC | RT | Y | DS001 | LCR048 | 10005 DULANEY COURT | HENRICO COUNTY WATER SYSTEM | DISTRIBUTION- HENRICO ZONE | FSD | 1
VA4087125 | PB | LC | RT | Y | DS001 | LCR049 | 10001 DULANEY COURT | HENRICO COUNTY WATER SYSTEM | DISTRIBUTION- HENRICO ZONE | FSD | 1
VA4087125 | PB | LC | RT | Y | DS001 | LCR050 | 2420 EDENBROOK DRIVE | HENRICO COUNTY WATER SYSTEM | DISTRIBUTION- HENRICO ZONE | FSD | 1
VA4087125 | GE | HAA | RT | Y | DS002 | DB026 | 101 LINSTEAD RD | HENRICO COUNTY WATER SYSTEM | DISTRIBUTION- RICHMOND ZONE |  | 1
VA4087125 | GE | THM | RT | Y | DS002 | DB026 | 101 LINSTEAD RD | HENRICO COUNTY WATER SYSTEM | DISTRIBUTION- RICHMOND ZONE |  | 1
VA4087125 | GE | HAA | RT | Y | DS002 | DB027 | 9101 WRVA RD | HENRICO COUNTY WATER SYSTEM | DISTRIBUTION- RICHMOND ZONE |  | 1
VA4087125 | GE | THM | RT | Y | DS002 | DB027 | 9101 WRVA RD | HENRICO COUNTY WATER SYSTEM | DISTRIBUTION- RICHMOND ZONE |  | 1
VA4087125 | GE | HAA | RT | Y | DS002 | DB028 | 22 N. DAISY AVE | HENRICO COUNTY WATER SYSTEM | DISTRIBUTION- RICHMOND ZONE |  | 1
VA4087125 | GE | THM | RT | Y | DS002 | DB028 | 22 N. DAISY AVE | HENRICO COUNTY WATER SYSTEM | DISTRIBUTION- RICHMOND ZONE |  | 1
VA4087125 | GE | BRO | RT | Y | EP001 | EP001 | WTP ENTRY POINT #1 | HENRICO COUNTY WATER SYSTEM | HENRICO WTP ENTRY POINT |  | 3
VA4087125 | GE | FL2 | ST | N | EP001 | EP001 | WTP ENTRY POINT #1 | HENRICO COUNTY WATER SYSTEM | HENRICO WTP ENTRY POINT |  | 3
VA4087125 | GE | INO | RT | Y | EP001 | EP001 | WTP ENTRY POINT #1 | HENRICO COUNTY WATER SYSTEM | HENRICO WTP ENTRY POINT |  | 1
VA4087125 | GE | MET | RT | Y | EP001 | EP001 | WTP ENTRY POINT #1 | HENRICO COUNTY WATER SYSTEM | HENRICO WTP ENTRY POINT |  | 1
VA4087125 | GE | NIT | RT | Y | EP001 | EP001 | WTP ENTRY POINT #1 | HENRICO COUNTY WATER SYSTEM | HENRICO WTP ENTRY POINT |  | 1
VA4087125 | GE | VOC | RT | Y | EP001 | EP001 | WTP ENTRY POINT #1 | HENRICO COUNTY WATER SYSTEM | HENRICO WTP ENTRY POINT |  | 1
VA4087125 | GE | TOA | RT | Y | IN001 | RW001 | RAW WATER INTAKE | HENRICO COUNTY WATER SYSTEM | HENRICO RAW WATER INTAKE |  | 3
VA4087125 | GE | TOC | RT | Y | TP001 | FILIN | FILTER INLET CHANNEL | HENRICO COUNTY WATER SYSTEM | HENRICO WATER TREATMENT PLANT |  | 3
VA4087125 | GE | TOC | RT | Y | TP001 | LAB01 | DEIONIZED WATER | HENRICO COUNTY WATER SYSTEM | HENRICO WATER TREATMENT PLANT |  | 3
VA4087125 | GE | TOC | RT | Y | TP001 | UP001 | COMBINED FILTER EFFL | HENRICO COUNTY WATER SYSTEM | HENRICO WATER TREATMENT PLANT |  | 3
VA4087240 | PB | LC | RT | Y | DS001 | LC001 | MAIN KITCHEN | CEDAR FORK (PREV. VERIZON) | DISTRIBUTION SYSTEM | FSD | 1
VA4087240 | PB | LC | RT | Y | DS001 | LC002 | WOMEN'S ROOM | CEDAR FORK (PREV. VERIZON) | DISTRIBUTION SYSTEM | FSD | 1
VA4087240 | PB | LC | RT | Y | DS001 | LC003 | MEN'S ROOM | CEDAR FORK (PREV. VERIZON) | DISTRIBUTION SYSTEM | FSD | 1
VA4087240 | PB | LC | RT | Y | DS001 | LC004 | WATER FOUNTAIN | CEDAR FORK (PREV. VERIZON) | DISTRIBUTION SYSTEM | FSD | 1
VA4087240 | PB | LC | RT | Y | DS001 | LC005 | SMALL KITCHENETTE | CEDAR FORK (PREV. VERIZON) | DISTRIBUTION SYSTEM | FSD | 1
VA4087240 | GE | NIT | RT | Y | EP001 | EP001 | 5000 GAL HYDRO TANK | CEDAR FORK (PREV. VERIZON) | ENTRY POINT |  | 1
VA4087360 | PB | LC | RT | Y | DS001 | LC001 | SCHOOL-SCIENCE ROOM | GLENDALE / ELKHILL SCHOOL | DISTRIBUTION SYSTEM | FSD | 1
VA4087360 | PB | LC | RT | Y | DS001 | LC002 | SCHOOL-MEN'S ROOM 2ND FLOOR | GLENDALE / ELKHILL SCHOOL | DISTRIBUTION SYSTEM | FSD | 1
VA4087360 | PB | LC | RT | Y | DS001 | LC004 | SCHOOL-WOMEN'S ROOM, 1ST FLOOR | GLENDALE / ELKHILL SCHOOL | DISTRIBUTION SYSTEM | FSD | 1
VA4087360 | PB | LC | RT | Y | DS001 | LC006 | CHURCH-WOMEN'S RR | GLENDALE / ELKHILL SCHOOL | DISTRIBUTION SYSTEM | FSD | 1
VA4087360 | PB | LC | RT | Y | DS001 | LC008 | CHURCH MAIN KITCHEN SINK | GLENDALE / ELKHILL SCHOOL | DISTRIBUTION SYSTEM | FSD | 1
VA4087360 | GE | NIT | RT | Y | EP001 | EP001 | TAP ON HYDRO TANK | GLENDALE / ELKHILL SCHOOL | ENTRY POINT |  | 1
VA4087815 | PB | LC | RT | Y | DS001 | LC001 | HALL KITCHEN 3 BASIN | ST ANTHONYS CHURCH | DISTRIBUTION SYSTEM | FSD | 1
VA4087815 | PB | LC | RT | Y | DS001 | LC002 | DAYCARE KIT. 2 BASIN | ST ANTHONYS CHURCH | DISTRIBUTION SYSTEM | FSD | 1
VA4087815 | PB | LC | RT | Y | DS001 | LC003 | CHURCH MENS BATH | ST ANTHONYS CHURCH | DISTRIBUTION SYSTEM | FSD | 1
VA4087815 | PB | LC | RT | Y | DS001 | LC004 | DAYCARE GIRLS BATH | ST ANTHONYS CHURCH | DISTRIBUTION SYSTEM | FSD | 1
VA4087815 | PB | LC | RT | Y | DS001 | LC005 | HALL MENS BATH | ST ANTHONYS CHURCH | DISTRIBUTION SYSTEM | FSD | 1
VA4097300 | GE | NIT | RT | Y | EP001 | EP001 | 5000 GAL HYDRO TANK | KING AND QUEEN CENTRAL HIGH SC | ENTRY POINT |  | 1
VA4097302 | PB | LC | RT | Y | DS001 | LCR01 | 242 ALLENS CIRCLE N | KING AND QUEEN COURTHOUSE COMPLEX | DISTRIBUTION SYSTEM | FSD | 1
VA4097302 | PB | LC | RT | Y | DS001 | LCR02 | REGISTRAR OFFICE RE | KING AND QUEEN COURTHOUSE COMPLEX | DISTRIBUTION SYSTEM | FSD | 1
VA4097302 | PB | LC | RT | Y | DS001 | LCR03 | OLD EMPLOYEES RESTRO | KING AND QUEEN COURTHOUSE COMPLEX | DISTRIBUTION SYSTEM | FSD | 1
VA4097302 | PB | LC | RT | Y | DS001 | LCR04 | HEALTH DEPT KITCHEN | KING AND QUEEN COURTHOUSE COMPLEX | DISTRIBUTION SYSTEM | FSD | 1
VA4097302 | PB | LC | RT | Y | DS001 | LCR05 | HEALTH DEPT MENS R | KING AND QUEEN COURTHOUSE COMPLEX | DISTRIBUTION SYSTEM | FSD | 1
VA4097302 | GE | NIT | RT | Y | EP001 | EP001 | 5000 GAL HYDRO TANK | KING AND QUEEN COURTHOUSE COMPLEX | ENTRY POINT |  | 1
VA4097310 | GE | NIT | RT | Y | EP001 | EP001 | BLADDER TANKS | KING AND QUEEN ELEM. | ENTRY POINT |  | 1
VA4097350 | GE | INO | RT | Y | EP001 | EP001 | 5000 GAL HYDRO TANK | LAWSON ELEMENTARY SCHOOL | ENTRY POINT |  | 1
VA4097350 | GE | MET | RT | Y | EP001 | EP001 | 5000 GAL HYDRO TANK | LAWSON ELEMENTARY SCHOOL | ENTRY POINT |  | 1
VA4097350 | GE | NIT | RT | Y | EP001 | EP001 | 5000 GAL HYDRO TANK | LAWSON ELEMENTARY SCHOOL | ENTRY POINT |  | 1
VA4097800 | GE | HAA | RT | Y | DS004 | DBP01 | OWEN HOUSE | WALKERTON WATER SYSTEM, INC. | DISTRIBUTION SYSTEM |  | 1
VA4097800 | GE | THM | RT | Y | DS004 | DBP01 | OWEN HOUSE | WALKERTON WATER SYSTEM, INC. | DISTRIBUTION SYSTEM |  | 1
VA4097800 | PB | LC | RT | Y | DS004 | LC01 | COOKE - 2662 WALKERTON LDG RD | WALKERTON WATER SYSTEM, INC. | DISTRIBUTION SYSTEM | FSD | 1
VA4097800 | PB | LC | RT | Y | DS004 | LC02 | TATUM - 340 MASONIC LN | WALKERTON WATER SYSTEM, INC. | DISTRIBUTION SYSTEM | FSD | 1
VA4097800 | PB | LC | RT | Y | DS004 | LC03 | COLEMAN - 224 POST OFFICE LN | WALKERTON WATER SYSTEM, INC. | DISTRIBUTION SYSTEM | FSD | 1
VA4097800 | PB | LC | RT | Y | DS004 | LC04 | CLARK - 5915 CANTERBURY RD | WALKERTON WATER SYSTEM, INC. | DISTRIBUTION SYSTEM | FSD | 1
VA4097800 | PB | LC | RT | Y | DS004 | LC05 | HUTCHINSON - 2962 POST OFFICE LN | WALKERTON WATER SYSTEM, INC. | DISTRIBUTION SYSTEM | FSD | 1
VA4097800 | GE | NIT | RT | Y | EP001 | EP001 | 5000 GAL HYDRO TANK | WALKERTON WATER SYSTEM, INC. | ENTRY POINT |  | 1
VA4097800 | GE | RAD | RT | Y | EP001 | EP001 | 5000 GAL HYDRO TANK | WALKERTON WATER SYSTEM, INC. | ENTRY POINT |  | 1
VA4101010 | GE | HAA | RT | Y | DS004 | DBP01 | COOL SPRING RM 156 | ACQUINTON/HAMILTON HOLMES | DISTRIBUTION SYSTEM |  | 1
VA4101010 | GE | THM | RT | Y | DS004 | DBP01 | COOL SPRING RM 156 | ACQUINTON/HAMILTON HOLMES | DISTRIBUTION SYSTEM |  | 1
VA4101010 | GE | NIT | RT | Y | EP001 | EP001 | HYDROPNEUMATIC TAN | ACQUINTON/HAMILTON HOLMES | ENTRY POINT |  | 1
VA4101060 | GE | NIT | RT | Y | EP001 | EP001 | 1000 GAL HYDRO TANK | BRAXTONS LANDING | ENTRY POINT |  | 1
VA4101097 | GE | NIT | RT | Y | EP001 | EP001 | PRESSURE TANK | CEDAR CREST | ENTRY POINT |  | 1
VA4101110 | GE | HAA | RT | Y | DS001 | DBP01 | KING WILLIAM HIGH MAIN OFFICE | CENTRAL GARAGE WATER SYSTEM | DISTRIBUTION SYSTEM |  | 1
VA4101110 | GE | THM | RT | Y | DS001 | DBP01 | KING WILLIAM HIGH MAIN OFFICE | CENTRAL GARAGE WATER SYSTEM | DISTRIBUTION SYSTEM |  | 1
VA4101310 | PB | LC | RT | Y | DS003 | LCR01 | MENS RESTRM N | OLD KING WILLIAM COURTHOUSE | DISTRIBUTION SYSTEM | FSD | 1
VA4101310 | PB | LC | RT | Y | DS003 | LCR02 | COURT SERVICES UNIT | OLD KING WILLIAM COURTHOUSE | DISTRIBUTION SYSTEM | FSD | 1
VA4101310 | PB | LC | RT | Y | DS003 | LCR03 | HEALTH DEPT SAN RM | OLD KING WILLIAM COURTHOUSE | DISTRIBUTION SYSTEM | FSD | 1
VA4101310 | PB | LC | RT | Y | DS003 | LCR04 | CIRCUIT CT CLERK OFF | OLD KING WILLIAM COURTHOUSE | DISTRIBUTION SYSTEM | FSD | 1
VA4101310 | PB | LC | RT | Y | DS003 | LCR05 | CIRCUIT CT BDG JUDGE | OLD KING WILLIAM COURTHOUSE | DISTRIBUTION SYSTEM | FSD | 1
VA4101500 | PB | LC | RT | Y | DS004 | LCR01 | 129 LANCASTER ROAD | MARLE HILL SUBDIVISION | DISTRIBUTION SYSTEM | FSD | 1
VA4101500 | PB | LC | RT | Y | DS004 | LCR010 | 30 LANCASTER ROAD | MARLE HILL SUBDIVISION | DISTRIBUTION SYSTEM | FSD | 1
VA4101500 | PB | LC | RT | Y | DS004 | LCR02 | 202 LANCASTER ROAD | MARLE HILL SUBDIVISION | DISTRIBUTION SYSTEM | FSD | 1
VA4101500 | PB | LC | RT | Y | DS004 | LCR05 | 274 LANCASTER ROAD | MARLE HILL SUBDIVISION | DISTRIBUTION SYSTEM | FSD | 1
VA4101500 | PB | LC | RT | Y | DS004 | LCR09 | 255 LANCASTER ROAD | MARLE HILL SUBDIVISION | DISTRIBUTION SYSTEM | FSD | 1
VA4101503 | PB | LC | RT | Y | DS001 | LCR01 | 355 NOTTOWAY LANE | MARLE HILL SECTION 3 | DISTRIBUTION SYSTEM | FSD | 1
VA4101503 | PB | LC | RT | Y | DS001 | LCR05 | 379 OXFORD LANE | MARLE HILL SECTION 3 | DISTRIBUTION SYSTEM | FSD | 1
VA4101503 | PB | LC | RT | Y | DS001 | LCR06 | 374 OXFORD LANE | MARLE HILL SECTION 3 | DISTRIBUTION SYSTEM | FSD | 1
VA4101503 | PB | LC | RT | Y | DS001 | LCR07 | 352 NOTTOWAY LANE | MARLE HILL SECTION 3 | DISTRIBUTION SYSTEM | FSD | 1
VA4101503 | PB | LC | RT | Y | DS001 | LCR09 | 367 OXFORD LANE | MARLE HILL SECTION 3 | DISTRIBUTION SYSTEM | FSD | 1
VA4101600 | GE | HAA | RT | Y | DS009 | DBP01 | LOT 3 - 11 WHITE PINE CT. | OAK SPRINGS | DISTRIBUTION SYSTEM |  | 1
VA4101600 | GE | THM | RT | Y | DS009 | DBP01 | LOT 3 - 11 WHITE PINE CT. | OAK SPRINGS | DISTRIBUTION SYSTEM |  | 1
VA4101601 | GE | NIT | RT | Y | EP001 | EP001 | ENTRY POINT | ZOMAT, INC. | ENTRY POINT |  | 1
VA4101670 | PB | LC | RT | Y | DS003 | LCR01 | KITCHEN | FONTAINBLEAU INDUSTRIAL PARK | DISTRIBUTION SYSTEM | FSD | 1
VA4101670 | PB | LC | RT | Y | DS003 | LCR02 | MEN S ROOM | FONTAINBLEAU INDUSTRIAL PARK | DISTRIBUTION SYSTEM | FSD | 1
VA4101670 | PB | LC | RT | Y | DS003 | LCR03 | LADIES ROOM | FONTAINBLEAU INDUSTRIAL PARK | DISTRIBUTION SYSTEM | FSD | 1
VA4101670 | PB | LC | RT | Y | DS003 | LCR04 | BAT ROOM | FONTAINBLEAU INDUSTRIAL PARK | DISTRIBUTION SYSTEM | FSD | 1
VA4101670 | PB | LC | RT | Y | DS003 | LCR05 | BRAKE RM | FONTAINBLEAU INDUSTRIAL PARK | DISTRIBUTION SYSTEM | FSD | 1
VA4101900 | GE | HAA | RT | Y | DS006 | DBP02 | 790 RIVER ROAD | WEST POINT, TOWN OF | DISTRIBUTION SYSTEM |  | 1
VA4101900 | GE | THM | RT | Y | DS006 | DBP02 | 790 RIVER ROAD | WEST POINT, TOWN OF | DISTRIBUTION SYSTEM |  | 1
VA4101950 | PB | LC | RT | Y | DS003 | LCR01 | 92 WOODRUFF DRIVE | WOODRUFF SUBDIVISION | DISTRIBUTION SYSTEM | FSD | 1
VA4101950 | PB | LC | RT | Y | DS003 | LCR05 | 312 WOODRUFF DRIVE | WOODRUFF SUBDIVISION | DISTRIBUTION SYSTEM | FSD | 1
VA4101950 | PB | LC | RT | Y | DS003 | LCR06 | 287 LAUREL DRIVE | WOODRUFF SUBDIVISION | DISTRIBUTION SYSTEM | FSD | 1
VA4101950 | PB | LC | RT | Y | DS003 | LCR07 | 353 LAUREL DRIVE | WOODRUFF SUBDIVISION | DISTRIBUTION SYSTEM | FSD | 1
VA4101950 | PB | LC | RT | Y | DS003 | LCR10 | 266 WOODRUFF DR | WOODRUFF SUBDIVISION | DISTRIBUTION SYSTEM | FSD | 1
VA4103100 | PB | LC | RT | Y | DS001 | LC005 | 812 QUEENSTOWN RD. | BALL POINT | DISTRIBUTION SYSTEM | FSD | 1
VA4103100 | PB | LC | RT | Y | DS001 | LC006 | 1198 QUEENSTOWN RD | BALL POINT | DISTRIBUTION SYSTEM | FSD | 1
VA4103100 | PB | LC | RT | Y | DS001 | LC008 | 962 QUEENSTOWN RD | BALL POINT | DISTRIBUTION SYSTEM | FSD | 1
VA4103100 | PB | LC | RT | Y | DS001 | LC010 | 988 QUEENSTOWN RD | BALL POINT | DISTRIBUTION SYSTEM | FSD | 1
VA4103100 | PB | LC | RT | Y | DS001 | LC011 | 904 QUEENSTOWN RD | BALL POINT | DISTRIBUTION SYSTEM | FSD | 1
VA4103130 | GE | RAD | RT | Y | EP001 | EP001 | PRESSURE TANK | BLACK STUMP | ENTRY POINT @ WELL NO. 1 |  | 1
VA4103150 | GE | NIT | RT | Y | EP001 | EP001 | PRESSURE TANK | BRIGHTWATERS | ENTRY POINT @ WELL NO. 1 |  | 1
VA4103200 | PB | LC | RT | Y | DS003 | LC001 | 541 WILSON LANE | CHURCHFIELDS | DISTRIBUTION SYSTEM | FSD | 1
VA4103200 | PB | LC | RT | Y | DS003 | LC002 | 519 WILSON LANE | CHURCHFIELDS | DISTRIBUTION SYSTEM | FSD | 1
VA4103200 | PB | LC | RT | Y | DS003 | LC004 | 379 WILSON LANE | CHURCHFIELDS | DISTRIBUTION SYSTEM | FSD | 1
VA4103200 | PB | LC | RT | Y | DS003 | LC009 | 441 WILSON LANE | CHURCHFIELDS | DISTRIBUTION SYSTEM | FSD | 1
VA4103200 | PB | LC | RT | Y | DS003 | LC010 | 313 WILSON LANE | CHURCHFIELDS | DISTRIBUTION SYSTEM | FSD | 1
VA4103225 | PB | LC | RT | Y | DS005 | LC001 | 67 CAMPBELL RD. | CORBIN - LEWIS ESTATES | DISTRIBUTION SYSTEM | FSD | 1
VA4103225 | PB | LC | RT | Y | DS005 | LC006 | 350 CAMPBELL RD. | CORBIN - LEWIS ESTATES | DISTRIBUTION SYSTEM | FSD | 1
VA4103225 | PB | LC | RT | Y | DS005 | LC008 | 422 CAMPBELL RD. | CORBIN - LEWIS ESTATES | DISTRIBUTION SYSTEM | FSD | 1
VA4103225 | PB | LC | RT | Y | DS005 | LC009 | 80 CAMPBELL RD. | CORBIN - LEWIS ESTATES | DISTRIBUTION SYSTEM | FSD | 1
VA4103225 | PB | LC | RT | Y | DS005 | LC010 | 225 CAMPBELL RD. | CORBIN - LEWIS ESTATES | DISTRIBUTION SYSTEM | FSD | 1
VA4103230 | PB | LC | RT | Y | DS001 | LC1 | 271 CORROTOMAN DR--LOT 293 | CORROTOMAN BY THE BAY | DISTRIBUTION SYSTEM | FSD | 1
VA4103230 | PB | LC | RT | Y | DS001 | LC2 | 740 CORROTOMAN DR--LOT 204+205 | CORROTOMAN BY THE BAY | DISTRIBUTION SYSTEM | FSD | 1
VA4103230 | PB | LC | RT | Y | DS001 | LC3 | 768 CORROTOMAN DR--LOT 201 | CORROTOMAN BY THE BAY | DISTRIBUTION SYSTEM | FSD | 1
VA4103230 | PB | LC | RT | Y | DS001 | LC6 | 462 E. HIGHVIEW DR--LOT 462 | CORROTOMAN BY THE BAY | DISTRIBUTION SYSTEM | FSD | 1
VA4103230 | PB | LC | RT | Y | DS001 | LC7 | 129 E. HIGHVIEW DR.--LOT 450 | CORROTOMAN BY THE BAY | DISTRIBUTION SYSTEM | FSD | 1
VA4103250 | PB | LC | RT | Y | DS001 | LC001 | 195 COLONY LANE | COVE COLONY | DISTRIBUTION SYSTEM | FSD | 1
VA4103250 | PB | LC | RT | Y | DS001 | LC003 | 822 MAYER CREEK RD | COVE COLONY | DISTRIBUTION SYSTEM | FSD | 1
VA4103250 | PB | LC | RT | Y | DS001 | LC005 | 200 POND ROAD | COVE COLONY | DISTRIBUTION SYSTEM | FSD | 1
VA4103250 | PB | LC | RT | Y | DS001 | LC006 | 104 POUND RD | COVE COLONY | DISTRIBUTION SYSTEM | FSD | 1
VA4103250 | PB | LC | RT | Y | DS001 | LC013 | 262 POND ROAD | COVE COLONY | DISTRIBUTION SYSTEM | FSD | 1
VA4103375 | PB | LC | RT | Y | DS001 | LC001 | 233 DILLIN DRIVE | GRANVILLE BAY SUBDIVISION | DISTRIBUTION SYSTEM | FSD | 1
VA4103375 | PB | LC | RT | Y | DS001 | LC003 | 63 GILL ROAD | GRANVILLE BAY SUBDIVISION | DISTRIBUTION SYSTEM | FSD | 1
VA4103375 | PB | LC | RT | Y | DS001 | LC004 | 172 DILLIN DRIVE | GRANVILLE BAY SUBDIVISION | DISTRIBUTION SYSTEM | FSD | 1
VA4103375 | PB | LC | RT | Y | DS001 | LC005 | 698 GRAVILLE ROAD | GRANVILLE BAY SUBDIVISION | DISTRIBUTION SYSTEM | FSD | 1
VA4103375 | PB | LC | RT | Y | DS001 | LC006 | 8 FIRST STREET | GRANVILLE BAY SUBDIVISION | DISTRIBUTION SYSTEM | FSD | 1
VA4103375 | GE | INO | RT | Y | EP001 | EP001 | PRESSURE TANK | GRANVILLE BAY SUBDIVISION | ENTRY POINT @ WELL NO. 1 |  | 1
VA4103375 | GE | MET | RT | Y | EP001 | EP001 | PRESSURE TANK | GRANVILLE BAY SUBDIVISION | ENTRY POINT @ WELL NO. 1 |  | 1
VA4103375 | GE | RAD | RT | Y | EP001 | EP001 | PRESSURE TANK | GRANVILLE BAY SUBDIVISION | ENTRY POINT @ WELL NO. 1 |  | 1
VA4103687 | PB | LC | RT | Y | DS003 | LC001 | K1-KITCHEN | LANCASTER HIGH SCHOOL | DISTRIBUTION SYSTEM | FSD | 1
VA4103687 | PB | LC | RT | Y | DS003 | LC002 | K2-KITCHEN | LANCASTER HIGH SCHOOL | DISTRIBUTION SYSTEM | FSD | 1
VA4103687 | PB | LC | RT | Y | DS003 | LC003 | K3-KITCHEN | LANCASTER HIGH SCHOOL | DISTRIBUTION SYSTEM | FSD | 1
VA4103687 | PB | LC | RT | Y | DS003 | LC004 | WF1-NEXT TO CAFET | LANCASTER HIGH SCHOOL | DISTRIBUTION SYSTEM | FSD | 1
VA4103687 | PB | LC | RT | Y | DS003 | LC005 | WF2-NEXT TO CAFET | LANCASTER HIGH SCHOOL | DISTRIBUTION SYSTEM | FSD | 1
VA4103695 | PB | LC | RT | Y | DS001 | LC001 | K1-KITCHEN STEEL SINK | LANCASTER PRIMARY SCHOOL | DISTRIBUTION SYSTEM | FSD | 1
VA4103695 | PB | LC | RT | Y | DS001 | LC002 | K2-KITCHEN STEEL SINK | LANCASTER PRIMARY SCHOOL | DISTRIBUTION SYSTEM | FSD | 1
VA4103695 | PB | LC | RT | Y | DS001 | LC003 | K3-KITCHEN STEEL SINK | LANCASTER PRIMARY SCHOOL | DISTRIBUTION SYSTEM | FSD | 1
VA4103695 | PB | LC | RT | Y | DS001 | LC004 | K4-KITCHEN HAND SINK | LANCASTER PRIMARY SCHOOL | DISTRIBUTION SYSTEM | FSD | 1
VA4103695 | PB | LC | RT | Y | DS001 | LC005 | F1-BOTTLE FILLER RM 35 | LANCASTER PRIMARY SCHOOL | DISTRIBUTION SYSTEM | FSD | 1
VA4103695 | PB | LC | RT | Y | DS001 | LC006 | F2-BOTTLE FILLER RM 45 | LANCASTER PRIMARY SCHOOL | DISTRIBUTION SYSTEM | FSD | 1
VA4103695 | PB | LC | RT | Y | DS001 | LC010 | F6-SINK RM 18 | LANCASTER PRIMARY SCHOOL | DISTRIBUTION SYSTEM | FSD | 1
VA4103695 | PB | LC | RT | Y | DS001 | LC011 | F7-SINK RM 20 | LANCASTER PRIMARY SCHOOL | DISTRIBUTION SYSTEM | FSD | 1
VA4103695 | PB | LC | RT | Y | DS001 | LC012 | F8-SINK RM 21 | LANCASTER PRIMARY SCHOOL | DISTRIBUTION SYSTEM | FSD | 1
VA4103695 | PB | LC | RT | Y | DS001 | LC013 | F9-SINK RM 23 | LANCASTER PRIMARY SCHOOL | DISTRIBUTION SYSTEM | FSD | 1
VA4103695 | GE | NIT | RT | Y | EP001 | EP001 | PRESSURE TANK | LANCASTER PRIMARY SCHOOL | ENTRY POINT 1A |  | 1
VA4103710 | GE | RAD | RT | Y | EP001 | EP001 | PRESSURE TANK | LANCASTER SHORES | ENTRY POINT @ WELL NO. 1A |  | 1
VA4103750 | GE | NIT | RT | Y | EP001 | EP001 | PRESSURE TANK NO.1 | LAUREL POINT | ENTRY POINT @ WELL1 |  | 1
VA4103830 | GE | HAA | RT | Y | DS001 | DBP02 | 806 JOHN NECK ROAD (LOT 154) | WEEMS | DISTRIBUTION SYSTEM |  | 1
VA4103830 | GE | THM | RT | Y | DS001 | DBP02 | 806 JOHN NECK ROAD (LOT 154) | WEEMS | DISTRIBUTION SYSTEM |  | 1
VA4103830 | GE | RAD | RT | Y | EP001 | EP001 | HYDRO TANK @ N. WEEM | WEEMS | EP001 @ NTH WEEM |  | 1
VA4103750 | GE | NIT | RT | Y | EP002 | EP002 | PUMP HOUSE NO. 2 | LAUREL POINT | ENTRY POINT @ WELL2 |  | 1
VA4103800 | PB | LC | RT | Y | DS001 | LC001 | 43 NORRIS RD. | LIVELY, COMMUNITY OF | DISTRIBUTION SYSTEM | FSD | 1
VA4103800 | PB | LC | RT | Y | DS001 | LC002 | 4616 MARY BALL ROAD | LIVELY, COMMUNITY OF | DISTRIBUTION SYSTEM | FSD | 1
VA4103800 | PB | LC | RT | Y | DS001 | LC015 | 5091 MARY BALL ROAD | LIVELY, COMMUNITY OF | DISTRIBUTION SYSTEM | FSD | 1
VA4103800 | PB | LC | RT | Y | DS001 | LC016 | 73 CLARK RD. | LIVELY, COMMUNITY OF | DISTRIBUTION SYSTEM | FSD | 1
VA4103800 | PB | LC | RT | Y | DS001 | LC017 | 2957 WHITE CHAPEL RD. | LIVELY, COMMUNITY OF | DISTRIBUTION SYSTEM | FSD | 1
VA4103800 | GE | INO | RT | Y | EP001 | EP001 | PRESSURE TANK NO. 1 | LIVELY, COMMUNITY OF | EP001 @ WELL #1A |  | 1
VA4103800 | GE | MET | RT | Y | EP001 | EP001 | PRESSURE TANK NO. 1 | LIVELY, COMMUNITY OF | EP001 @ WELL #1A |  | 1
VA4103800 | GE | INO | RT | Y | EP002 | EP002 | PRESSURE TANK NO. 2 | LIVELY, COMMUNITY OF | EP002 @ WELL #2 |  | 1
VA4103800 | GE | MET | RT | Y | EP002 | EP002 | PRESSURE TANK NO. 2 | LIVELY, COMMUNITY OF | EP002 @ WELL #2 |  | 1
VA4103817 | GE | HAA | RT | Y | DS001 | DBP01 | 248 DAWSON LANE | MILBURN SUBDIVISION | DISTRIBUTION SYSTEM |  | 1
VA4103817 | GE | THM | RT | Y | DS001 | DBP01 | 248 DAWSON LANE | MILBURN SUBDIVISION | DISTRIBUTION SYSTEM |  | 1
VA4103817 | GE | INO | RT | Y | EP001 | EP001 | ENTRY POINT | MILBURN SUBDIVISION | SAMPLING STATION |  | 1
VA4103817 | GE | MET | RT | Y | EP001 | EP001 | ENTRY POINT | MILBURN SUBDIVISION | SAMPLING STATION |  | 1
VA4103817 | GE | VOC | RT | Y | EP001 | EP001 | ENTRY POINT | MILBURN SUBDIVISION | SAMPLING STATION |  | 1
VA4103870 | GE | RAD | RT | Y | EP001 | EP001 | HYDRO TANK | RAPPAHANNOCK WESTMINSTER CANTERBURY | ENTRY POINT @ WELL HOUSE |  | 1
VA4103947 | GE | HAA | RT | Y | DS001 | DBP01 | 171 PARK PLACE | VINEYARD GROVE | DISTRIBUTION SYSTEM--VINEYARD GROVE |  | 1
VA4103947 | GE | THM | RT | Y | DS001 | DBP01 | 171 PARK PLACE | VINEYARD GROVE | DISTRIBUTION SYSTEM--VINEYARD GROVE |  | 1
VA4103947 | PB | LC | RT | Y | DS001 | LC001 | 181 PARK PLACE | VINEYARD GROVE | DISTRIBUTION SYSTEM--VINEYARD GROVE | FSD | 1
VA4103947 | PB | LC | RT | Y | DS001 | LC002 | 111 PARK PLACE | VINEYARD GROVE | DISTRIBUTION SYSTEM--VINEYARD GROVE | FSD | 1
VA4103947 | PB | LC | RT | Y | DS001 | LC003 | 221 BROADWAY | VINEYARD GROVE | DISTRIBUTION SYSTEM--VINEYARD GROVE | FSD | 1
VA4103947 | PB | LC | RT | Y | DS001 | LC004 | 149 BROADWAY | VINEYARD GROVE | DISTRIBUTION SYSTEM--VINEYARD GROVE | FSD | 1
VA4103947 | PB | LC | RT | Y | DS001 | LC005 | 49 SPRING STREET | VINEYARD GROVE | DISTRIBUTION SYSTEM--VINEYARD GROVE | FSD | 1
VA4103980 | GE | HAA | RT | Y | DS001 | DBP02 | 147 RIVER BLUFF RD. | WHITE STONE | DISTRIBUTION SYSTEM |  | 1
VA4103980 | GE | THM | RT | Y | DS001 | DBP02 | 147 RIVER BLUFF RD. | WHITE STONE | DISTRIBUTION SYSTEM |  | 1
VA4103985 | GE | HAA | RT | Y | DS001 | DBP01 | 23 LIGHTSHIP WAY | WINDMILL POINT | DISTRIBUTION SYSTEM |  | 1
VA4103985 | GE | THM | RT | Y | DS001 | DBP01 | 23 LIGHTSHIP WAY | WINDMILL POINT | DISTRIBUTION SYSTEM |  | 1
VA4103985 | PB | LC | RT | Y | DS001 | LCR12 | 6836 WINDMILL POINT ROAD | WINDMILL POINT | DISTRIBUTION SYSTEM | FSD | 1
VA4103985 | PB | LC | RT | Y | DS001 | LCR13 | 6851 WINDMILL POINT ROAD | WINDMILL POINT | DISTRIBUTION SYSTEM | FSD | 1
VA4103985 | PB | LC | RT | Y | DS001 | LCR15 | MARINA BAR: HAND SINK | WINDMILL POINT | DISTRIBUTION SYSTEM | FSD | 1
VA4103985 | PB | LC | RT | Y | DS001 | LCR16 | BATH HOUSE: MEN SINK #1 | WINDMILL POINT | DISTRIBUTION SYSTEM | FSD | 1
VA4103985 | PB | LC | RT | Y | DS001 | LCR17 | BATH HOUSE: WOMEN SINK #1 | WINDMILL POINT | DISTRIBUTION SYSTEM | FSD | 1
VA4103985 | GE | NIT | RT | Y | EP001 | EP001 | PRESSURE TANK | WINDMILL POINT | ENTRY POINT |  | 1
VA4103993 | GE | NIT | RT | Y | EP001 | EP001 | PRESSURE TANK | YANKEE PT SAILBOAT MARINA | ENTRY POINT |  | 1
VA4119277 | GE | NIT | RT | Y | EP001 | EP001 | HYDRO TANK WELL #3 | BUSH PARK MOBILE HOME PARK | ENTRY POINT |  | 1
VA4119277 | GE | VOC | RT | Y | EP001 | EP001 | HYDRO TANK WELL #3 | BUSH PARK MOBILE HOME PARK | ENTRY POINT |  | 1
VA4119300 | PB | LC | RT | Y | DS001 | LCR06 | 248 CEDAR POINT | CEDAR POINTE | DISTRIBUTION SYSTEM | FSD | 1
VA4119300 | PB | LC | RT | Y | DS001 | LCR08 | 272 WATERFORD DR | CEDAR POINTE | DISTRIBUTION SYSTEM | FSD | 1
VA4119300 | PB | LC | RT | Y | DS001 | LCR10 | 88 HARBOUR LANDING | CEDAR POINTE | DISTRIBUTION SYSTEM | FSD | 1
VA4119300 | PB | LC | RT | Y | DS001 | LCR11 | 104 WATERFORD | CEDAR POINTE | DISTRIBUTION SYSTEM | FSD | 1
VA4119300 | PB | LC | RT | Y | DS001 | LCR12 | 257 CEDAR POINTE DRIVE | CEDAR POINTE | DISTRIBUTION SYSTEM | FSD | 1
VA4119300 | GE | INO | RT | Y | EP001 | EP001 | 5000 GAL HYDRO TANK | CEDAR POINTE | ENTRY POINT |  | 1
VA4119300 | GE | MET | RT | Y | EP001 | EP001 | 5000 GAL HYDRO TANK | CEDAR POINTE | ENTRY POINT |  | 1
VA4119300 | GE | RAD | RT | Y | EP001 | EP001 | 5000 GAL HYDRO TANK | CEDAR POINTE | ENTRY POINT |  | 1
VA4119300 | GE | VOC | RT | Y | EP001 | EP001 | 5000 GAL HYDRO TANK | CEDAR POINTE | ENTRY POINT |  | 1
VA4119400 | PB | LC | RT | Y | DS001 | LCR01 | SCOTT DORM BATH SIN | CHRISTCHURCH SCHOOL | DISTRIBUTION SYSTEM | FSD | 1
VA4119400 | PB | LC | RT | Y | DS001 | LCR02 | YARBROUGH GYM - DRIN | CHRISTCHURCH SCHOOL | DISTRIBUTION SYSTEM | FSD | 1
VA4119400 | PB | LC | RT | Y | DS001 | LCR03 | WILMER HALL BATHROOM | CHRISTCHURCH SCHOOL | DISTRIBUTION SYSTEM | FSD | 1
VA4119400 | PB | LC | RT | Y | DS001 | LCR04 | ADMIN BLDG DRINKING | CHRISTCHURCH SCHOOL | DISTRIBUTION SYSTEM | FSD | 1
VA4119400 | PB | LC | RT | Y | DS001 | LCR05 | BISHOP BROWN BLDG BA | CHRISTCHURCH SCHOOL | DISTRIBUTION SYSTEM | FSD | 1
VA4119500 | GE | NIT | RT | Y | EP001 | EP001 | 5000 GAL HYDRO TANK | JACKSON CREEK CONDOMINIUMS | ENTRY POINT NO 1 |  | 1
VA4119525 | GE | HAA | RT | Y | DS001 | DBP01 | LOT 38 | LUCYS COVE | DISTRIBUTION SYSTEM |  | 1
VA4119525 | GE | THM | RT | Y | DS001 | DBP01 | LOT 38 | LUCYS COVE | DISTRIBUTION SYSTEM |  | 1
VA4119525 | PB | LC | RT | Y | DS001 | LCR01 | 143WOOLRIDGE COVE | LUCYS COVE | DISTRIBUTION SYSTEM | FSD | 1
VA4119525 | PB | LC | RT | Y | DS001 | LCR02 | 102 WATERWICH LN. | LUCYS COVE | DISTRIBUTION SYSTEM | FSD | 1
VA4119525 | PB | LC | RT | Y | DS001 | LCR05 | 96 WATERWITCH LANE | LUCYS COVE | DISTRIBUTION SYSTEM | FSD | 1
VA4119525 | PB | LC | RT | Y | DS001 | LCR07 | 2 BLUE POINT | LUCYS COVE | DISTRIBUTION SYSTEM | FSD | 1
VA4119525 | PB | LC | RT | Y | DS001 | LCR11 | 34 WATERWICH COVE | LUCYS COVE | DISTRIBUTION SYSTEM | FSD | 1
VA4119525 | GE | RAD | RT | Y | EP001 | EP001 | 2000 GAL HYDRO TANK | LUCYS COVE | ENTRY POINT |  | 1
VA4119527 | GE | VOC | RT | Y | EP001 | EP001 | 2000 GAL HYDRO TANK | MEADOWS MOBILE HOME ESTATES | ENTRY POINT |  | 1
VA4119532 | GE | INO | RT | Y | EP01 | EP01 | 2000 HYDRO TANK | MIDDLESEX ELEMENTARY SCHOOL | ENTRY POINT |  | 1
VA4119532 | GE | MET | RT | Y | EP01 | EP01 | 2000 HYDRO TANK | MIDDLESEX ELEMENTARY SCHOOL | ENTRY POINT |  | 1
VA4119532 | GE | NIT | RT | Y | EP01 | EP01 | 2000 HYDRO TANK | MIDDLESEX ELEMENTARY SCHOOL | ENTRY POINT |  | 1
VA4119532 | GE | VOC | RT | Y | EP01 | EP01 | 2000 HYDRO TANK | MIDDLESEX ELEMENTARY SCHOOL | ENTRY POINT |  | 1
VA4119535 | GE | INO | RT | Y | EP002 | EP002 | 2000 GAL HYDRO TANK | DOCKSIDE HEALTH & REHAB CENTER | ENTRY POINT NO 2 |  | 1
VA4119535 | GE | MET | RT | Y | EP002 | EP002 | 2000 GAL HYDRO TANK | DOCKSIDE HEALTH & REHAB CENTER | ENTRY POINT NO 2 |  | 1
VA4119535 | GE | NIT | RT | Y | EP002 | EP002 | 2000 GAL HYDRO TANK | DOCKSIDE HEALTH & REHAB CENTER | ENTRY POINT NO 2 |  | 1
VA4119536 | GE | NIT | RT | Y | EP001 | EP01 | STORAGE TANK | GALLEY, THE | ENTRY POINT |  | 1
VA4119545 | GE | NIT | RT | Y | EP001 | EP001 | STORAGE TANK | NORTON'S YACHT SALES, INC | ENTRY POINT |  | 1
VA4119570 | GE | NIT | RT | Y | EP01 | EP001 | STORAGE TANK 1 | PILOT HOUSE INN | ENTRY POINT |  | 1
VA4119580 | PB | LC | RT | Y | DS003 | LCR01 | PULLER CENTER-VOC CENTER KITCHEN SINK | COOKS CORNER WATER SYSTEM | DISTRIBUTION SYSTEM | FSD | 1
VA4119580 | PB | LC | RT | Y | DS003 | LCR02 | HEALTH DEPT. KITCHEN/LAB. SINK | COOKS CORNER WATER SYSTEM | DISTRIBUTION SYSTEM | FSD | 1
VA4119580 | PB | LC | RT | Y | DS003 | LCR03 | PULLER CENTER-KITCHEN OR STAFF ROOM SINK | COOKS CORNER WATER SYSTEM | DISTRIBUTION SYSTEM | FSD | 1
VA4119580 | PB | LC | RT | Y | DS003 | LCR04 | HEALTH DEPT. OFFICE-MEN'S BATHROOM SINK | COOKS CORNER WATER SYSTEM | DISTRIBUTION SYSTEM | FSD | 1
VA4119580 | PB | LC | RT | Y | DS003 | LCR05 | PULLER CENTER MEN'S BATHROOM SINK | COOKS CORNER WATER SYSTEM | DISTRIBUTION SYSTEM | FSD | 1
VA4119600 | GE | HAA | RT | Y | DS001 | DBP01 | 158 STONEHAM,42/43 | TOWN OF SALUDA | DISTRIBUTION SYSTEM |  | 1
VA4119600 | GE | THM | RT | Y | DS001 | DBP01 | 158 STONEHAM,42/43 | TOWN OF SALUDA | DISTRIBUTION SYSTEM |  | 1
VA4119600 | GE | HAA | RT | Y | DS001 | DBP02 | FOOD LION BLDG | TOWN OF SALUDA | DISTRIBUTION SYSTEM |  | 1
VA4119600 | GE | THM | RT | Y | DS001 | DBP02 | FOOD LION BLDG | TOWN OF SALUDA | DISTRIBUTION SYSTEM |  | 1
VA4119600 | PB | LC | RT | Y | DS001 | LCR02 | 156 WATSON LANDING | TOWN OF SALUDA | DISTRIBUTION SYSTEM | FSD | 1
VA4119600 | PB | LC | RT | Y | DS001 | LCR03 | 143 WATSON LANDING | TOWN OF SALUDA | DISTRIBUTION SYSTEM | FSD | 1
VA4119600 | PB | LC | RT | Y | DS001 | LCR05 | 468 GLOUCHESTER RD | TOWN OF SALUDA | DISTRIBUTION SYSTEM | FSD | 1
VA4119600 | PB | LC | RT | Y | DS001 | LCR06 | 708 GLOUCHESTER RD | TOWN OF SALUDA | DISTRIBUTION SYSTEM | FSD | 1
VA4119600 | PB | LC | RT | Y | DS001 | LCR10 | 566 GLOUCHESTER RD | TOWN OF SALUDA | DISTRIBUTION SYSTEM | FSD | 1
VA4119681 | GE | INO | RT | Y | EP001 | EP001 | 2000 GAL HYDRO TANK | ST CLARE WALKER MIDDLE SCHOOL | ENTRY POINT |  | 1
VA4119681 | GE | MET | RT | Y | EP001 | EP001 | 2000 GAL HYDRO TANK | ST CLARE WALKER MIDDLE SCHOOL | ENTRY POINT |  | 1
VA4119800 | GE | HAA | RT | Y | DS001 | DBP01 | J W GREEN/GLEBE DR | TOWN OF URBANNA | DISTRIBUTION SYSTEM |  | 1
VA4119800 | GE | THM | RT | Y | DS001 | DBP01 | J W GREEN/GLEBE DR | TOWN OF URBANNA | DISTRIBUTION SYSTEM |  | 1
VA4127025 | GE | MET | RT | Y | EP001 | EP001 | ENTRY POINT/BLADDER TANK | ALLIED PALLET COMPANY | ENTRY POINT |  | 1
VA4127055 | GE | VOC | RT | Y | EP002 | EP002 | 2000 GAL HYDRO TANK | BROOKWOOD MANOR | ENTRY POINT - WELL NO 2 |  | 1
VA4127110 | GE | HAA | RT | Y | DS001 | DBP01 | 4810 BANISTRY CRT | COLONIAL DOWNS | DISTRIBUTION SYSTEM |  | 1
VA4127110 | GE | THM | RT | Y | DS001 | DBP01 | 4810 BANISTRY CRT | COLONIAL DOWNS | DISTRIBUTION SYSTEM |  | 1
VA4127110 | PB | LC | RT | Y | DS001 | LCR01 | 1ST FLR UTIL RM EAST | COLONIAL DOWNS | DISTRIBUTION SYSTEM | FSD | 1
VA4127110 | PB | LC | RT | Y | DS001 | LCR02 | 1ST FLR UTIL RM WEST | COLONIAL DOWNS | DISTRIBUTION SYSTEM | FSD | 1
VA4127110 | PB | LC | RT | Y | DS001 | LCR03 | MECHANICAL ROOM | COLONIAL DOWNS | DISTRIBUTION SYSTEM | FSD | 1
VA4127110 | PB | LC | RT | Y | DS001 | LCR04 | 2ND FLR UTIL RM KIT | COLONIAL DOWNS | DISTRIBUTION SYSTEM | FSD | 1
VA4127110 | PB | LC | RT | Y | DS001 | LCR05 | 2ND FLOOR KITCHEN | COLONIAL DOWNS | DISTRIBUTION SYSTEM | FSD | 1
VA4127110 | PB | LC | RT | Y | DS001 | LCR06 | 2ND FLR FOOD STOR SINK | COLONIAL DOWNS | DISTRIBUTION SYSTEM | FSD | 1
VA4127110 | PB | LC | RT | Y | DS001 | LCR07 | MEN JOCKEY RM-CTR SINK | COLONIAL DOWNS | DISTRIBUTION SYSTEM | FSD | 1
VA4127110 | PB | LC | RT | Y | DS001 | LCR08 | JOCKEY RM-SOU UTIL SINK | COLONIAL DOWNS | DISTRIBUTION SYSTEM | FSD | 1
VA4127110 | PB | LC | RT | Y | DS001 | LCR09 | JOCKEY RM-NOR UTIL SINK | COLONIAL DOWNS | DISTRIBUTION SYSTEM | FSD | 1
VA4127110 | PB | LC | RT | Y | DS001 | LCR10 | FACILITY MAINT-HOSE BIB | COLONIAL DOWNS | DISTRIBUTION SYSTEM | FSD | 1
VA4127115 | GE | HAA | RT | Y | DS001 | DBP01 | 141 FOUR ISLAND TRAIL | THE COLONIES | DISTRIBUTION SYSTEM |  | 1
VA4127115 | GE | THM | RT | Y | DS001 | DBP01 | 141 FOUR ISLAND TRAIL | THE COLONIES | DISTRIBUTION SYSTEM |  | 1
VA4127141 | PB | LC | RT | Y | DS001 | LC001 | BLDG 6-BOYS RR-SDE B | CUMBERLAND HOSPITAL | DISTRIBUTION SYSTEM | FSD | 1
VA4127141 | PB | LC | RT | Y | DS001 | LC002 | BLDG 1-MAINT OFFICE | CUMBERLAND HOSPITAL | DISTRIBUTION SYSTEM | FSD | 1
VA4127141 | PB | LC | RT | Y | DS001 | LC003 | BLDG 8 - BOYS RESTRM | CUMBERLAND HOSPITAL | DISTRIBUTION SYSTEM | FSD | 1
VA4127141 | PB | LC | RT | Y | DS001 | LC004 | BLDG 3 - CUSTOD CLST | CUMBERLAND HOSPITAL | DISTRIBUTION SYSTEM | FSD | 1
VA4127141 | PB | LC | RT | Y | DS001 | LC005 | BLDG 6 - BOYS RR-SDE | CUMBERLAND HOSPITAL | DISTRIBUTION SYSTEM | FSD | 1
VA4127145 | GE | NIT | RT | Y | EP001 | EP001 | STORAGE TANK | DON MIGUEL'S RESTAURANT | ENTRY POINT |  | 1
VA4127150 | GE | NIT | RT | Y | EP001 | EP001 | TANK | EAGLES LANDING, INC. | ENTRY POINT |  | 1
VA4127190 | GE | HAA | RT | Y | DS001 | DBP03 | HYDRANT - QUINTON PL & TRINA CT | FARMS OF NEW KENT | DISTRIBUTION SYSTEM |  | 1
VA4127190 | GE | THM | RT | Y | DS001 | DBP03 | HYDRANT - QUINTON PL & TRINA CT | FARMS OF NEW KENT | DISTRIBUTION SYSTEM |  | 1
VA4127190 | GE | HAA | RT | Y | DS001 | DBP04 | HYDRANT - 6198 ANTLER HILL CT | FARMS OF NEW KENT | DISTRIBUTION SYSTEM |  | 1
VA4127190 | GE | THM | RT | Y | DS001 | DBP04 | HYDRANT - 6198 ANTLER HILL CT | FARMS OF NEW KENT | DISTRIBUTION SYSTEM |  | 1
VA4127190 | GE | NIT | RT | Y | EP001 | EP001 | AFTER CHLORINE | FARMS OF NEW KENT | DISCHARGE LINE - ROUTE 618 WELL |  | 1
VA4127190 | GE | NIT | RT | Y | EP002A | EP002A | WELL DISCHARGE LINE - TALLEYSVILLE WELL | FARMS OF NEW KENT | WELL DISCHARGE LINE - TALLEYSVILLE WELL |  | 1
VA4127190 | GE | RAD | RT | Y | EP002A | EP002A | WELL DISCHARGE LINE - TALLEYSVILLE WELL | FARMS OF NEW KENT | WELL DISCHARGE LINE - TALLEYSVILLE WELL |  | 1
VA4127190 | GE | VOC | RT | Y | EP002A | EP002A | WELL DISCHARGE LINE - TALLEYSVILLE WELL | FARMS OF NEW KENT | WELL DISCHARGE LINE - TALLEYSVILLE WELL |  | 1
VA4127200 | GE | HAA | RT | Y | DS001 | DBP04 | 2701 NEW KENT HIGHWAY | BOTTOMS BRIDGE | DISTRIBUTION SYSTEM |  | 1
VA4127200 | GE | THM | RT | Y | DS001 | DBP04 | 2701 NEW KENT HIGHWAY | BOTTOMS BRIDGE | DISTRIBUTION SYSTEM |  | 1
VA4127200 | PB | LC | RT | Y | DS001 | LC002 | 3611 N. WOODLAND CR | BOTTOMS BRIDGE | DISTRIBUTION SYSTEM | FSD | 1
VA4127200 | PB | LC | RT | Y | DS001 | LC003 | 3324 S. HAIRPIN | BOTTOMS BRIDGE | DISTRIBUTION SYSTEM | FSD | 1
VA4127200 | PB | LC | RT | Y | DS001 | LC008 | 3635 S. WOODLAND CR | BOTTOMS BRIDGE | DISTRIBUTION SYSTEM | FSD | 1
VA4127200 | PB | LC | RT | Y | DS001 | LC011 | 3401 HORSESHOE DR | BOTTOMS BRIDGE | DISTRIBUTION SYSTEM | FSD | 1
VA4127200 | PB | LC | RT | Y | DS001 | LC012 | 3435 HORSESHOE DR | BOTTOMS BRIDGE | DISTRIBUTION SYSTEM | FSD | 1
VA4127200 | PB | LC | RT | Y | DS001 | LC021 | STAR MOTEL 3800 POCO | BOTTOMS BRIDGE | DISTRIBUTION SYSTEM | FSD | 1
VA4127200 | PB | LC | RT | Y | DS001 | LC025 | 7036 N. HAIRPIN DRIVE | BOTTOMS BRIDGE | DISTRIBUTION SYSTEM | FSD | 1
VA4127200 | PB | LC | RT | Y | DS001 | LC026 | 7000 FAIRWAY STREET | BOTTOMS BRIDGE | DISTRIBUTION SYSTEM | FSD | 1
VA4127200 | PB | LC | RT | Y | DS001 | LC029 | 7000 PINEHURST DRIVE | BOTTOMS BRIDGE | DISTRIBUTION SYSTEM | FSD | 1
VA4127200 | PB | LC | RT | Y | DS001 | LCR35 | 7101 LONGVIEW DRIVE | BOTTOMS BRIDGE | DISTRIBUTION SYSTEM | FSD | 1
VA4127200 | GE | NIT | RT | Y | EP002 | EP002 | 60000 GAL GROUND TANK | BOTTOMS BRIDGE | ENTRY POINT - WELL NO 2 |  | 1
VA4127200 | GE | CYN | RT | Y | EP004 | EP004 | WELL DISCHARGE LINE | BOTTOMS BRIDGE | ENTRY POINT - BB WELL NO. 1 |  | 1
VA4127200 | GE | INO | RT | Y | EP004 | EP004 | WELL DISCHARGE LINE | BOTTOMS BRIDGE | ENTRY POINT - BB WELL NO. 1 |  | 1
VA4127200 | GE | MET | RT | Y | EP004 | EP004 | WELL DISCHARGE LINE | BOTTOMS BRIDGE | ENTRY POINT - BB WELL NO. 1 |  | 1
VA4127200 | GE | NIT | RT | Y | EP004 | EP004 | WELL DISCHARGE LINE | BOTTOMS BRIDGE | ENTRY POINT - BB WELL NO. 1 |  | 1
VA4127445 | GE | HAA | RT | Y | DS003 | DBP01 | KITCHEN HAND SINK | LITTLE PIECE OF HEAVEN DAY CARE | DISTRIBUTION SYSTEM |  | 1
VA4127445 | GE | THM | RT | Y | DS003 | DBP01 | KITCHEN HAND SINK | LITTLE PIECE OF HEAVEN DAY CARE | DISTRIBUTION SYSTEM |  | 1
VA4127445 | PB | LC | RT | Y | DS003 | LC001 | GIRLS RR HAND SNK #1 | LITTLE PIECE OF HEAVEN DAY CARE | DISTRIBUTION SYSTEM | FSD | 1
VA4127445 | PB | LC | RT | Y | DS003 | LC002 | GIRLS RR HAND SNK #2 | LITTLE PIECE OF HEAVEN DAY CARE | DISTRIBUTION SYSTEM | FSD | 1
VA4127445 | PB | LC | RT | Y | DS003 | LC003 | BOYS RR HAND SINK | LITTLE PIECE OF HEAVEN DAY CARE | DISTRIBUTION SYSTEM | FSD | 1
VA4127445 | PB | LC | RT | Y | DS003 | LC004 | KITCHEN HAND SINK | LITTLE PIECE OF HEAVEN DAY CARE | DISTRIBUTION SYSTEM | FSD | 1
VA4127445 | PB | LC | RT | Y | DS003 | LC005 | INFANT RM HAND SINK | LITTLE PIECE OF HEAVEN DAY CARE | DISTRIBUTION SYSTEM | FSD | 1
VA4127450 | GE | NIT | RT | Y | EP001 | EP001 | 5000 GAL HYDRO TANK | MINITREE GLEN | ENTRY POINT |  | 1
VA4127450 | GE | VOC | RT | Y | EP001 | EP001 | 5000 GAL HYDRO TANK | MINITREE GLEN | ENTRY POINT |  | 1
VA4127455 | GE | NIT | RT | Y | EP001 | EP001 | HYDROPNUEMATIC TANK | LONG ACRES MOBILE HOME PARK | ENTRY POINT |  | 1
VA4127525 | GE | NIT | RT | Y | EP001 | EP001 | ENTRY POINT | NEW KENT BUSINESS CENTER | ENTRY POINT |  | 1
VA4127530 | GE | HAA | RT | Y | DS001 | DBP03 | HYDRANT-LOT 30-OAKRISE RD | NEW KENT COURTHOUSE | DISTRIBUTION SYSTEM |  | 1
VA4127530 | GE | THM | RT | Y | DS001 | DBP03 | HYDRANT-LOT 30-OAKRISE RD | NEW KENT COURTHOUSE | DISTRIBUTION SYSTEM |  | 1
VA4127530 | PB | LC | RT | Y | DS001 | LCR03 | CH-EAST END MEN'S RR | NEW KENT COURTHOUSE | DISTRIBUTION SYSTEM | FSD | 1
VA4127530 | PB | LC | RT | Y | DS001 | LCR04 | CH-EAST END WOMEN RR | NEW KENT COURTHOUSE | DISTRIBUTION SYSTEM | FSD | 1
VA4127530 | PB | LC | RT | Y | DS001 | LCR05 | CH-HEALTH DEPT RR | NEW KENT COURTHOUSE | DISTRIBUTION SYSTEM | FSD | 1
VA4127530 | PB | LC | RT | Y | DS001 | LCR08 | PS-KITCHEN-PORCELN SINK | NEW KENT COURTHOUSE | DISTRIBUTION SYSTEM | FSD | 1
VA4127530 | PB | LC | RT | Y | DS001 | LCR12 | PS-BLUE HS - BOYS RR SINK | NEW KENT COURTHOUSE | DISTRIBUTION SYSTEM | FSD | 1
VA4127530 | PB | LC | RT | Y | DS001 | LCR19 | PS- CLINIC SINK | NEW KENT COURTHOUSE | DISTRIBUTION SYSTEM | FSD | 1
VA4127530 | PB | LC | RT | Y | DS001 | LCR29 | MID SCH-KITCHEN-POR SNK | NEW KENT COURTHOUSE | DISTRIBUTION SYSTEM | FSD | 1
VA4127530 | PB | LC | RT | Y | DS001 | LCR30 | MID SCH-VOAG-GIRL RR SNK | NEW KENT COURTHOUSE | DISTRIBUTION SYSTEM | FSD | 1
VA4127530 | PB | LC | RT | Y | DS001 | LCR34 | MID SCH-1ST-ART-BOYS RR SNK | NEW KENT COURTHOUSE | DISTRIBUTION SYSTEM | FSD | 1
VA4127530 | PB | LC | RT | Y | DS001 | LCR42 | PS-YELLOW HS-BOYS RR SINK | NEW KENT COURTHOUSE | DISTRIBUTION SYSTEM | FSD | 1
VA4127530 | GE | NIT | RT | Y | EP002 | EP002 | AFTER CHLORINE INJECTION POINT | NEW KENT COURTHOUSE | ENTRY POINT - WELL NO. 2 |  | 1
VA4127530 | GE | RAD | RT | Y | EP002 | EP002 | AFTER CHLORINE INJECTION POINT | NEW KENT COURTHOUSE | ENTRY POINT - WELL NO. 2 |  | 1
VA4127530 | GE | NIT | RT | Y | EP01A | EP001A | AFTER CHLORINE INJECTION POINT | NEW KENT COURTHOUSE | ENTRY POINT - WELL NO. 1A |  | 1
VA4127530 | GE | RAD | RT | Y | EP01A | EP001A | AFTER CHLORINE INJECTION POINT | NEW KENT COURTHOUSE | ENTRY POINT - WELL NO. 1A |  | 1
VA4127570 | GE | HAA | RT | Y | DS001 | DBP01 | COMM CARR CORP | PARHAM LANDING | DISTRIBUTION SYSTEM |  | 1
VA4127570 | GE | THM | RT | Y | DS001 | DBP01 | COMM CARR CORP | PARHAM LANDING | DISTRIBUTION SYSTEM |  | 1
VA4127570 | GE | INO | RT | Y | EP001 | EP001 | DOWNSTREAM OF CL ADD | PARHAM LANDING | ENTRY POINT - WELL NO. 1 |  | 1
VA4127570 | GE | MET | RT | Y | EP001 | EP001 | DOWNSTREAM OF CL ADD | PARHAM LANDING | ENTRY POINT - WELL NO. 1 |  | 1
VA4127570 | GE | VOC | RT | Y | EP001 | EP001 | DOWNSTREAM OF CL ADD | PARHAM LANDING | ENTRY POINT - WELL NO. 1 |  | 1
VA4127570 | GE | INO | RT | Y | EP002 | EP002 | DOWNSTREAM OF CL2 | PARHAM LANDING | ENTRY POINT - WELL NO. 2 |  | 1
VA4127570 | GE | MET | RT | Y | EP002 | EP002 | DOWNSTREAM OF CL2 | PARHAM LANDING | ENTRY POINT - WELL NO. 2 |  | 1
VA4127570 | GE | VOC | RT | Y | EP002 | EP002 | DOWNSTREAM OF CL2 | PARHAM LANDING | ENTRY POINT - WELL NO. 2 |  | 1
VA4127635 | GE | NIT | RT | Y | EP001 | EP001 | HYDRO TANK | QUINTON PARK SUBDIVISION | ENTRY POINT |  | 1
VA4127635 | GE | VOC | RT | Y | EP001 | EP001 | HYDRO TANK | QUINTON PARK SUBDIVISION | ENTRY POINT |  | 1
VA4127650 | GE | NIT | RT | Y | EP001 | EP001 | TANK | RIVERSIDE CAMP 2 | ENTRY POINT |  | 1
VA4127725 | GE | NIT | RT | Y | EP001 | EP001 | TANK | RIVERSIDE CAMP STORE/SNACK BAR | ENTRY POINT |  | 1
VA4127920 | GE | NIT | RT | Y | EP001 | EP001 | TANK | WOODBOURNE KAMPGROUND | ENTRY POINT |  | 1
VA4127925 | GE | HAA | RT | Y | DS001 | DBP01 | LOT 230 | WOODHAVEN SHORES | DISTRIBUTION SYSTEM |  | 1
VA4127925 | GE | THM | RT | Y | DS001 | DBP01 | LOT 230 | WOODHAVEN SHORES | DISTRIBUTION SYSTEM |  | 1
VA4133005 | GE | NIT | RT | Y | EP001 | EP001 | CAM WINERY ENTRY POINT | CAM WINERY | CAM WINERY ENTRY POINT |  | 1
VA4133020 | GE | NIT | RT | Y | EP001 | EP001 | PRESSURE TANK | UNIQUE EXPERIENCE EATERY | ENTRY POINT |  | 1
VA4133040 | GE | HAA | RT | Y | DS001 | DBP01 | SECTION G LOT 24 | BAY QUARTER SHORES | DISTRIBUTION SYSTEM |  | 1
VA4133040 | GE | THM | RT | Y | DS001 | DBP01 | SECTION G LOT 24 | BAY QUARTER SHORES | DISTRIBUTION SYSTEM |  | 1
VA4133040 | GE | HAA | RT | Y | DS001 | DBP02 | SEC. C, LOT 35 AND 36, COLD CREEK DR. | BAY QUARTER SHORES | DISTRIBUTION SYSTEM |  | 1
VA4133040 | GE | THM | RT | Y | DS001 | DBP02 | SEC. C, LOT 35 AND 36, COLD CREEK DR. | BAY QUARTER SHORES | DISTRIBUTION SYSTEM |  | 1
VA4133040 | PB | LC | RT | Y | DS001 | LC001 | O-37:145 CAROLINA DR | BAY QUARTER SHORES | DISTRIBUTION SYSTEM | FSD | 1
VA4133040 | PB | LC | RT | Y | DS001 | LC002 | O-41:201 CAROLINA DR | BAY QUARTER SHORES | DISTRIBUTION SYSTEM | FSD | 1
VA4133040 | PB | LC | RT | Y | DS001 | LC003 | H-31:318 COLORADO DR | BAY QUARTER SHORES | DISTRIBUTION SYSTEM | FSD | 1
VA4133040 | PB | LC | RT | Y | DS001 | LC007 | 96 HOWARD CT | BAY QUARTER SHORES | DISTRIBUTION SYSTEM | FSD | 1
VA4133040 | PB | LC | RT | Y | DS001 | LC013 | A-24:644 BAY QUARTER | BAY QUARTER SHORES | DISTRIBUTION SYSTEM | FSD | 1
VA4133080 | GE | HAA | RT | Y | DS001 | DBP01 | 42 GRAVEL LANE | BELLS COVE SUBDIVISION | DISTRIBUTION SYSTEM |  | 1
VA4133080 | GE | THM | RT | Y | DS001 | DBP01 | 42 GRAVEL LANE | BELLS COVE SUBDIVISION | DISTRIBUTION SYSTEM |  | 1
VA4133100 | PB | LC | RT | Y | DS001 | LC003 | 112 BARN POINT RD. | BON HARBOURS | DISTRIBUTION SYSTEM | FSD | 1
VA4133100 | PB | LC | RT | Y | DS001 | LC006 | 195 BARN POINT RD | BON HARBOURS | DISTRIBUTION SYSTEM | FSD | 1
VA4133100 | PB | LC | RT | Y | DS001 | LC008 | 358 BARN POINT RD | BON HARBOURS | DISTRIBUTION SYSTEM | FSD | 1
VA4133100 | PB | LC | RT | Y | DS001 | LC009 | 1954 BON HARBOR RD | BON HARBOURS | DISTRIBUTION SYSTEM | FSD | 1
VA4133100 | PB | LC | RT | Y | DS001 | LC015 | 1983 BON HARBOR RD. | BON HARBOURS | DISTRIBUTION SYSTEM | FSD | 1
VA4133110 | PB | LC | RT | Y | DS001 | LC002 | 312 BROWN S STORE RD | BROWNS STORE | DISTRIBUTION SYSTEM | FSD | 1
VA4133110 | PB | LC | RT | Y | DS001 | LC003 | 1968 BEANES RD. | BROWNS STORE | DISTRIBUTION SYSTEM | FSD | 1
VA4133110 | PB | LC | RT | Y | DS001 | LC005 | 369 BROWNS STORE RD | BROWNS STORE | DISTRIBUTION SYSTEM | FSD | 1
VA4133110 | PB | LC | RT | Y | DS001 | LC006 | 224 BROWN'S STORE R | BROWNS STORE | DISTRIBUTION SYSTEM | FSD | 1
VA4133110 | PB | LC | RT | Y | DS001 | LC007 | 378 BROWN'S STORE R | BROWNS STORE | DISTRIBUTION SYSTEM | FSD | 1
VA4133120 | PB | LC | RT | Y | DS001 | LC006 | 65 HACKS NECK RD | BURGESS | DISTRIBUTION SYSTEM | FSD | 1
VA4133120 | PB | LC | RT | Y | DS001 | LC007 | 15170 NORTHUMBERLAND HWY | BURGESS | DISTRIBUTION SYSTEM | FSD | 1
VA4133120 | PB | LC | RT | Y | DS001 | LC009 | 15138 NORTHUMBERLAND HWY | BURGESS | DISTRIBUTION SYSTEM | FSD | 1
VA4133120 | PB | LC | RT | Y | DS001 | LC013 | 14998 NORTHUMBERLAND HWY | BURGESS | DISTRIBUTION SYSTEM | FSD | 1
VA4133120 | PB | LC | RT | Y | DS001 | LC014 | 14741 NORTHUMBERLAND HWY | BURGESS | DISTRIBUTION SYSTEM | FSD | 1
VA4133160 | PB | LC | RT | Y | DS001 | LC001 | 109 LAKESIDE DR. | CALLAO | DISTRIBUTION SYSTEM | FSD | 1
VA4133160 | PB | LC | RT | Y | DS001 | LC006 | 84 CEDAR LN | CALLAO | DISTRIBUTION SYSTEM | FSD | 1
VA4133160 | PB | LC | RT | Y | DS001 | LC007 | 17252 RICHMOND RD | CALLAO | DISTRIBUTION SYSTEM | FSD | 1
VA4133160 | PB | LC | RT | Y | DS001 | LC019 | 17586 RICHMOND ROAD | CALLAO | DISTRIBUTION SYSTEM | FSD | 1
VA4133160 | PB | LC | RT | Y | DS001 | LC020 | 128 HAMPTON HALL | CALLAO | DISTRIBUTION SYSTEM | FSD | 1
VA4133175 | GE | NIT | RT | Y | EP001 | EP001 | PRESSURE TANK | CAMP KITTAMAQUND GIRL SCOUTS | ENTRY POINT |  | 1
VA4133600 | PB | LC | RT | Y | DS003 | LC001 | 2201 WHAYS CREEK RD. | LUCOM POINT SUBDIVISION | DISTRIBUTION SYSTEM | FSD | 1
VA4133600 | PB | LC | RT | Y | DS003 | LC002 | 71 WHAYS CREEK COVE | LUCOM POINT SUBDIVISION | DISTRIBUTION SYSTEM | FSD | 1
VA4133600 | PB | LC | RT | Y | DS003 | LC003 | 2329 WHAYS CREEK DR. | LUCOM POINT SUBDIVISION | DISTRIBUTION SYSTEM | FSD | 1
VA4133600 | PB | LC | RT | Y | DS003 | LC004 | 250 LUCOM POINT DR. | LUCOM POINT SUBDIVISION | DISTRIBUTION SYSTEM | FSD | 1
VA4133600 | PB | LC | RT | Y | DS003 | LC005 | 214 LUCOM POINT DR. | LUCOM POINT SUBDIVISION | DISTRIBUTION SYSTEM | FSD | 1
VA4133620 | PB | LC | RT | Y | DS001 | LC001 | 207 RUDDY DUCK | MALLARD BAY SUBDIVISION | DISTRIBUTION SYSTEM | FSD | 1
VA4133620 | PB | LC | RT | Y | DS001 | LC003 | 115 TEAL WAY | MALLARD BAY SUBDIVISION | DISTRIBUTION SYSTEM | FSD | 1
VA4133620 | PB | LC | RT | Y | DS001 | LC005 | 48 BUFFLEHEAD CT. | MALLARD BAY SUBDIVISION | DISTRIBUTION SYSTEM | FSD | 1
VA4133620 | PB | LC | RT | Y | DS001 | LC011 | 72 PINTAIL CT. | MALLARD BAY SUBDIVISION | DISTRIBUTION SYSTEM | FSD | 1
VA4133620 | PB | LC | RT | Y | DS001 | LC014 | 2 PINTAIL LN. | MALLARD BAY SUBDIVISION | DISTRIBUTION SYSTEM | FSD | 1
VA4133620 | GE | INO | RT | Y | EP001 | EP001 | 5000-GAL HYDRO TANK | MALLARD BAY SUBDIVISION | ENTRY POINT@WELL NO. 1 |  | 1
VA4133620 | GE | MET | RT | Y | EP001 | EP001 | 5000-GAL HYDRO TANK | MALLARD BAY SUBDIVISION | ENTRY POINT@WELL NO. 1 |  | 1
VA4133620 | GE | INO | RT | Y | EP002 | EP002 | BLADDER TANK | MALLARD BAY SUBDIVISION | ENTRY POINT@WELL NO. 2 |  | 1
VA4133620 | GE | MET | RT | Y | EP002 | EP002 | BLADDER TANK | MALLARD BAY SUBDIVISION | ENTRY POINT@WELL NO. 2 |  | 1
VA4133622 | GE | HAA | RT | Y | DS001 | DBP01 | ROOM 111 | NORTHUMBERLAND ELEMENTARY SCHOOL | DISTRIBUTION SYSTEM |  | 1
VA4133622 | GE | THM | RT | Y | DS001 | DBP01 | ROOM 111 | NORTHUMBERLAND ELEMENTARY SCHOOL | DISTRIBUTION SYSTEM |  | 1
VA4133622 | GE | HAA | RT | Y | DS001 | DBP02 | ROOM 151 | NORTHUMBERLAND ELEMENTARY SCHOOL | DISTRIBUTION SYSTEM |  | 1
VA4133622 | GE | THM | RT | Y | DS001 | DBP02 | ROOM 151 | NORTHUMBERLAND ELEMENTARY SCHOOL | DISTRIBUTION SYSTEM |  | 1
VA4133630 | GE | HAA | RT | Y | DS001 | DBP01 | ROOM 225 (03D) | NORTHUMBERLAND MIDDLE/HIGH SCHOOL | MIDDLE/HIGH SCHOOL DS |  | 1
VA4133630 | GE | THM | RT | Y | DS001 | DBP01 | ROOM 225 (03D) | NORTHUMBERLAND MIDDLE/HIGH SCHOOL | MIDDLE/HIGH SCHOOL DS |  | 1
VA4133630 | GE | NIT | RT | Y | EP001 | EP001 | HYDRO TANK SAMPLE TAP | NORTHUMBERLAND MIDDLE/HIGH SCHOOL | ENTRY POINT |  | 1
VA4133640 | PB | LC | RT | Y | DS001 | LC001 | 1056 BRAMMER DR | NORTHUMBERLAND PLANTATION | DISTRIBUTION SYSTEM | FSD | 1
VA4133640 | PB | LC | RT | Y | DS001 | LC003 | 834 BRAMMER DR | NORTHUMBERLAND PLANTATION | DISTRIBUTION SYSTEM | FSD | 1
VA4133640 | PB | LC | RT | Y | DS001 | LC004 | 195 RILEY LA | NORTHUMBERLAND PLANTATION | DISTRIBUTION SYSTEM | FSD | 1
VA4133640 | PB | LC | RT | Y | DS001 | LC006 | 900 BRAMMER DR | NORTHUMBERLAND PLANTATION | DISTRIBUTION SYSTEM | FSD | 1
VA4133640 | PB | LC | RT | Y | DS001 | LC007 | 845 BRAMMER DR | NORTHUMBERLAND PLANTATION | DISTRIBUTION SYSTEM | FSD | 1
VA4133640 | GE | NIT | RT | Y | EP001 | EP001 | HYDRO TANK | NORTHUMBERLAND PLANTATION | ENTRY POINT |  | 1
VA4133698 | GE | HAA | RT | Y | DS001 | DBP01 | 271 POTOMAC DRIVE | POTOMAC BAY ESTATES | POTOMAC BAY ESTATES DS |  | 1
VA4133698 | GE | THM | RT | Y | DS001 | DBP01 | 271 POTOMAC DRIVE | POTOMAC BAY ESTATES | POTOMAC BAY ESTATES DS |  | 1
VA4133698 | GE | CYN | RT | Y | EP001 | EP001 | PRESSURE TANK | POTOMAC BAY ESTATES | EP - WELL #1 AND WELL #3 |  | 1
VA4133698 | GE | INO | RT | Y | EP001 | EP001 | PRESSURE TANK | POTOMAC BAY ESTATES | EP - WELL #1 AND WELL #3 |  | 1
VA4133698 | GE | MET | RT | Y | EP001 | EP001 | PRESSURE TANK | POTOMAC BAY ESTATES | EP - WELL #1 AND WELL #3 |  | 1
VA4133698 | GE | NIT | RT | Y | EP001 | EP001 | PRESSURE TANK | POTOMAC BAY ESTATES | EP - WELL #1 AND WELL #3 |  | 1
VA4133698 | GE | RAD | RT | Y | EP001 | EP001 | PRESSURE TANK | POTOMAC BAY ESTATES | EP - WELL #1 AND WELL #3 |  | 1
VA4133698 | GE | VOC | RT | Y | EP001 | EP001 | PRESSURE TANK | POTOMAC BAY ESTATES | EP - WELL #1 AND WELL #3 |  | 1
VA4133720 | PB | LC | RT | Y | DS001 | LC001 | 354 SUTTON AV-ARMSW | REEDVILLE, TOWN OF | DISTRIBUTION SYSTEM | FSD | 1
VA4133720 | PB | LC | RT | Y | DS001 | LC003 | 153 CROWDER LN. | REEDVILLE, TOWN OF | DISTRIBUTION SYSTEM | FSD | 1
VA4133720 | PB | LC | RT | Y | DS001 | LC004 | 105 CROWDER LN. | REEDVILLE, TOWN OF | DISTRIBUTION SYSTEM | FSD | 1
VA4133720 | PB | LC | RT | Y | DS001 | LC005 | 33 PINE DR. | REEDVILLE, TOWN OF | DISTRIBUTION SYSTEM | FSD | 1
VA4133720 | PB | LC | RT | Y | DS001 | LC006 | 84 TOULSON AVE. | REEDVILLE, TOWN OF | DISTRIBUTION SYSTEM | FSD | 1
VA4133740 | GE | NIT | RT | Y | EP001 | EP001 | HYDRO TANK | REEDVILLE MANOR | ENTRY POINT |  | 1
VA4133800 | PB | LC | RT | Y | DS001 | LC2 | 93 BERKSHIRE DR--LOT 368 | SHERWOOD FOREST SHORES | DISTRIBUTION SYSTEM | FSD | 1
VA4133800 | PB | LC | RT | Y | DS001 | LC3 | 333 BERKSHIRE DR--LOT 280 | SHERWOOD FOREST SHORES | DISTRIBUTION SYSTEM | FSD | 1
VA4133800 | PB | LC | RT | Y | DS001 | LC4 | 1466 SHERWOOD DR--LOT 222 | SHERWOOD FOREST SHORES | DISTRIBUTION SYSTEM | FSD | 1
VA4133800 | PB | LC | RT | Y | DS001 | LC5 | 76 NOTTINGHAM DR--LOT 478 | SHERWOOD FOREST SHORES | DISTRIBUTION SYSTEM | FSD | 1
VA4133800 | PB | LC | RT | Y | DS001 | LC8 | 281 LANCELOT DR--LOT 103 | SHERWOOD FOREST SHORES | DISTRIBUTION SYSTEM | FSD | 1
VA4133822 | GE | RAD | RT | Y | EP001 | EP001 | ENTRY POINT-BLADDER TANK TAP | SPRIGGS LANDING | ENTRY POINT-BLADDER TANK TAP |  | 1
VA4133825 | GE | NIT | RT | Y | EP001 | EP001 | PRESSURE TANK | CHESAPEAKE BAY CAMP - RESORT | ENTRY POINT |  | 1
VA4133845 | GE | NIT | RT | Y | EP001 | EP001 | HYDRO TANK | TIDES ON THE CHESAPEAKE ASSOC | ENTRY POINT |  | 1
VA4133850 | PB | LC | RT | Y | DS001 | LC002 | 144 INGRAM BAY DR. | TOWLES LANDING | DISTRIBUTION SYSTEM | FSD | 1
VA4133850 | PB | LC | RT | Y | DS001 | LC003 | 176 INGRAM BAY DR. | TOWLES LANDING | DISTRIBUTION SYSTEM | FSD | 1
VA4133850 | PB | LC | RT | Y | DS001 | LC004 | 208 INGRAM BAY DR. | TOWLES LANDING | DISTRIBUTION SYSTEM | FSD | 1
VA4133850 | PB | LC | RT | Y | DS001 | LC005 | 220 INGRAM BAY DR. | TOWLES LANDING | DISTRIBUTION SYSTEM | FSD | 1
VA4133850 | PB | LC | RT | Y | DS001 | LC006 | 116 INGRAM BAY DR. | TOWLES LANDING | DISTRIBUTION SYSTEM | FSD | 1
VA4133888 | GE | NIT | RT | Y | EP001 | EP001 | BLADDER TANK | WESTBAY | ENTRY POINT |  | 1
VA4133900 | PB | LC | RT | Y | DS001 | LC007 | 5212 JESSIE DUPONT M | WICOMICO CHURCH | DISTRIBUTION SYSTEM | FSD | 1
VA4133900 | PB | LC | RT | Y | DS001 | LC009 | 109 CLOVERLEAF RD | WICOMICO CHURCH | DISTRIBUTION SYSTEM | FSD | 1
VA4133900 | PB | LC | RT | Y | DS001 | LC011 | LOT 106 | WICOMICO CHURCH | DISTRIBUTION SYSTEM | FSD | 1
VA4133900 | PB | LC | RT | Y | DS001 | LC013 | 5168 JESSIE DUPONT MEM. HWY | WICOMICO CHURCH | DISTRIBUTION SYSTEM | FSD | 1
VA4133900 | PB | LC | RT | Y | DS001 | LCR016 | 2936 BROWNS STORE RD. | WICOMICO CHURCH | DISTRIBUTION SYSTEM | FSD | 1
VA4133900 | GE | VOC | RT | Y | EP001 | EP001 | 900-GAL HYDRO TANK | WICOMICO CHURCH | ENTRY POINT |  | 1
VA4133920 | PB | LC | RT | Y | DS001 | LC002 | 468 FOLLY RD. | WICOMICO RIDGE | DISTRIBUTION SYSTEM | FSD | 1
VA4133920 | PB | LC | RT | Y | DS001 | LC003 | 570 FOLLY RD. | WICOMICO RIDGE | DISTRIBUTION SYSTEM | FSD | 1
VA4133920 | PB | LC | RT | Y | DS001 | LC005 | 600 FOLLY RD | WICOMICO RIDGE | DISTRIBUTION SYSTEM | FSD | 1
VA4133920 | PB | LC | RT | Y | DS001 | LC009 | 448 FOLLY RD. | WICOMICO RIDGE | DISTRIBUTION SYSTEM | FSD | 1
VA4133920 | PB | LC | RT | Y | DS001 | LC011 | 522 FOLLY RD | WICOMICO RIDGE | DISTRIBUTION SYSTEM | FSD | 1
VA4159235 | PB | LC | RT | Y | DS001 | LC005 | ROOM NO. 30, WING B, OFFICE BLDG | FARNHAM MANOR | DISTRIBUTION SYSTEM | FSD | 1
VA4159500 | PB | LC | RT | Y | DS003 | LC004 | 3240 LUTTRELLVILL LN | LUTTRELLVILLE | DISTRIBUTION SYSTEM | FSD | 1
VA4145650 | PB | LC | RT | Y | DS001 | LC002 | UNIT 2178 | PLAINVIEW BUSINESS CENTER | DISTRIBUTION SYSTEM | FSD | 1
VA4145650 | PB | LC | RT | Y | DS001 | LC003 | UNIT 2180 | PLAINVIEW BUSINESS CENTER | DISTRIBUTION SYSTEM | FSD | 1
VA4145650 | PB | LC | RT | Y | DS001 | LC004 | UNIT 2160 | PLAINVIEW BUSINESS CENTER | DISTRIBUTION SYSTEM | FSD | 1
VA4145650 | PB | LC | RT | Y | DS001 | LC005 | UNIT 2166 | PLAINVIEW BUSINESS CENTER | DISTRIBUTION SYSTEM | FSD | 1
VA4145650 | GE | NIT | RT | Y | EP001 | EP001 | BLADDER TANK | PLAINVIEW BUSINESS CENTER | ENTRY POINT |  | 1
VA4145665 | GE | HAA | RT | Y | DS001 | DBP01 | ELEM SCH - REAR SPGT | POCAHONTAS LANDMARK CENTER | DISTRIBUTION SYSTEM |  | 1
VA4145665 | GE | THM | RT | Y | DS001 | DBP01 | ELEM SCH - REAR SPGT | POCAHONTAS LANDMARK CENTER | DISTRIBUTION SYSTEM |  | 1
VA4145665 | GE | NIT | RT | Y | EP001 | EP001 | 2000 GAL HYDRO TANK | POCAHONTAS LANDMARK CENTER | ENTRY POINT-WELLS 1&2 |  | 1
VA4145675 | GE | HAA | RT | Y | DS001 | DBP01 | POST OFFICE - OUTSID | POWHATAN COURTHOUSE | DISTRIBUTION SYSTEM |  | 1
VA4145675 | GE | THM | RT | Y | DS001 | DBP01 | POST OFFICE - OUTSID | POWHATAN COURTHOUSE | DISTRIBUTION SYSTEM |  | 1
VA4145675 | GE | HAA | RT | Y | DS001 | DBP03 | ACADEMY ROAD-FOOD LION | POWHATAN COURTHOUSE | DISTRIBUTION SYSTEM |  | 1
VA4145675 | GE | THM | RT | Y | DS001 | DBP03 | ACADEMY ROAD-FOOD LION | POWHATAN COURTHOUSE | DISTRIBUTION SYSTEM |  | 1
VA4145678 | GE | NIT | RT | Y | EP001 | EP001 | HYDRO TANK | POWHATAN STATE PARK | ENTRY POINT |  | 1
VA4145679 | GE | NIT | RT | Y | EP001 | EP001 | HYDROPNEUMATIC TANK | POWHATAN STATE PARK CAMPGROUND | ENTRY POINT |  | 1
VA4145820 | GE | INO | RT | Y | EP001 | EP001 | ENTRY POINT | TILMANS FARM | ENTRY POINT |  | 1
VA4145820 | GE | MET | RT | Y | EP001 | EP001 | ENTRY POINT | TILMANS FARM | ENTRY POINT |  | 1
VA4145820 | GE | NIT | RT | Y | EP001 | EP001 | ENTRY POINT | TILMANS FARM | ENTRY POINT |  | 1
VA4145820 | GE | VOC | RT | Y | EP001 | EP001 | ENTRY POINT | TILMANS FARM | ENTRY POINT |  | 1
VA4159100 | PB | LC | RT | Y | DS001 | LC001 | 28 HINSON RD | BELL ACRES | DISTRIBUTION SYSTEM | FSD | 1
VA4159100 | PB | LC | RT | Y | DS001 | LC003 | 9815 RICHMOND RD | BELL ACRES | DISTRIBUTION SYSTEM | FSD | 1
VA4159100 | PB | LC | RT | Y | DS001 | LC004 | 53 HINSON RD | BELL ACRES | DISTRIBUTION SYSTEM | FSD | 1
VA4159100 | PB | LC | RT | Y | DS001 | LC005 | 84 BELLS DR | BELL ACRES | DISTRIBUTION SYSTEM | FSD | 1
VA4159100 | PB | LC | RT | Y | DS001 | LC010 | 102 BELLS DRIVE | BELL ACRES | DISTRIBUTION SYSTEM | FSD | 1
VA4159200 | GE | HAA | RT | Y | DS001 | DBP02 | TOWER #1 OUTSIDE SPIGOT | HAYNESVILLE CORRECTIONAL CENTER | DISTRIBUTION SYSTEM |  | 1
VA4159200 | GE | THM | RT | Y | DS001 | DBP02 | TOWER #1 OUTSIDE SPIGOT | HAYNESVILLE CORRECTIONAL CENTER | DISTRIBUTION SYSTEM |  | 1
VA4159235 | GE | HAA | RT | Y | DS001 | DBP001 | VILLA7/APT 1/OUT TAP | FARNHAM MANOR | DISTRIBUTION SYSTEM |  | 1
VA4159235 | GE | THM | RT | Y | DS001 | DBP001 | VILLA7/APT 1/OUT TAP | FARNHAM MANOR | DISTRIBUTION SYSTEM |  | 1
VA4159235 | PB | LC | RT | Y | DS001 | LC001 | ROOM NO. 14, WING A, OFFICE BLDG | FARNHAM MANOR | DISTRIBUTION SYSTEM | FSD | 1
VA4159235 | PB | LC | RT | Y | DS001 | LC002 | ROOM NO. 10, WING A, OFFICE BLDG | FARNHAM MANOR | DISTRIBUTION SYSTEM | FSD | 1
VA4159235 | PB | LC | RT | Y | DS001 | LC003 | RESTROOM, WING A, OFFICE BLDG | FARNHAM MANOR | DISTRIBUTION SYSTEM | FSD | 1
VA4159235 | PB | LC | RT | Y | DS001 | LC004 | ROOM NO. 26, WING B, OFFICE BLDG | FARNHAM MANOR | DISTRIBUTION SYSTEM | FSD | 1
VA4159750 | PB | LC | RT | Y | DS300 | LC01 | BOY'S LOCKER ROOM FOUNTAIN | RICHMOND COUNTY INTERMEDIATE SCHOOL | DISTRIBUTION PIPING | FSD | 1
VA4159750 | PB | LC | RT | Y | DS300 | LC02 | GIRL'S LOCKER ROOM FOUNTAIN | RICHMOND COUNTY INTERMEDIATE SCHOOL | DISTRIBUTION PIPING | FSD | 1
VA4159750 | PB | LC | RT | Y | DS300 | LC03 | 7TH GR JANITOR'S CLOSET | RICHMOND COUNTY INTERMEDIATE SCHOOL | DISTRIBUTION PIPING | FSD | 1
VA4159750 | PB | LC | RT | Y | DS300 | LC04 | TRANS OFFICE SINK | RICHMOND COUNTY INTERMEDIATE SCHOOL | DISTRIBUTION PIPING | FSD | 1
VA4159750 | PB | LC | RT | Y | DS300 | LC05 | 8TH GR FOUNTAIN MAIN ENTRANCE | RICHMOND COUNTY INTERMEDIATE SCHOOL | DISTRIBUTION PIPING | FSD | 1
VA4159750 | GE | NIT | RT | Y | EP001 | EP001 | HYDRO TANK | RICHMOND COUNTY INTERMEDIATE SCHOOL | ENTRY POINT |  | 1
VA4159800 | PB | LC | RT | Y | DS001 | LC001 | 474 CANAL RD | SCHOOLHOUSE MEADOWS | DISTRIBUTION SYSTEM | FSD | 1
VA4159800 | PB | LC | RT | Y | DS001 | LC002 | 490 CANAL RD | SCHOOLHOUSE MEADOWS | DISTRIBUTION SYSTEM | FSD | 1
VA4159800 | PB | LC | RT | Y | DS001 | LC005 | 53 SCHOOL HOUSE, LOT 13 | SCHOOLHOUSE MEADOWS | DISTRIBUTION SYSTEM | FSD | 1
VA4159800 | PB | LC | RT | Y | DS001 | LC007 | 31 N. BEND RD | SCHOOLHOUSE MEADOWS | DISTRIBUTION SYSTEM | FSD | 1
VA4159800 | PB | LC | RT | Y | DS001 | LC010 | 135 NORTHBEND RD | SCHOOLHOUSE MEADOWS | DISTRIBUTION SYSTEM | FSD | 1
VA4159900 | GE | HAA | RT | Y | DS001 | DBP02 | 45 GEORGE BROWN LANE | WARSAW, TOWN OF | DISTRIBUTION SYSTEM |  | 1
VA4159900 | GE | THM | RT | Y | DS001 | DBP02 | 45 GEORGE BROWN LANE | WARSAW, TOWN OF | DISTRIBUTION SYSTEM |  | 1
VA4159926 | GE | NIT | RT | Y | EP003 | EP003 | CAMPSITE 12 PIER TAP | WHELAN MARINA NO. 3 | ENTRY POINT #3 |  | 1
VA4193040 | PB | LC | RT | Y | DS001 | LCR001 | 1228 TATE TOWN RD--LOT 14 | ADAMS GROVE | DISTRIBUTION SYSTEM | FSD | 1
VA4193040 | PB | LC | RT | Y | DS001 | LCR002 | 1306 TATE TOWN RD--LOT 10 | ADAMS GROVE | DISTRIBUTION SYSTEM | FSD | 1
VA4193040 | PB | LC | RT | Y | DS001 | LCR003 | 1248 TATE TOWN RD--LOT 13 | ADAMS GROVE | DISTRIBUTION SYSTEM | FSD | 1
VA4193040 | PB | LC | RT | Y | DS001 | LCR004 | 1360 TATE TOWN RD--LOT 6 | ADAMS GROVE | DISTRIBUTION SYSTEM | FSD | 1
VA4193040 | PB | LC | RT | Y | DS001 | LCR005 | 1288 TATE TOWN RD--LOT 11 | ADAMS GROVE | DISTRIBUTION SYSTEM | FSD | 1
VA4193080 | GE | HAA | RT | Y | DS001 | DBP02 | BACT 01D MOZINGO | WESTMORELAND COUNTY INDUSTRIAL PARK | DISTRIBUTION SYSTEM |  | 1
VA4193080 | GE | THM | RT | Y | DS001 | DBP02 | BACT 01D MOZINGO | WESTMORELAND COUNTY INDUSTRIAL PARK | DISTRIBUTION SYSTEM |  | 1
VA4193080 | GE | NIT | RT | Y | EP002 | EPOO2 | PUMP HOUSE | WESTMORELAND COUNTY INDUSTRIAL PARK | ENTRY POINT--A. T. JOHNSON WL2 |  | 1
VA4193080 | GE | NIT | RT | Y | EP003 | EP003 | PRESSURE TANK | WESTMORELAND COUNTY INDUSTRIAL PARK | ENTRY POINT--MONTROSS MID SCHL WL3 |  | 1
VA4193120 | GE | HAA | RT | Y | DS009 | DBP03 | SEC B/BLK M/LOT 1 | BERKLEY BEACH - EBB TIDE BEACH | DISTRIBUTION SYSTEM |  | 1
VA4193120 | GE | THM | RT | Y | DS009 | DBP03 | SEC B/BLK M/LOT 1 | BERKLEY BEACH - EBB TIDE BEACH | DISTRIBUTION SYSTEM |  | 1
VA4193120 | PB | LC | RT | Y | DS009 | LC003 | 321 RICHMOND RD | BERKLEY BEACH - EBB TIDE BEACH | DISTRIBUTION SYSTEM | FSD | 1
VA4193120 | PB | LC | RT | Y | DS009 | LC013 | 101 W POTOMAC DR | BERKLEY BEACH - EBB TIDE BEACH | DISTRIBUTION SYSTEM | FSD | 1
VA4193120 | PB | LC | RT | Y | DS009 | LC015 | 360 LATANE DR | BERKLEY BEACH - EBB TIDE BEACH | DISTRIBUTION SYSTEM | FSD | 1
VA4193120 | PB | LC | RT | Y | DS009 | LC017 | 296 W POTOMAC DR | BERKLEY BEACH - EBB TIDE BEACH | DISTRIBUTION SYSTEM | FSD | 1
VA4193120 | PB | LC | RT | Y | DS009 | LC018 | 323 W POTOMAC DR | BERKLEY BEACH - EBB TIDE BEACH | DISTRIBUTION SYSTEM | FSD | 1
VA4193120 | PB | LC | RT | Y | DS009 | LC019 | 262 E POTOMAC DR | BERKLEY BEACH - EBB TIDE BEACH | DISTRIBUTION SYSTEM | FSD | 1
VA4193120 | PB | LC | RT | Y | DS009 | LC036 | 229 BLACKWELL ROAD | BERKLEY BEACH - EBB TIDE BEACH | DISTRIBUTION SYSTEM | FSD | 1
VA4193120 | PB | LC | RT | Y | DS009 | LC037 | 441 BLACKWELL RD | BERKLEY BEACH - EBB TIDE BEACH | DISTRIBUTION SYSTEM | FSD | 1
VA4193120 | PB | LC | RT | Y | DS009 | LC038 | 17 LAKE SHORE DR | BERKLEY BEACH - EBB TIDE BEACH | DISTRIBUTION SYSTEM | FSD | 1
VA4193120 | PB | LC | RT | Y | DS009 | LC039 | 159 E. POTOMAC DR | BERKLEY BEACH - EBB TIDE BEACH | DISTRIBUTION SYSTEM | FSD | 1
VA4193125 | GE | NIT | RT | Y | EP001 | EP001 | OFFICE BLDG ENTRY POINT | BEVANS OYSTER COMPANY | OFFICE BLDG ENTRY POINT |  | 1
VA4193125 | GE | NIT | RT | Y | EP002 | EP002 | FISH DOCK ENTRY POINT | BEVANS OYSTER COMPANY | FISH DOCK ENTRY POINT |  | 1
VA4193125 | GE | NIT | RT | Y | EP003 | EP003 | BAY SHELL ENTRY POINT | BEVANS OYSTER COMPANY | BAY SHELL ENTRY POINT |  | 1
VA4193125 | GE | NIT | RT | Y | EP004 | EP004 | HALF SHELL ENTRY POINT | BEVANS OYSTER COMPANY | HALF SHELL ENTRY POINT |  | 1
VA4193200 | PB | LC | RT | Y | DS001 | LC002 | 139 ICEHOUSE PT. RD. | BUSHFIELD | DISTRIBUTION SYSTEM | FSD | 1
VA4193200 | PB | LC | RT | Y | DS001 | LC003 | 279 ICE HOUSE PT. RD | BUSHFIELD | DISTRIBUTION SYSTEM | FSD | 1
VA4193200 | PB | LC | RT | Y | DS001 | LC007 | 1498 BUSHFIELD RD | BUSHFIELD | DISTRIBUTION SYSTEM | FSD | 1
VA4193200 | PB | LC | RT | Y | DS001 | LC015 | 1500 BUSHFIELD ROAD | BUSHFIELD | DISTRIBUTION SYSTEM | FSD | 1
VA4193200 | PB | LC | RT | Y | DS001 | LC017 | 1804 BUSHFIELD ROAD | BUSHFIELD | DISTRIBUTION SYSTEM | FSD | 1
VA4193240 | GE | HAA | RT | Y | DS009 | DBP03 | SEC 2/LOT 60 | CABIN POINT AND GLEBE HARBOUR | DISTRIBUTION SYSTEM |  | 1
VA4193240 | GE | THM | RT | Y | DS009 | DBP03 | SEC 2/LOT 60 | CABIN POINT AND GLEBE HARBOUR | DISTRIBUTION SYSTEM |  | 1
VA4193240 | PB | LC | RT | Y | DS009 | LC001 | 49 EGRET CT | CABIN POINT AND GLEBE HARBOUR | DISTRIBUTION SYSTEM | FSD | 1
VA4193240 | PB | LC | RT | Y | DS009 | LC002 | 81 STARBOARD CT | CABIN POINT AND GLEBE HARBOUR | DISTRIBUTION SYSTEM | FSD | 1
VA4193240 | PB | LC | RT | Y | DS009 | LC005 | 61 BEACON CT | CABIN POINT AND GLEBE HARBOUR | DISTRIBUTION SYSTEM | FSD | 1
VA4193240 | PB | LC | RT | Y | DS009 | LC006 | 3 CABIN POINT DR | CABIN POINT AND GLEBE HARBOUR | DISTRIBUTION SYSTEM | FSD | 1
VA4193240 | PB | LC | RT | Y | DS009 | LC008 | 246 S GLEBE RD | CABIN POINT AND GLEBE HARBOUR | DISTRIBUTION SYSTEM | FSD | 1
VA4193240 | PB | LC | RT | Y | DS009 | LC012 | 73 MALLARD CT | CABIN POINT AND GLEBE HARBOUR | DISTRIBUTION SYSTEM | FSD | 1
VA4193240 | PB | LC | RT | Y | DS009 | LC014 | 1170 ROYAL WAY | CABIN POINT AND GLEBE HARBOUR | DISTRIBUTION SYSTEM | FSD | 1
VA4193240 | PB | LC | RT | Y | DS009 | LC016 | 327 OSPREY DR | CABIN POINT AND GLEBE HARBOUR | DISTRIBUTION SYSTEM | FSD | 1
VA4193240 | PB | LC | RT | Y | DS009 | LC019 | 780 S GLEBE RD | CABIN POINT AND GLEBE HARBOUR | DISTRIBUTION SYSTEM | FSD | 1
VA4193240 | PB | LC | RT | Y | DS009 | LC021 | 88 CANOE PL | CABIN POINT AND GLEBE HARBOUR | DISTRIBUTION SYSTEM | FSD | 1
VA4193280 | GE | HAA | RT | Y | DS001 | DBP01 | 1787 CASTLEWOOD DR. | COLONIAL BEACH, TOWN OF | DISTRIBUTION SYSTEM |  | 1
VA4193280 | GE | THM | RT | Y | DS001 | DBP01 | 1787 CASTLEWOOD DR. | COLONIAL BEACH, TOWN OF | DISTRIBUTION SYSTEM |  | 1
VA4193280 | PB | LC | RT | Y | DS001 | LC001 | 3412 STRATFORD ST | COLONIAL BEACH, TOWN OF | DISTRIBUTION SYSTEM | FSD | 1
VA4193280 | PB | LC | RT | Y | DS001 | LC002 | 154 7TH STREET | COLONIAL BEACH, TOWN OF | DISTRIBUTION SYSTEM | FSD | 1
VA4193280 | PB | LC | RT | Y | DS001 | LC003 | 802 MONROE BAY AVE | COLONIAL BEACH, TOWN OF | DISTRIBUTION SYSTEM | FSD | 1
VA4193280 | PB | LC | RT | Y | DS001 | LC004 | 3128 RIVERVIEW DR | COLONIAL BEACH, TOWN OF | DISTRIBUTION SYSTEM | FSD | 1
VA4193280 | PB | LC | RT | Y | DS001 | LC005 | 412 MARSHALL AVE | COLONIAL BEACH, TOWN OF | DISTRIBUTION SYSTEM | FSD | 1
VA4193280 | PB | LC | RT | Y | DS001 | LC006 | 816 LOSSING AVENUE | COLONIAL BEACH, TOWN OF | DISTRIBUTION SYSTEM | FSD | 1
VA4193280 | PB | LC | RT | Y | DS001 | LC007 | 311 MARSHALL AVENUE | COLONIAL BEACH, TOWN OF | DISTRIBUTION SYSTEM | FSD | 1
VA4193280 | PB | LC | RT | Y | DS001 | LC008 | 200 CEDAR AVENUE | COLONIAL BEACH, TOWN OF | DISTRIBUTION SYSTEM | FSD | 1
VA4193280 | PB | LC | RT | Y | DS001 | LC009 | 1025 IRVING AVENUE | COLONIAL BEACH, TOWN OF | DISTRIBUTION SYSTEM | FSD | 1
VA4193280 | PB | LC | RT | Y | DS001 | LC010 | 10 LINDA LANE | COLONIAL BEACH, TOWN OF | DISTRIBUTION SYSTEM | FSD | 1
VA4193280 | PB | LC | RT | Y | DS001 | LC011 | 3400 RIVERVIEW DR | COLONIAL BEACH, TOWN OF | DISTRIBUTION SYSTEM | FSD | 1
VA4193280 | PB | LC | RT | Y | DS001 | LC012 | 140 8TH STREET | COLONIAL BEACH, TOWN OF | DISTRIBUTION SYSTEM | FSD | 1
VA4193280 | PB | LC | RT | Y | DS001 | LC013 | 213 MIMOSA AVENUE | COLONIAL BEACH, TOWN OF | DISTRIBUTION SYSTEM | FSD | 1
VA4193280 | PB | LC | RT | Y | DS001 | LC014 | 2405 STRATFORD ST | COLONIAL BEACH, TOWN OF | DISTRIBUTION SYSTEM | FSD | 1
VA4193280 | PB | LC | RT | Y | DS001 | LC015 | 2907 STRATFORD AVE | COLONIAL BEACH, TOWN OF | DISTRIBUTION SYSTEM | FSD | 1
VA4193280 | PB | LC | RT | Y | DS001 | LC016 | 350 9TH STREET | COLONIAL BEACH, TOWN OF | DISTRIBUTION SYSTEM | FSD | 1
VA4193280 | PB | LC | RT | Y | DS001 | LC017 | 715 WASHINGTON AVE | COLONIAL BEACH, TOWN OF | DISTRIBUTION SYSTEM | FSD | 1
VA4193280 | PB | LC | RT | Y | DS001 | LC018 | 715 WASHINGTON AVE | COLONIAL BEACH, TOWN OF | DISTRIBUTION SYSTEM | FSD | 1
VA4193280 | PB | LC | RT | Y | DS001 | LC019 | 112 RIVERVIEW CIR | COLONIAL BEACH, TOWN OF | DISTRIBUTION SYSTEM | FSD | 1
VA4193280 | PB | LC | RT | Y | DS001 | LC020 | 224 LOCUST AVENUE | COLONIAL BEACH, TOWN OF | DISTRIBUTION SYSTEM | FSD | 1
VA4193328 | PB | LC | RT | Y | DS001 | LC1 | KITCHEN HAND SINK | COPLE ELEMENTARY SCHOOL | DISTRIBUTION SYSTEM | FSD | 1
VA4193328 | PB | LC | RT | Y | DS001 | LC10 | NURSE HAND SINK | COPLE ELEMENTARY SCHOOL | DISTRIBUTION SYSTEM | FSD | 1
VA4193328 | PB | LC | RT | Y | DS001 | LC5 | FTAIN LFT HALL AUDIT | COPLE ELEMENTARY SCHOOL | DISTRIBUTION SYSTEM | FSD | 1
VA4193328 | PB | LC | RT | Y | DS001 | LC8 | FTAIN ROOM 11 | COPLE ELEMENTARY SCHOOL | DISTRIBUTION SYSTEM | FSD | 1
VA4193328 | PB | LC | RT | Y | DS001 | LC9 | FTAIN OFFICE GUIDAN | COPLE ELEMENTARY SCHOOL | DISTRIBUTION SYSTEM | FSD | 1
VA4193440 | GE | HAA | RT | Y | DS001 | DBP01 | 77 WASHINGTON CIRCLE | GENERAL PARKER SHORES | DISTRIBUTION SYSTEM |  | 1
VA4193440 | GE | THM | RT | Y | DS001 | DBP01 | 77 WASHINGTON CIRCLE | GENERAL PARKER SHORES | DISTRIBUTION SYSTEM |  | 1
VA4193440 | PB | LC | RT | Y | DS001 | LC2 | 77 WASHINGTON CIR | GENERAL PARKER SHORES | DISTRIBUTION SYSTEM | FSD | 1
VA4193440 | PB | LC | RT | Y | DS001 | LC3 | 610 PARKER DR | GENERAL PARKER SHORES | DISTRIBUTION SYSTEM | FSD | 1
VA4193440 | PB | LC | RT | Y | DS001 | LC4 | 19 WASHINGTON CIR | GENERAL PARKER SHORES | DISTRIBUTION SYSTEM | FSD | 1
VA4193440 | PB | LC | RT | Y | DS001 | LC5 | 36 WASHINGTON CIR | GENERAL PARKER SHORES | DISTRIBUTION SYSTEM | FSD | 1
VA4193440 | PB | LC | RT | Y | DS001 | LC6 | 116 WASHINGTON CIR | GENERAL PARKER SHORES | DISTRIBUTION SYSTEM | FSD | 1
VA4193520 | PB | LC | RT | Y | DS001 | LC002 | 345 HARBOR VIEW CIR | BLEAK HALL | DISTRIBUTION SYSTEM | FSD | 1
VA4193520 | PB | LC | RT | Y | DS001 | LC007 | 1307 HARBOR VIEW CIR | BLEAK HALL | DISTRIBUTION SYSTEM | FSD | 1
VA4193520 | PB | LC | RT | Y | DS001 | LC008 | 597 HARBOR VIEW CIR | BLEAK HALL | DISTRIBUTION SYSTEM | FSD | 1
VA4193520 | PB | LC | RT | Y | DS001 | LC009 | 537 HARBOR VIEW CIR | BLEAK HALL | DISTRIBUTION SYSTEM | FSD | 1
VA4193520 | PB | LC | RT | Y | DS001 | LC010 | 787 HARBOR VIEW CIR | BLEAK HALL | DISTRIBUTION SYSTEM | FSD | 1
VA4193560 | GE | HAA | RT | Y | DS007 | DBP01 | 545 POPES CREEK AVENUE | HORNERS BEACH | DISTRIBUTION SYSTEM |  | 1
VA4193560 | GE | THM | RT | Y | DS007 | DBP01 | 545 POPES CREEK AVENUE | HORNERS BEACH | DISTRIBUTION SYSTEM |  | 1
VA4193560 | PB | LC | RT | Y | DS007 | LC001 | 194 POPES CREEK | HORNERS BEACH | DISTRIBUTION SYSTEM | FSD | 1
VA4193560 | PB | LC | RT | Y | DS007 | LC002 | 15 RIVERVIEW ROAD | HORNERS BEACH | DISTRIBUTION SYSTEM | FSD | 1
VA4193560 | PB | LC | RT | Y | DS007 | LC004 | 532 POPES CREEK AVE | HORNERS BEACH | DISTRIBUTION SYSTEM | FSD | 1
VA4193560 | PB | LC | RT | Y | DS007 | LC006 | 598 RIVERVIEW RD | HORNERS BEACH | DISTRIBUTION SYSTEM | FSD | 1
VA4193560 | PB | LC | RT | Y | DS007 | LC008 | 611 HORNERS BEACH | HORNERS BEACH | DISTRIBUTION SYSTEM | FSD | 1
VA4193565 | PB | LC | RT | Y | DS005 | LC001 | WATER FOUNTAIN | INGLESIDE PLANTATION NURSERIES | DISTRIBUTION SYSTEM | FSD | 1
VA4193565 | PB | LC | RT | Y | DS005 | LC002 | KITCHEN SINK | INGLESIDE PLANTATION NURSERIES | DISTRIBUTION SYSTEM | FSD | 1
VA4193565 | PB | LC | RT | Y | DS005 | LC003 | BATHROOM 1 | INGLESIDE PLANTATION NURSERIES | DISTRIBUTION SYSTEM | FSD | 1
VA4193565 | PB | LC | RT | Y | DS005 | LC004 | BATHROOM 2 | INGLESIDE PLANTATION NURSERIES | DISTRIBUTION SYSTEM | FSD | 1
VA4193565 | PB | LC | RT | Y | DS005 | LC005 | BEDROOM 10 | INGLESIDE PLANTATION NURSERIES | DISTRIBUTION SYSTEM | FSD | 1
VA4193652 | GE | NIT | RT | Y | EP002 | EP002 | SPIGOT DOWNSTREAM OF METER | MONROE HALL NEIGHBORHOOD | ENTRY POINT WELL NO. 2 |  | 1
VA4193652 | GE | VOC | RT | Y | EP002 | EP002 | SPIGOT DOWNSTREAM OF METER | MONROE HALL NEIGHBORHOOD | ENTRY POINT WELL NO. 2 |  | 1
VA4193670 | PB | LC | RT | Y | DS001 | LC009 | 197 BRANDYWINE | MONTROSS MOBILE HOME VILLAGE | DISTRIBUTION SYSTEM | FSD | 1
VA4193670 | PB | LC | RT | Y | DS001 | LC02 | 235 BRANDYWINE CIR-LOT 42 | MONTROSS MOBILE HOME VILLAGE | DISTRIBUTION SYSTEM | FSD | 1
VA4193670 | PB | LC | RT | Y | DS001 | LC03 | 255 BRANDYWINE CIR-LOT 43 | MONTROSS MOBILE HOME VILLAGE | DISTRIBUTION SYSTEM | FSD | 1
VA4193670 | PB | LC | RT | Y | DS001 | LC04 | 291 BRANDYWINE CIR--LOT 44 | MONTROSS MOBILE HOME VILLAGE | DISTRIBUTION SYSTEM | FSD | 1
VA4193670 | PB | LC | RT | Y | DS001 | LC05 | 399 MEINHARDT DR--LOT 5 | MONTROSS MOBILE HOME VILLAGE | DISTRIBUTION SYSTEM | FSD | 1
VA4193675 | PB | LC | RT | Y | DS005 | LC002 | 33 MATTHEW COVE DR | NOMINI BAY FARMS | DISTRIBUTION SYSTEM | FSD | 1
VA4193675 | PB | LC | RT | Y | DS005 | LC003 | 399 NOMINI BAY FARMS | NOMINI BAY FARMS | DISTRIBUTION SYSTEM | FSD | 1
VA4193675 | PB | LC | RT | Y | DS005 | LC005 | 232 MATTHEW COVE DR | NOMINI BAY FARMS | DISTRIBUTION SYSTEM | FSD | 1
VA4193675 | PB | LC | RT | Y | DS005 | LC006 | 872 FED. FARM RD | NOMINI BAY FARMS | DISTRIBUTION SYSTEM | FSD | 1
VA4193675 | PB | LC | RT | Y | DS005 | LC007 | 115 MATTHEWS COVE | NOMINI BAY FARMS | DISTRIBUTION SYSTEM | FSD | 1
VA4193680 | GE | HAA | RT | Y | DS001 | DBP02 | BACT 03D N-NECK BANK | MONTROSS, TOWN OF | DISTRIBUTION SYSTEM |  | 1
VA4193680 | GE | THM | RT | Y | DS001 | DBP02 | BACT 03D N-NECK BANK | MONTROSS, TOWN OF | DISTRIBUTION SYSTEM |  | 1
VA4193702 | PB | LC | RT | Y | DS001 | LCR01 | WOMENS RR SINK-ADJ NURSERY | OAK GROVE BAPTIST | DISTRIBUTION SYSTEM | FSD | 1
VA4193702 | PB | LC | RT | Y | DS001 | LCR02 | WOMENS RR SINK-ADJ MECH ROOM | OAK GROVE BAPTIST | DISTRIBUTION SYSTEM | FSD | 1
VA4193702 | PB | LC | RT | Y | DS001 | LCR07 | WOMENS RR SINK-UPPER LEVEL | OAK GROVE BAPTIST | DISTRIBUTION SYSTEM | FSD | 1
VA4193702 | PB | LC | RT | Y | DS001 | LCR08 | MENS RR SINK-UPPER LEVEL | OAK GROVE BAPTIST | DISTRIBUTION SYSTEM | FSD | 1
VA4193702 | PB | LC | RT | Y | DS001 | LCR09 | HAND SINK-FLC KITCHEN | OAK GROVE BAPTIST | DISTRIBUTION SYSTEM | FSD | 1
VA4193706 | PB | LC | RT | Y | DS001 | LC001 | 451 PROSPECT HILL RD | OLD PROSPECT LANDING | DISTRIBUTION SYSTEM | FSD | 1
VA4193706 | PB | LC | RT | Y | DS001 | LC002 | 604 PROSPECT RD | OLD PROSPECT LANDING | DISTRIBUTION SYSTEM | FSD | 1
VA4193706 | PB | LC | RT | Y | DS001 | LC003 | 459 PROSPECT HILL RD | OLD PROSPECT LANDING | DISTRIBUTION SYSTEM | FSD | 1
VA4193706 | PB | LC | RT | Y | DS001 | LC004 | 356 GREEN POINT LAND | OLD PROSPECT LANDING | DISTRIBUTION SYSTEM | FSD | 1
VA4193706 | PB | LC | RT | Y | DS001 | LC005 | 443 GREEN POINT LAND | OLD PROSPECT LANDING | DISTRIBUTION SYSTEM | FSD | 1
VA4193708 | GE | NIT | RT | Y | EP001 | EP001 | BLADDER TANKS | OUTDOOR WORLD HARBOR VIEW CAMPGROUND | ENTRY POINT |  | 1
VA4193720 | GE | NIT | RT | Y | EP001 | EP001 | HYDRO TANK - WELL 1 | PLACID BAY ESTATES | ENTRY POINT - WELL NO 1 |  | 1
VA4193720 | GE | NIT | RT | Y | EP002 | EP002 | HYDRO TANK - WELL 2 | PLACID BAY ESTATES | ENTRY POINT - WELL NO 2 |  | 1
VA4193739 | GE | NIT | RT | Y | EP001 | EP001 | PRESSURE TANK | COLES POINT CAMPGROUND | ENTRY POINT |  | 1
VA4193760 | GE | HAA | RT | Y | DS001 | DBP01 | SEC3/BLK A/LOT25 | POTOMAC WESTMORELAND SHORES | DISTRIBUTION SYSTEM |  | 1
VA4193760 | GE | THM | RT | Y | DS001 | DBP01 | SEC3/BLK A/LOT25 | POTOMAC WESTMORELAND SHORES | DISTRIBUTION SYSTEM |  | 1
VA4193760 | PB | LC | RT | Y | DS001 | LC001 | 641 HOLLY VISTA DR. | POTOMAC WESTMORELAND SHORES | DISTRIBUTION SYSTEM | FSD | 1
VA4193760 | PB | LC | RT | Y | DS001 | LC0010 | 386 BARRACKS BCH DR | POTOMAC WESTMORELAND SHORES | DISTRIBUTION SYSTEM | FSD | 1
VA4193760 | PB | LC | RT | Y | DS001 | LC0012 | 1137 HOLLY VISTA DR | POTOMAC WESTMORELAND SHORES | DISTRIBUTION SYSTEM | FSD | 1
VA4193760 | PB | LC | RT | Y | DS001 | LC0013 | 73 SYLVAN GLADE | POTOMAC WESTMORELAND SHORES | DISTRIBUTION SYSTEM | FSD | 1
VA4193760 | PB | LC | RT | Y | DS001 | LC002 | 126 BARRACKS BCH DR | POTOMAC WESTMORELAND SHORES | DISTRIBUTION SYSTEM | FSD | 1
VA4193760 | PB | LC | RT | Y | DS001 | LC004 | 81 SYLVAN GLADE | POTOMAC WESTMORELAND SHORES | DISTRIBUTION SYSTEM | FSD | 1
VA4193760 | PB | LC | RT | Y | DS001 | LC005 | 131 MATTOX DR | POTOMAC WESTMORELAND SHORES | DISTRIBUTION SYSTEM | FSD | 1
VA4193760 | PB | LC | RT | Y | DS001 | LC007 | 112 AVALON DR | POTOMAC WESTMORELAND SHORES | DISTRIBUTION SYSTEM | FSD | 1
VA4193760 | PB | LC | RT | Y | DS001 | LC0094 | 449 SEBASTIAN AVE | POTOMAC WESTMORELAND SHORES | DISTRIBUTION SYSTEM | FSD | 1
VA4193760 | PB | LC | RT | Y | DS001 | LC0095 | 399 BARNES BLVD | POTOMAC WESTMORELAND SHORES | DISTRIBUTION SYSTEM | FSD | 1
VA4193780 | GE | NIT | RT | Y | EP001 | EP001 | BLADDER TANK | BACKDRAFT RESTAURANT | ENTRY POINT |  | 1
VA4193920 | GE | HAA | RT | Y | DS001 | DBP01 | SEC. H, LOT 49, INDEPENDENCE DR. | STRATFORD HARBOUR | DISTRIBUTION SYSTEM |  | 1
VA4193920 | GE | THM | RT | Y | DS001 | DBP01 | SEC. H, LOT 49, INDEPENDENCE DR. | STRATFORD HARBOUR | DISTRIBUTION SYSTEM |  | 1
VA4193920 | GE | HAA | RT | Y | DS001 | DBP02 | SEC. E, LOT 181, BAY POINTE DR. | STRATFORD HARBOUR | DISTRIBUTION SYSTEM |  | 1
VA4193920 | GE | THM | RT | Y | DS001 | DBP02 | SEC. E, LOT 181, BAY POINTE DR. | STRATFORD HARBOUR | DISTRIBUTION SYSTEM |  | 1
VA4193920 | PB | LC | RT | Y | DS001 | LC001 | B-16, 290 QUEENS WAY | STRATFORD HARBOUR | DISTRIBUTION SYSTEM | FSD | 1
VA4193920 | PB | LC | RT | Y | DS001 | LC002 | B-104,1584 N INDEPENDENCE | STRATFORD HARBOUR | DISTRIBUTION SYSTEM | FSD | 1
VA4193920 | PB | LC | RT | Y | DS001 | LC003 | E-85, 875 MONUMENT DRIVE | STRATFORD HARBOUR | DISTRIBUTION SYSTEM | FSD | 1
VA4193920 | PB | LC | RT | Y | DS001 | LC004 | E-137, 68 HAULOVER CIRCLE | STRATFORD HARBOUR | DISTRIBUTION SYSTEM | FSD | 1
VA4193920 | PB | LC | RT | Y | DS001 | LC005 | E-134, 100 HAULOVER CIRCLE | STRATFORD HARBOUR | DISTRIBUTION SYSTEM | FSD | 1
VA4193920 | PB | LC | RT | Y | DS001 | LC006 | B-11, 212 QUEENS WAY | STRATFORD HARBOUR | DISTRIBUTION SYSTEM | FSD | 1
VA4193920 | PB | LC | RT | Y | DS001 | LC007 | A-101, 82 PINE GROVE DRIVE | STRATFORD HARBOUR | DISTRIBUTION SYSTEM | FSD | 1
VA4193920 | PB | LC | RT | Y | DS001 | LC008 | E-133, 110 HAULOVER CIRCEL | STRATFORD HARBOUR | DISTRIBUTION SYSTEM | FSD | 1
VA4193920 | PB | LC | RT | Y | DS001 | LC009 | E-44, 15 HAULOVER DRIVE | STRATFORD HARBOUR | DISTRIBUTION SYSTEM | FSD | 1
VA4193920 | PB | LC | RT | Y | DS001 | LC010 | E-95, 171 HAULOVER DRIVE | STRATFORD HARBOUR | DISTRIBUTION SYSTEM | FSD | 1
VA4193920 | GE | NIT | RT | Y | EP002 | EP002 | HYDROTNK 2/STAT 12 | STRATFORD HARBOUR | ENTRY POINT #12 |  | 1
VA4193920 | GE | NIT | RT | Y | EP004 | EP004 | HYDROTNK 4/STAT 12B | STRATFORD HARBOUR | ENTRY POINT #12B |  | 1
VA4193925 | GE | NIT | RT | Y | EP001 | EP001 | BLADDER TANK | STANLEY`S DAIRY FREEZE | ENTRY POINT |  | 1
VA4193995 | GE | NIT | RT | Y | EP002 | EP002 | BLADDER TANK | WESTMORELAND MARINA | ENTRY POINT NO. 2 |  | 1
VA4760100 | GE | HAA | RT | Y | DS001 | DB002 | 7100 PATTERSON | RICHMOND, CITY OF | DISTRIBUTION SYSTEM |  | 1
VA4760100 | GE | THM | RT | Y | DS001 | DB002 | 7100 PATTERSON | RICHMOND, CITY OF | DISTRIBUTION SYSTEM |  | 1
VA4760100 | GE | HAA | RT | Y | DS001 | DB006 | 3850 PITTAWAY DR | RICHMOND, CITY OF | DISTRIBUTION SYSTEM |  | 1
VA4760100 | GE | THM | RT | Y | DS001 | DB006 | 3850 PITTAWAY DR | RICHMOND, CITY OF | DISTRIBUTION SYSTEM |  | 1
VA4760100 | GE | HAA | RT | Y | DS001 | DB007 | 5051 BROOKBURY BLVD | RICHMOND, CITY OF | DISTRIBUTION SYSTEM |  | 1
VA4760100 | GE | THM | RT | Y | DS001 | DB007 | 5051 BROOKBURY BLVD | RICHMOND, CITY OF | DISTRIBUTION SYSTEM |  | 1
VA4760100 | GE | HAA | RT | Y | DS001 | DB010 | 1600 WESTBROOK RD | RICHMOND, CITY OF | DISTRIBUTION SYSTEM |  | 1
VA4760100 | GE | THM | RT | Y | DS001 | DB010 | 1600 WESTBROOK RD | RICHMOND, CITY OF | DISTRIBUTION SYSTEM |  | 1
VA4760100 | GE | DIQ | RT | Y | EP001 | EP001 | KORAH PS | RICHMOND, CITY OF | KORAH PS - ENTRY POINT NO 1 |  | 1
VA4760100 | GE | FL2 | ST | N | EP001 | EP001 | KORAH PS | RICHMOND, CITY OF | KORAH PS - ENTRY POINT NO 1 |  | 3
VA4760100 | GE | FUM | RT | Y | EP001 | EP001 | KORAH PS | RICHMOND, CITY OF | KORAH PS - ENTRY POINT NO 1 |  | 1
VA4760100 | GE | SVO | RT | Y | EP001 | EP001 | KORAH PS | RICHMOND, CITY OF | KORAH PS - ENTRY POINT NO 1 |  | 1
VA4760100 | GE | SVO | RT | Y | EP001 | EP001 | KORAH PS | RICHMOND, CITY OF | KORAH PS - ENTRY POINT NO 1 |  | 1
VA4760100 | GE | CAR | RT | Y | EP001 | EP001 | KORAH PS | RICHMOND, CITY OF | KORAH PS - ENTRY POINT NO 1 |  | 1
VA4760100 | GE | TOA | RT | Y | IN001 | RW001 | RAW WATER INTAKE | RICHMOND, CITY OF | RAW WATER INTAKE |  | 3
VA4760100 | GE | TOC | RT | Y | TP001 | UP001 | TOC COMB. FILTER EFF | RICHMOND, CITY OF | RICHMOND WTP |  | 3
VA6033050 | PB | LC | RT | Y | DS001 | LC006 | 2410 QUAIL OAK DR | CAMPBELL`S CREEK SUBDIVISION | CAMPBELL CREEK SUBDIVISION | FSD | 1
VA6033050 | PB | LC | RT | Y | DS001 | LC007 | 2529 EDGEWOOD DR | CAMPBELL`S CREEK SUBDIVISION | CAMPBELL CREEK SUBDIVISION | FSD | 1
VA6033050 | PB | LC | RT | Y | DS001 | LC011 | 2515 OUAIL OAK DRIVE | CAMPBELL`S CREEK SUBDIVISION | CAMPBELL CREEK SUBDIVISION | FSD | 1
VA6033050 | PB | LC | RT | Y | DS001 | LC013 | 2514 EDGEWOOD DR. | CAMPBELL`S CREEK SUBDIVISION | CAMPBELL CREEK SUBDIVISION | FSD | 1
VA6033050 | PB | LC | RT | Y | DS001 | LC014 | 2606 EDGEWOOD DR. | CAMPBELL`S CREEK SUBDIVISION | CAMPBELL CREEK SUBDIVISION | FSD | 1
VA6033050 | GE | VOC | RT | Y | EP001 | EP001 | POE - WELL 1+2 | CAMPBELL`S CREEK SUBDIVISION | ENTRY POINT-WELL 1+2 |  | 1
VA6033062 | GE | HAA | RT | Y | DS001 | DBP01 | GYM-WEST LOCKER ROOM | THE CARMEL SCHOOL AT RUTHER GLEN | DISTRIBUTION SYSTEM |  | 1
VA6033062 | GE | THM | RT | Y | DS001 | DBP01 | GYM-WEST LOCKER ROOM | THE CARMEL SCHOOL AT RUTHER GLEN | DISTRIBUTION SYSTEM |  | 1
VA6033085 | GE | HAA | RT | Y | DS001 | DBP02 | BELMONT 59 | CAROLINE UTILITY SYSTEM | DISTRIBUTION - CAROLINE UTILITIES |  | 1
VA6033085 | GE | THM | RT | Y | DS001 | DBP02 | BELMONT 59 | CAROLINE UTILITY SYSTEM | DISTRIBUTION - CAROLINE UTILITIES |  | 1
VA6033249 | GE | HAA | RT | Y | DS001 | DBP01 | DBP-TEEN CENTER MENS | FOUR WINDS CAMPGROUND | DISTRIBUTION - 4 WINDS CAMPGROUND |  | 1
VA6033249 | GE | THM | RT | Y | DS001 | DBP01 | DBP-TEEN CENTER MENS | FOUR WINDS CAMPGROUND | DISTRIBUTION - 4 WINDS CAMPGROUND |  | 1
VA6033251 | GE | HAA | RT | Y | DS001 | DBP01 | HQ2 - BLDG 1220 | FT A P HILL - HEADQUARTERS | DISTRIBUTION - HEADQUARTERS |  | 1
VA6033251 | GE | THM | RT | Y | DS001 | DBP01 | HQ2 - BLDG 1220 | FT A P HILL - HEADQUARTERS | DISTRIBUTION - HEADQUARTERS |  | 1
VA6033256 | PB | LC | RT | Y | DS001 | LC001 | BLDG - 290 | FT A P HILL - CENTRAL CAMPSITE | DISTRIBUTION - CENTRAL CAMP/CACTF/PENDER | FSD | 1
VA6033256 | PB | LC | RT | Y | DS001 | LC004 | BLDG - TO208 | FT A P HILL - CENTRAL CAMPSITE | DISTRIBUTION - CENTRAL CAMP/CACTF/PENDER | FSD | 1
VA6033256 | PB | LC | RT | Y | DS001 | LC006 | HETH BLDG - TO211 | FT A P HILL - CENTRAL CAMPSITE | DISTRIBUTION - CENTRAL CAMP/CACTF/PENDER | FSD | 1
VA6033256 | PB | LC | RT | Y | DS001 | LC009 | LONGSTREET BLDG - 1525 | FT A P HILL - CENTRAL CAMPSITE | DISTRIBUTION - CENTRAL CAMP/CACTF/PENDER | FSD | 1
VA6033256 | PB | LC | RT | Y | DS001 | LC010 | LONGSTREET BLDG 1527 | FT A P HILL - CENTRAL CAMPSITE | DISTRIBUTION - CENTRAL CAMP/CACTF/PENDER | FSD | 1
VA6033256 | GE | NIT | RT | Y | EP007 | EP007 | EP TAP AT HETH 7A | FT A P HILL - CENTRAL CAMPSITE | ENTRY POINT - HETH (PWAT 7A) |  | 1
VA6033256 | GE | VOC | RT | Y | EP007 | EP007 | EP TAP AT HETH 7A | FT A P HILL - CENTRAL CAMPSITE | ENTRY POINT - HETH (PWAT 7A) |  | 1
VA6033256 | GE | NIT | RT | Y | EP019 | EP019 | EP TAP AT DAVIS 1 | FT A P HILL - CENTRAL CAMPSITE | ENTRY POINT - DAVIS #1 (PWAT 19) |  | 1
VA6033256 | GE | NIT | RT | Y | EP033 | EP033 | EP TAP AT DROP ZONE 1 | FT A P HILL - CENTRAL CAMPSITE | ENTRY POINT - DROP ZONE #1 (PWAT 33 |  | 1
VA6033256 | GE | NIT | RT | Y | EP034 | EP034 | EP TAP AT LONGSTREET 1 | FT A P HILL - CENTRAL CAMPSITE | ENTRY POINT - LONGSTREET #1 (PWAT34) |  | 1
VA6033256 | GE | VOC | RT | Y | EP034 | EP034 | EP TAP AT LONGSTREET 1 | FT A P HILL - CENTRAL CAMPSITE | ENTRY POINT - LONGSTREET #1 (PWAT34) |  | 1
VA6033256 | GE | NIT | RT | Y | EP036 | EP036 | EP TAP AT ARENA 1 | FT A P HILL - CENTRAL CAMPSITE | ENTRY POINT - ARENA #1 (PWAT 36) |  | 1
VA6033256 | GE | NIT | RT | Y | EP038 | EP038 | EP TAP AT DROPZONE 2 | FT A P HILL - CENTRAL CAMPSITE | ENTRY POINT - DROP ZONE #2 (PWAT 38) |  | 1
VA6033256 | GE | NIT | RT | Y | EP039 | EP039 | EP TAP AT DAVIS 2 | FT A P HILL - CENTRAL CAMPSITE | ENTRY POINT - DAVIS #2 (PWAT 39) |  | 1
VA6033256 | GE | NIT | RT | Y | EP044 | EP044 | EP TAP AT LODGE 2 (PWAT 44) | FT A P HILL - CENTRAL CAMPSITE | ENTRY POINT - LODGE #2 (PWAT 44) |  | 1
VA6033256 | GE | VOC | RT | Y | EP044 | EP044 | EP TAP AT LODGE 2 (PWAT 44) | FT A P HILL - CENTRAL CAMPSITE | ENTRY POINT - LODGE #2 (PWAT 44) |  | 1
VA6033256 | GE | NIT | RT | Y | EP045 | EP045 | EP TAP AT DAVIS 3 (PWAT 45) | FT A P HILL - CENTRAL CAMPSITE | ENTRY POINT - DAVIS #3 (PWAT45) |  | 1
VA6033256 | GE | NIT | RT | Y | EP12A | EP12A | EP TAP AT RODES 1 | FT A P HILL - CENTRAL CAMPSITE | ENTRY POINT - RODES #1A (PWAT 12A) |  | 1
VA6033256 | GE | NIT | RT | Y | EP37A | EP37A | EP TAP AT ARENA 2 | FT A P HILL - CENTRAL CAMPSITE | ENTRY POINT - ARENA #2A (PWAT 37A) |  | 1
VA6033260 | PB | LC | RT | Y | DS001 | LC001 | BREAK ROOM | FT A P HILL - EOD | EOD TRAINING BUILDING | FSD | 1
VA6033425 | GE | HAA | RT | Y | DS001 | DBP02 | LOT 1072- 200 NORFOLK DRIVE | LAKE CAROLINE | DISTRIBUTION - LAKE CAROLINE |  | 1
VA6033425 | GE | THM | RT | Y | DS001 | DBP02 | LOT 1072- 200 NORFOLK DRIVE | LAKE CAROLINE | DISTRIBUTION - LAKE CAROLINE |  | 1
VA6033425 | GE | TOA | RT | Y | IN01D | RW004 | STEVENS MILL RN | LAKE CAROLINE | STEVENS MILL RN |  | 3
VA6033425 | GE | TOC | RT | Y | TP01D | UP004 | COMB FLTR SAMPLE PUMP | LAKE CAROLINE | WTP - FILTRATION |  | 3
VA6033450 | GE | HAA | RT | Y | DS001 | DB001 | 5 INGRAM CT - LOT 190 | LAKE LAND`OR | DIST- LAKE LAND'OR |  | 1
VA6033450 | GE | THM | RT | Y | DS001 | DB001 | 5 INGRAM CT - LOT 190 | LAKE LAND`OR | DIST- LAKE LAND'OR |  | 1
VA6033450 | GE | VOC | RT | Y | EP010 | EP010 | ENTRY POINT- WELL 10 | LAKE LAND`OR | ENTRY POINT WELL-10 |  | 1
VA6033455 | GE | NIT | RT | Y | EP001 | EP001 | ENTRY POINT- WELL #1 | LAKESHORE MHP | ENTRY POINT WELL-1 |  | 1
VA6033455 | GE | NIT | RT | Y | EP002 | EP002 | ENTRY POINT- WELL #2 | LAKESHORE MHP | ENTRY POINT WELL-2 |  | 1
VA6033495 | PB | LC | RT | Y | DS001 | LC001 | BLDG 2 LVL 1 WOMEN RM | MICHAEL D. DENT INDUSTRIAL PARK | DISTRIBUTION - MICHAEL DENT | FSD | 1
VA6033495 | PB | LC | RT | Y | DS001 | LC003 | BLDG 2 LVL 1 COFFEE | MICHAEL D. DENT INDUSTRIAL PARK | DISTRIBUTION - MICHAEL DENT | FSD | 1
VA6033495 | PB | LC | RT | Y | DS001 | LC004 | BLDG 2 LVL 1 GYM | MICHAEL D. DENT INDUSTRIAL PARK | DISTRIBUTION - MICHAEL DENT | FSD | 1
VA6033495 | PB | LC | RT | Y | DS001 | LC006 | BLDG 2 LVL 2 MEN RM | MICHAEL D. DENT INDUSTRIAL PARK | DISTRIBUTION - MICHAEL DENT | FSD | 1
VA6033495 | PB | LC | RT | Y | DS001 | LC009 | WORKSHOP BREAK RM | MICHAEL D. DENT INDUSTRIAL PARK | DISTRIBUTION - MICHAEL DENT | FSD | 1
VA6033495 | GE | INO | RT | Y | EP001 | EP001 | ENTRY POINT | MICHAEL D. DENT INDUSTRIAL PARK | ENTRY POINT |  | 1
VA6033495 | GE | MET | RT | Y | EP001 | EP001 | ENTRY POINT | MICHAEL D. DENT INDUSTRIAL PARK | ENTRY POINT |  | 1
VA6033495 | GE | VOC | RT | Y | EP001 | EP001 | ENTRY POINT | MICHAEL D. DENT INDUSTRIAL PARK | ENTRY POINT |  | 1
VA6033515 | PB | LC | RT | Y | DS001 | LC003 | INDUSTRIES BLDG | PEUMANSEND CREEK REGIONAL JAIL | DISTRIBUTION SYSTEM | FSD | 1
VA6033515 | PB | LC | RT | Y | DS001 | LC004 | FOOD SERVICE | PEUMANSEND CREEK REGIONAL JAIL | DISTRIBUTION SYSTEM | FSD | 1
VA6033515 | PB | LC | RT | Y | DS001 | LC005 | RIVERSTONE HOUSING | PEUMANSEND CREEK REGIONAL JAIL | DISTRIBUTION SYSTEM | FSD | 1
VA6033515 | PB | LC | RT | Y | DS001 | LC009 | STONECREST HOUSING | PEUMANSEND CREEK REGIONAL JAIL | DISTRIBUTION SYSTEM | FSD | 1
VA6033515 | PB | LC | RT | Y | DS001 | LC010 | TIMBERIDGE HOUSING | PEUMANSEND CREEK REGIONAL JAIL | DISTRIBUTION SYSTEM | FSD | 1
VA6033528 | GE | VOC | RT | Y | EP001 | EP001 | ENTRY POINT TAP | PORT ROYAL LANDING | ENTRY POINT TAP 1 |  | 1
VA6033550 | GE | HAA | RT | Y | DS001 | DBP01 | FH @ 16033 FREDERICKSBURG TPK | BOWLING GREEN, TOWN OF | DISTRIBUTION BOWLING GREEN |  | 1
VA6033550 | GE | THM | RT | Y | DS001 | DBP01 | FH @ 16033 FREDERICKSBURG TPK | BOWLING GREEN, TOWN OF | DISTRIBUTION BOWLING GREEN |  | 1
VA6033650 | PB | LC | RT | Y | DS001 | LC001 | 7239 ROYAL ST | TOWNFIELD SUBDIVISION | TOWNFIELD SUBDIVISION | FSD | 1
VA6033650 | PB | LC | RT | Y | DS001 | LC002 | 26062 TOWNFIELD DR. | TOWNFIELD SUBDIVISION | TOWNFIELD SUBDIVISION | FSD | 1
VA6033650 | PB | LC | RT | Y | DS001 | LC003 | 7234 ROYAL ST | TOWNFIELD SUBDIVISION | TOWNFIELD SUBDIVISION | FSD | 1
VA6033650 | PB | LC | RT | Y | DS001 | LC004 | 26075 TOWNFIELD DR. | TOWNFIELD SUBDIVISION | TOWNFIELD SUBDIVISION | FSD | 1
VA6033650 | PB | LC | RT | Y | DS001 | LC005 | 26109 TOWNFIELD DR. | TOWNFIELD SUBDIVISION | TOWNFIELD SUBDIVISION | FSD | 1
VA6033752 | GE | NIT | RT | Y | EP001 | EP001 | TAP AFTER STORAGE | WILLIAMSBURG MILLWORK CORPORATION | POE - WELL |  | 1
VA6099050 | GE | HAA | RT | Y | DS001 | DBP04 | 8248 EDEN DRIVE | KING GEORGE CO. COURTHOUSE | DISTRIBUTION - KG COURTHOUSE |  | 1
VA6099050 | GE | THM | RT | Y | DS001 | DBP04 | 8248 EDEN DRIVE | KING GEORGE CO. COURTHOUSE | DISTRIBUTION - KG COURTHOUSE |  | 1
VA6099050 | GE | NIT | RT | Y | EP001 | EP001 | POE- AC WELL 1A | KING GEORGE CO. COURTHOUSE | EP 1 - ARNOLDS CORNER WELL 1A |  | 1
VA6099050 | GE | VOC | RT | Y | EP005 | EP005 | POE-PRKNS CRNR WELL | KING GEORGE CO. COURTHOUSE | EP 5 - PURKINS CORNER WELL |  | 1
VA6099283 | GE | HAA | RT | Y | DS001 | DBP01 | 6222 HAWSER DR | HOPYARD FARM | DISTRIBUTION - HOPYARD |  | 1
VA6099283 | GE | THM | RT | Y | DS001 | DBP01 | 6222 HAWSER DR | HOPYARD FARM | DISTRIBUTION - HOPYARD |  | 1
VA6099285 | PB | LC | RT | Y | DS001 | LC001 | 13271 CHESNUT DR | CHESTNUT HILL MOBILE HOME PARK | DISTRIBUTION SYSTEM | FSD | 1
VA6099285 | PB | LC | RT | Y | DS001 | LC002 | 8160 CHESNUT DR | CHESTNUT HILL MOBILE HOME PARK | DISTRIBUTION SYSTEM | FSD | 1
VA6099285 | PB | LC | RT | Y | DS001 | LC003 | 13275 CHESNUT DR | CHESTNUT HILL MOBILE HOME PARK | DISTRIBUTION SYSTEM | FSD | 1
VA6099285 | PB | LC | RT | Y | DS001 | LC004 | 13249 CHESNUT DR | CHESTNUT HILL MOBILE HOME PARK | DISTRIBUTION SYSTEM | FSD | 1
VA6099285 | PB | LC | RT | Y | DS001 | LC005 | 13252 CHESNUT DR | CHESTNUT HILL MOBILE HOME PARK | DISTRIBUTION SYSTEM | FSD | 1
VA6099295 | GE | HAA | RT | Y | DS001 | DBP07 | 6223 TOWNSEND DRIVE | KGCSA-DAHLGREN | DISTRIBUTION - KGCSA DAHLGREN |  | 1
VA6099295 | GE | THM | RT | Y | DS001 | DBP07 | 6223 TOWNSEND DRIVE | KGCSA-DAHLGREN | DISTRIBUTION - KGCSA DAHLGREN |  | 1
VA6099300 | PB | LC | RT | Y | DS001 | LC001 | 16204 RIDGE RD | NINDES STORE | DISTRIBUTION - NINDES STORE | FSD | 1
VA6099300 | PB | LC | RT | Y | DS001 | LC002 | 16085 RIDGE RD | NINDES STORE | DISTRIBUTION - NINDES STORE | FSD | 1
VA6099300 | PB | LC | RT | Y | DS001 | LC003 | 16195 RIDGE RD | NINDES STORE | DISTRIBUTION - NINDES STORE | FSD | 1
VA6099300 | PB | LC | RT | Y | DS001 | LC004 | 17003 RIDGE OR HOPE | NINDES STORE | DISTRIBUTION - NINDES STORE | FSD | 1
VA6099300 | PB | LC | RT | Y | DS001 | LC005 | 16156 RIDGE RD | NINDES STORE | DISTRIBUTION - NINDES STORE | FSD | 1
VA6099340 | GE | HAA | RT | Y | DS001 | DB001 | BUILDING 1450 | NAVAL SUPPORT FACILITY, DAHLGREN | DISTRIBUTION DAHLGREN MAIN |  | 1
VA6099340 | GE | THM | RT | Y | DS001 | DB001 | BUILDING 1450 | NAVAL SUPPORT FACILITY, DAHLGREN | DISTRIBUTION DAHLGREN MAIN |  | 1
VA6099340 | GE | HAA | RT | Y | DS001 | DB006 | BLDG 221 | NAVAL SUPPORT FACILITY, DAHLGREN | DISTRIBUTION DAHLGREN MAIN |  | 1
VA6099340 | GE | THM | RT | Y | DS001 | DB006 | BLDG 221 | NAVAL SUPPORT FACILITY, DAHLGREN | DISTRIBUTION DAHLGREN MAIN |  | 1
VA6099340 | GE | NIT | RT | Y | EP001 | EP001 | POE- BLDG 1288 (BRONSON WELL) | NAVAL SUPPORT FACILITY, DAHLGREN | ENTRY POINT - BLDG 1288 (BRONSON WELL) |  | 1
VA6099340 | GE | NIT | RT | Y | EP002 | EP002 | POE- BLDG 1190 (CASKEY WELL) | NAVAL SUPPORT FACILITY, DAHLGREN | ENTRY POINT BLDG 1190 (CASKEY WELL) |  | 1
VA6099340 | GE | NIT | RT | Y | EP003 | EP003 | POE- BLDG 274A (RESERVOIR WELL) | NAVAL SUPPORT FACILITY, DAHLGREN | ENTRY POINT- BLDG 274A (RESERVOIR WELL) |  | 1
VA6099341 | GE | NIT | RT | Y | EP001 | EP001 | EP 1 TAP AFTER TREAT | DAHLGREN NSF, PUMPKIN NECK | POE - WELL |  | 1
VA6099350 | GE | HAA | RT | Y | DS001 | DBP02 | 10464 BULLOCK DR | OAKLAND PARK | DISTRIBUTION - OAKLAND PARK |  | 1
VA6099350 | GE | THM | RT | Y | DS001 | DBP02 | 10464 BULLOCK DR | OAKLAND PARK | DISTRIBUTION - OAKLAND PARK |  | 1
VA6099350 | GE | NIT | RT | Y | EP001 | EP001 | POE WELLS 1A + 2 | OAKLAND PARK | ENTRY POINT WELLS 1A AND 2 |  | 1
VA6099350 | GE | VOC | RT | Y | EP001 | EP001 | POE WELLS 1A + 2 | OAKLAND PARK | ENTRY POINT WELLS 1A AND 2 |  | 1
VA6099350 | GE | NIT | RT | Y | EP002 | EP002 | POE SEALSTON WELL | OAKLAND PARK | ENTRY POINT SEALSTON WELL |  | 1
VA6099430 | GE | HAA | RT | Y | DS001 | DBP01 | LOT #9 | PINEVIEW MHP 1-3 | DISTRIBUTION - PINEVIEW MHP |  | 1
VA6099430 | GE | THM | RT | Y | DS001 | DBP01 | LOT #9 | PINEVIEW MHP 1-3 | DISTRIBUTION - PINEVIEW MHP |  | 1
VA6099430 | PB | LC | RT | Y | DS001 | LC010 | SECT 1 - LOT 2 | PINEVIEW MHP 1-3 | DISTRIBUTION - PINEVIEW MHP | FSD | 1
VA6099430 | PB | LC | RT | Y | DS001 | LC011 | SECT 1 - LOT 7 | PINEVIEW MHP 1-3 | DISTRIBUTION - PINEVIEW MHP | FSD | 1
VA6099430 | PB | LC | RT | Y | DS001 | LC012 | SECT 1 - LOT 13 | PINEVIEW MHP 1-3 | DISTRIBUTION - PINEVIEW MHP | FSD | 1
VA6099430 | PB | LC | RT | Y | DS001 | LC013 | SECT 1 - LOT 22 | PINEVIEW MHP 1-3 | DISTRIBUTION - PINEVIEW MHP | FSD | 1
VA6099430 | PB | LC | RT | Y | DS001 | LC020 | SECT 2 - LOT 24 | PINEVIEW MHP 1-3 | DISTRIBUTION - PINEVIEW MHP | FSD | 1
VA6099430 | PB | LC | RT | Y | DS001 | LC030 | SECT 3 - LOT 27 | PINEVIEW MHP 1-3 | DISTRIBUTION - PINEVIEW MHP | FSD | 1
VA6099430 | PB | LC | RT | Y | DS001 | LC031 | SECT 3 - LOT 10 | PINEVIEW MHP 1-3 | DISTRIBUTION - PINEVIEW MHP | FSD | 1
VA6099430 | PB | LC | RT | Y | DS001 | LC032 | SECT 3 - LOT 39 | PINEVIEW MHP 1-3 | DISTRIBUTION - PINEVIEW MHP | FSD | 1
VA6099430 | PB | LC | RT | Y | DS001 | LC033 | SECT 3 - LOT 40 | PINEVIEW MHP 1-3 | DISTRIBUTION - PINEVIEW MHP | FSD | 1
VA4036030 | TC | TC | RT | Y | DS001 | TCR01 |  | COACH HOUSE TAVERN | DISTRIBUTION- COACH HOUSE & BERKELEY |  | 1
VA4036050 | TC | TC | RT | Y | DS001 | TCR01 |  | DOLLAR GENERAL - COURTHOUSE ROAD | DISTRIBUTION SYSTEM |  | 1
VA4119277 | TC | TC | RT | Y | DS008 | TCR01 |  | BUSH PARK MOBILE HOME PARK | DISTRIBUTION SYSTEM |  | 3
VA4119280 | TC | TC | RT | Y | DS001 | TCR01 |  | CAFE BY THE BAY | DISTRIBUTION SYSTEM |  | 1
VA4119545 | TC | TC | RT | Y | DS001 | TCR01 |  | NORTON'S YACHT SALES, INC | NORTON'S YACHT SALES, INC |  | 1
VA4119555 | TC | TC | RT | Y | DS001 | TCR01 |  | NORTH RIVERSIDE PLAZA A | DISTRIBUTION SYSTEM |  | 1
VA4119556 | TC | TC | RT | Y | DS001 | TCR01 |  | NORTH RIVERSIDE PLAZA B | DISTRIBUTION SYSTEM |  | 1
VA4119565 | TC | TC | RT | Y | DS001 | TCR01 |  | PIANKATANK RIVER GOLF CLUB | DISTRIBUTION SYSTEM |  | 1
VA4119570 | TC | TC | RT | Y | DS950 | TCR01 |  | PILOT HOUSE INN | PILOT HOUSE INN |  | 1
VA4119577 | TC | TC | RT | Y | DS001 | TCR01 |  | PORPOISE COVE MARINA | DISTRIBUTION SYSTEM |  | 1
VA4119580 | TC | TC | RT | Y | DS003 | TCR01 |  | COOKS CORNER WATER SYSTEM | DISTRIBUTION SYSTEM |  | 3
VA4119581 | TC | TC | RT | Y | DS001 | TCR01 |  | REGATTA POINT YACHT CLUB | DISTRIBUTION SYSTEM |  | 1
VA4119582 | TC | TC | RT | Y | DS001 | TCR01 |  | RAPPAHANNOCK CROSSING SHOPPING CENTER | RUDY'S PIZZA |  | 1
VA4119583 | TC | TC | RT | Y | DS001 | TCR01 |  | REGENT POINT MARINA | DISTRIBUTION SYSTEM |  | 1
VA4119586 | TC | TC | RT | Y | DS001 | TCR01 |  | REMLIK MARINA | DISTRIBUTION SYSTEM |  | 1
VA4119590 | TC | TC | RT | Y | DS001 | TCR01 |  | PIANKATANK CAMP & CONFERENCE CENTER | DISTRIBUTION SYSTEM |  | 1
VA4119600 | TC | TC | RT | Y | DS001 | TCR01 |  | TOWN OF SALUDA | DISTRIBUTION SYSTEM |  | 3
VA4119630 | TC | TC | RT | Y | DS001 | TCR01 |  | ECKHARD`S RESTAURANT | DISTRIBUTION SYSTEM |  | 1
VA4119670 | TC | TC | RT | Y | DS001 | TCR01 |  | STINGRAY POINT MARINA | DISTRIBUTION SYSTEM |  | 1
VA4119681 | TC | TC | RT | Y | DS005 | TCR01 |  | ST CLARE WALKER MIDDLE SCHOOL | DISTRIBUTION SYSTEM |  | 3
VA4119685 | TC | TC | RT | Y | DS001 | TCR01 |  | SUNSET GRILL | DISTRIBUTION SYSTEM |  | 1
VA4119720 | TC | TC | RT | Y | DS001 | TCR01 |  | TAYLORS RESTAURANT | DISTRIBUTION SYSTEM |  | 3
VA4119745 | TC | TC | RT | Y | DS001 | TCR01 |  | TIMBERNECK MARINA | DISTRIBUTION SYSTEM |  | 1
VA4119790 | TC | TC | RT | Y | DS005 | TCR01 |  | URBANNA HARBOUR, LLC | DISTRIBUTION SYSTEM |  | 3
VA4119800 | TC | TC | RT | Y | DS001 | TCR01 |  | TOWN OF URBANNA | DISTRIBUTION SYSTEM |  | 3
VA4119810 | TC | TC | RT | Y | DS001 | TCR01 |  | URBANNA SEAFOOD | DISTRIBUTION SYSTEM |  | 1
VA4119820 | TC | TC | RT | Y | DS001 | TCR01 |  | VIRGINIA MOTOR SPEEDWAY | DISTRIBUTION SYSTEM |  | 1
VA4119840 | TC | TC | RT | Y | DS001 | TCR01 |  | WALDEN`S MARINA, INC. | DISTRIBUTION SYSTEM |  | 1
VA4119870 | TC | TC | RT | Y | DS003 | TCR01 |  | MIDDLESEX FAMILY YMCA | DISTRIBUTION SYSTEM |  | 3
VA4127025 | TC | TC | RT | Y | DS001 | TCR01 |  | ALLIED PALLET COMPANY | DISTRIBUTION SYSTEM |  | 3
VA4127055 | TC | TC | RT | Y | DS001 | TCR01 |  | BROOKWOOD MANOR | DISTRIBUTION SYSTEM |  | 3
VA4127060 | TC | TC | RT | Y | DS001 | TCR01 |  | QUINTON FIRE DEPARTMENT | DISTRIBUTION SYSTEM |  | 3
VA4127075 | TC | TC | RT | Y | DS001 | TCR01 |  | ROCKAHOCK CAMPGROUNDS, INC | DISTRIBUTION SYSTEM |  | 3
VA4127110 | TC | TC | RT | Y | DS001 | TCR01 |  | COLONIAL DOWNS | DISTRIBUTION SYSTEM |  | 6
VA4127115 | TC | TC | RT | Y | DS001 | TCR01 |  | THE COLONIES | DISTRIBUTION SYSTEM |  | 3
VA4127141 | TC | TC | RT | Y | DS001 | TCR01 |  | CUMBERLAND HOSPITAL | DISTRIBUTION SYSTEM |  | 3
VA4127145 | TC | TC | RT | Y | DS001 | TCR01 |  | DON MIGUEL'S RESTAURANT | DISTRIBUTION SYSTEM |  | 1
VA4127150 | TC | TC | RT | Y | DS001 | TCR01 |  | EAGLES LANDING, INC. | DISTRIBUTION SYSTEM |  | 1
VA4127160 | TC | TC | RT | Y | DS001 | TCR01 |  | CHICKAHOMINY RECREATIONAL PARK | DISTRIBUTION SYSTEM |  | 1
VA4127190 | TC | TC | RT | Y | DS001 | TCR01 |  | FARMS OF NEW KENT | DISTRIBUTION SYSTEM |  | 6
VA4127198 | TC | TC | RT | Y | DS001 | TCR01 |  | FIVE LAKES NO 1 | DISTRIBUTION SYSTEM |  | 3
VA4036100 | TC | TC | RT | Y | DS001 | TCR01 |  | CHARLES CITY COURTHOUSE COMPLEX | CHARLES CITY COURTHOUSE DS |  | 3
VA4036110 | TC | TC | RT | Y | DS001 | TCR01 |  | RUTHVILLE GYMNASIUM COMPLEX | DISTRIBUTION SYSTEM |  | 1
VA4036135 | TC | TC | RT | Y | DS001 | TCR01 |  | RUTHVILLE SOCIAL CENTER | DISTRIBUTION SYSTEM |  | 1
VA4036150 | TC | TC | RT | Y | DS001 | TCR01 |  | CHARLES CITY SCHOOL COMPLEX | DISTRIBUTION SYSTEM |  | 3
VA4036180 | TC | TC | RT | Y | DS001 | TCR01 |  | CREWE'S PLACE | DISTRIBUTION SYSTEM |  | 1
VA4036280 | TC | TC | RT | Y | DS001 | TCR01 |  | GLENDALE ACRES | DISTRIBUTION SYSTEM |  | 3
VA2109025 | TC | TC | RT | Y | DS001 | TCR01 |  | TREVILIANS ELEMENTARY SCHOOL | DISTRIBUTION SYSTEM |  | 3
VA2109035 | TC | TC | RT | Y | DS001 | TCR01 |  | MOSS-NUCKOLS ELEMENTARY SCHOOL | DISTRIBUTION SYSTEM |  | 3
VA2109060 | TC | TC | RT | Y | EP001 | EP001 |  | BIO-CAT INC | ENTRY POINT TAP |  | 3
VA2109075 | TC | TC | RT | Y | DS001 | TCR01 |  | BLUE RIDGE SHORES | DISTRIBUTION SYSTEM |  | 6
VA2109085 | TC | TC | RT | Y | DS001 | TCR01 |  | THE BOARDWALK ON LAKE ANNA | DISTRIBUTION SYSTEM |  | 1
VA2109110 | TC | TC | RT | Y | EP001 | EP001 |  | THREE NOTCH ROAD, LLC | ENTRY POINT TAP |  | 1
VA2109120 | TC | TC | RT | Y | DS001 | TCR01 |  | CALLIE OPIE`S ORCHARD | DISTRIBUTION SYSTEM |  | 1
VA2109130 | TC | TC | RT | Y | DS001 | TCR01 |  | CHRISTOPHER RUN CAMPGROUND | DISTRIBUTION SYSTEM |  | 3
VA2109150 | TC | TC | RT | Y | DS001 | TCR01 |  | ABUNDANT LOVE CHILD DEVELOPMENT CENTER | DISTRIBUTION SYSTEM |  | 3
VA2109205 | TC | TC | RT | Y | DS001 | TCR01 |  | DOLLAR GENERAL - BUMPASS | DISTRIBUTION SYSTEM |  | 1
VA2109210 | TC | TC | RT | Y | DS001 | TCR01 |  | DOLLAR GENERAL - LOUISA | DISTRIBUTION SYSTEM |  | 1
VA2109260 | TC | TC | RT | Y | DS001 | TCR01 |  | JOUETT ELEMENTARY SCHOOL | DISTRIBUTION SYSTEM |  | 3
VA2109265 | TC | TC | RT | Y | DS001 | TCR01 |  | SESMA UTILITIES | DISTRIBUTION SYSTEM |  | 3
VA2109300 | TC | TC | RT | Y | DS001 | TCR01 |  | KLOCKNER PENTAPLAST, INC. | DISTRIBUTION SYSTEM |  | 3
VA2109340 | TC | TC | RT | Y | DS001 | TCR01 |  | LAKE ANNA PLAZA | DISTRIBUTION SYSTEM |  | 3
VA2109450 | TC | TC | RT | Y | DS001 | TCR01 |  | LOUISA, TOWN OF | DISTRIBUTION SYSTEM |  | 6
VA2109510 | TC | TC | RT | Y | DS001 | TCR01 |  | LOUISA COUNTY WATER AUTHORITY | DISTRIBUTION SYSTEM |  | 15
VA2109525 | TC | TC | RT | Y | DS001 | TCR01 |  | MINERAL, TOWN OF | DISTRIBUTION SYSTEM |  | 3
VA2109575 | TC | TC | RT | Y | DS001 | TCR01 |  | NEW BRIDGE LANDING | DISTRIBUTION SYSTEM |  | 3
VA2109600 | TC | TC | RT | Y | DS001 | TCR01 |  | NORTH ANNA POWER STATION | DISTRIBUTION SYSTEM |  | 6
VA2109610 | TC | TC | RT | Y | DS001 | TCR01 |  | NORTH ANNA NUCLEAR INFORMATION CENTER | DISTRIBUTION SYSTEM |  | 1
VA2109624 | TC | TC | RT | Y | DS001 | TCR01 |  | FERNCLIFF BUSINESS PARK | DISTRIBUTION SYSTEM |  | 3
VA2109630 | TC | TC | RT | Y | DS001 | TCR01 |  | PIEDMONT CHRISTIAN SCHOOL | DISTRIBUTION SYSTEM |  | 3
VA2109635 | TC | TC | RT | Y | DS001 | TCR01 |  | PLEASANTS LANDING | DISTRIBUTION SYSTEM |  | 1
VA2109639 | TC | TC | RT | Y | DS001 | TCR01 |  | GUM SPRING BP | DISTRIBUTION SYSTEM |  | 1
VA2109640 | TC | TC | RT | Y | DS001 | TCR01 |  | PROSPECT HILL | DISTRIBUTION SYSTEM |  | 1
VA2109641 | TC | TC | RT | Y | DS001 | TCR01 |  | PROVIDENCE PRESBYTERIAN PRESCHOOL | DISTRIBUTION SYSTEM |  | 1
VA2109648 | TC | TC | RT | Y | DS001 | TCR01 |  | SALEM CHRISTIAN SCHOOL | DISTRIBUTION SYSTEM |  | 3
VA2109650 | TC | TC | RT | Y | DS001 | TCR01 |  | SHENANDOAH CROSSING | DISTRIBUTION SYSTEM |  | 6
VA2109675 | TC | TC | RT | Y | DS001 | TCR01 |  | SIX-0-FIVE VILLAGE | DISTRIBUTION SYSTEM |  | 3
VA2109685 | TC | TC | RT | Y | DS001 | TCR01 |  | SUNSET COVE CLUBHOUSE | DISTRIBUTION SYSTEM |  | 1
VA2109725 | TC | TC | RT | Y | DS001 | TCR01 |  | TAVERN ON THE RAIL | DISTRIBUTION SYSTEM |  | 3
VA2109800 | TC | TC | RT | Y | DS001 | TCR01 |  | TREVILIANS SQUARE APARTMENTS | DISTRIBUTION SYSTEM |  | 3
VA2109825 | TC | TC | RT | Y | DS001 | TCR01 |  | TWIN OAKS COMMUNITY | DISTRIBUTION SYSTEM |  | 3
VA2109925 | TC | TC | RT | Y | DS001 | TCR01 |  | SMALL COUNTRY CAMPGROUND | DISTRIBUTION SYSTEM |  | 1
VA2109980 | TC | TC | RT | Y | DS001 | TCR01 |  | ZION CHRISTIAN CHILDREN'S CENTER | DISTRIBUTION SYSTEM |  | 3
VA4036300 | TC | TC | RT | Y | DS001 | TCR01 |  | RIVER'S REST MARINA AND SNACK BAR | DISTRIBUTION SYSTEM |  | 1
VA4036340 | TC | TC | RT | Y | DS001 | TCR01 |  | INDIAN FIELDS TAVERN | DISTRIBUTION SYSTEM |  | 1
VA4036500 | TC | TC | RT | Y | DS001 | TCR01 |  | MT ZION/RUSTIC AREA | DISTRIBUTION SYSTEM |  | 3
VA4036700 | TC | TC | RT | Y | DS001 | TCR01 |  | ROXBURY INDUSTRIAL PARK | ROXBURY INDUSTRIAL PARK |  | 3
VA4036800 | TC | TC | RT | Y | DS001 | TCR01 |  | SIGN POST ESTATES | DISTRIBUTION SYSTEM |  | 3
VA4036850 | TC | TC | RT | Y | DS001 | TCR01 |  | TINY LITTLE CHILDREN DAY CARE | DISTRIBUTION SYSTEM |  | 3
VA4036860 | TC | TC | RT | Y | DS001 | TCR01 |  | TREVORS BEND | DISTRIBUTION SYSTEM |  | 1
VA4036870 | TC | TC | RT | Y | DS001 | TCR01 |  | UPPER SHIRLEY VINEYARDS | DISTRIBUTION SYSTEM |  | 1
VA4036880 | TC | TC | RT | Y | DS001 | TCR01 |  | VCU RICE CENTER | DISTRIBUTION SYSTEM |  | 1
VA4036900 | TC | TC | RT | Y | DS001 | TCR01 |  | WAYSIDE AREA | DISTRIBUTION SYSTEM |  | 3
VA4036910 | TC | TC | RT | Y | DS001 | TCR01 |  | RIVER`S REST MOTEL | DISTRIBUTION SYSTEM |  | 1
VA4041025 | TC | TC | RT | Y | DS001 | TCR01 |  | AL MADINA SCHOOL | DISTRIBUTION SYSTEM |  | 3
VA4041035 | TC | TC | RT | Y | DS001 | TCR01 |  | APPOMATTOX RIVER WATER AUTHORITY | DISTRIBUTION SYSTEM |  | 3
VA4041250 | TC | TC | RT | Y | DS001 | TCR01 |  | FIVE FORKS CENTER | DISTRIBUTION SYSTEM |  | 1
VA4041260 | TC | TC | RT | Y | DS001 | TCR01 |  | GATEWAY HOMES ACTIVITY CENTER | DISTRIBUTION SYSTEM |  | 1
VA4041736 | TC | TC | RT | Y | DS001 | TCR01 |  | POCAHONTAS STATE PARK - GROUP CAMP NO. 3 | POCAHOTAS ST. PARK GROUP CAMP #3 |  | 1
VA4041825 | TC | TC | RT | Y | DS001 | TCR01 |  | CENTRAL VIRGINIA CORR. UNIT NO. 13 | DISTRIBUTION SYSTEM |  | 3
VA4041845 | TC | TC | RT | Y | DS001 | TCR01 |  | CHESTERFIELD CO CENTRAL WATER SYSTEM | DISTRIBUTION SYSTEM: A-E WTP |  | 540
VA4041950 | TC | TC | RT | Y | DS001 | TCR01 |  | WINDY HILL SPORTS COMPLEX | DISTRIBUTION SYSTEM |  | 1
VA4057050 | TC | TC | RT | Y | DS001 | TCR01 |  | ALMOST THERE | DISTRIBUTION |  | 1
VA4057080 | TC | TC | RT | Y | DS003 | TCR01 |  | AYLETT COUNTRY DAY SCHOOL | DISTRIBUTION SYSTEM |  | 3
VA4057150 | TC | TC | RT | Y | DS004 | TCR01 |  | COTTAGE ROW | DISTRIBUTION SYSTEM |  | 3
VA4057200 | TC | TC | RT | Y | DS003 | TCR01 |  | COLEMANS ISLAND | DISTRIBUTION SYSTEM |  | 3
VA4057250 | TC | TC | RT | Y | DS001 | TCR01 |  | DAINGERFIELD SUBDIVISION | DISTRIBUTION SYSTEM |  | 3
VA4057255 | TC | TC | RT | Y | DS001 | TCR01 |  | 17 SOUTH | DISTRIBUTION SYSTEM |  | 1
VA4057295 | TC | TC | RT | Y | DS001 | TCR01 |  | ESSEX HOUSE | DISTRIBUTION |  | 3
VA4057300 | TC | TC | RT | Y | DS003 | TCR01 |  | ESSEX MOBILE HOME PARK | DISTRIBUTION SYSTEM |  | 3
VA4057380 | TC | TC | RT | Y | DS001 | TCR01 |  | GARRETT`S MARINA INC | DISTRIBUTION SYSTEM |  | 1
VA4057400 | TC | TC | RT | Y | DS006 | TCR01 |  | GWYNNFIELD SUBDIVISION | DISTRIBUTION SYSTEM |  | 3
VA4057450 | TC | TC | RT | Y | DS001 | TCR01 |  | SEGAR'S LEGACY | DISTRIBUTION SYSTEM |  | 1
VA4057457 | TC | TC | RT | Y | DS001 | TCR01 |  | LIGHT OF THE WORLD ACADEMY | DISTRIBUTION SYSTEM |  | 3
VA4057566 | TC | TC | RT | Y | DS001 | TCR01 |  | MARYFIELD SUB. | DISTRIBUTION SYSTEM |  | 3
VA4057568 | TC | TC | RT | Y | DS004 | TCR01 |  | MILLERS SQUARE | DISTRIBUTION SYSTEM |  | 3
VA4057680 | TC | TC | RT | Y | DS003 | TCR01 |  | RIVERDALE SUBDIVISION | DISTRIBUTION SYSTEM |  | 3
VA4057710 | TC | TC | RT | Y | DS001 | TCR01 |  | TAPPAHANNOCK JR. ACADEMY | DISTRIBUTION SYSTEM |  | 3
VA4057750 | TC | TC | RT | Y | DS006 | TCR01 |  | SOUTH HILL BANKS | DISTRIBUTION SYSTEM |  | 3
VA4057800 | TC | TC | RT | Y | DS001 | TCR01 |  | TAPPAHANNOCK, TOWN OF | DISTRIBUTION SYSTEM |  | 6
VA4057850 | TC | TC | RT | Y | DS005 | TCR01 |  | VCU HEALTH TAPPAHANNOCK HOSPITAL | DISTRIBUTION SYSTEM |  | 3
VA4057900 | TC | TC | RT | Y | DS003 | TCR01 |  | RIVERVIEW MOBILE ESTATES | DISTRIBUTION SYSTEM |  | 3
VA4075005 | TC | TC | RT | Y | DS001 | TCR01 |  | ADAMS INTERNATIONAL SCHOOL | DISTRIBUTION SYSTEM |  | 3
VA4075025 | TC | TC | RT | Y | DS001 | TCR01 |  | BOGEYS SPORTS PARK | DISTRIBUTION SYSTEM |  | 1
VA4075030 | TC | TC | RT | Y | DS001 | TCR01 |  | PICKEL BARREL | DISTRIBUTION SYSTEM |  | 1
VA4075040 | TC | TC | RT | Y | DS950 | TCR01 |  | BYRD ELEMENTARY SCHOOL | DISTRIBUTION SYSTEM |  | 3
VA4075045 | TC | TC | RT | Y | DS001 | TCR01 |  | CAMP T. BRADY SAUNDERS | DISTRIBUTION SYSTEM |  | 1
VA4075049 | TC | TC | RT | Y | DS001 | TCR01 |  | CAMP HILBERT | DISTRIBUTION SYSTEM |  | 3
VA4075100 | TC | TC | RT | Y | DS001 | TCR01 |  | CROZIER | DISTRIBUTION SYSTEM |  | 3
VA4075150 | TC | TC | RT | Y | DS001 | TCR01 |  | DOVER BAPTIST CHURCH | DISTRIBUTION SYSTEM |  | 3
VA4075200 | TC | TC | RT | Y | DS001 | TCR01 |  | ELK HILL FARM | DISTRIBUTION SYSTEM |  | 3
VA4075230 | TC | TC | RT | Y | DS001 | TCR01 |  | FEDERAL RESERVE BANK | DISTRIBUTION SYSTEM |  | 1
VA4075240 | TC | TC | RT | Y | DS001 | TCR01 |  | LOLA'S FARMHOUSE AND BISTRO | DISTRIBUTION SYSTEM |  | 1
VA4075280 | TC | TC | RT | Y | DS001 | TCR01 |  | GOOCHLAND COURTHOUSE | DISTRIBUTION SYSTEM |  | 9
VA4075281 | TC | TC | RT | Y | DS001 | TCR01 |  | GOOCHLAND DRIVE-IN THEATER | DISTRIBUTION SYSTEM |  | 1
VA4075283 | TC | TC | RT | Y | DS001 | TCR01 |  | EASTERN GOOCHLAND CENTRAL WATER SYSTEM | DISTRIBUTION SYSTEM |  | 12
VA4075285 | TC | TC | RT | Y | DS001 | TCR01 |  | OLD CENTRAL HIGH SCHOOL | DISTRIBUTION SYSTEM |  | 1
VA4075320 | TC | TC | RT | Y | DS001 | TCR01 |  | GOOCHLAND FIRE & RESCUE STATION #6 | DISTRIBUTION SYSTEM |  | 1
VA4075350 | TC | TC | RT | Y | DS001 | TCR01 |  | HERMITAGE COUNTRY CLUB | DISTRIBUTION SYSTEM |  | 3
VA4075368 | TC | TC | RT | Y | DS001 | TCR01 |  | GG PIZZA | DISTRIBUTION SYSTEM |  | 3
VA4075375 | TC | TC | RT | Y | DS001 | TCR01 |  | HILL TOP DISTILLERY | DISTRIBUTION SYSTEM |  | 1
VA4075390 | TC | TC | RT | Y | DS950 | TCR01 |  | I-64 REST AREA EBL -OILVILLE | DISTRIBUTION SYTEM |  | 3
VA4075391 | TC | TC | RT | Y | DS950 | TCR01 |  | I-64 REST AREA WBL-OILVILLE | DISTRIBUTION SYSTEM |  | 3
VA4075400 | TC | TC | RT | Y | DS001 | TCR01 |  | JAMES RIVER ESTATES | DISTRIBUTION SYSTEM |  | 3
VA4075420 | TC | TC | RT | Y | DS001 | TCR01 |  | JENKINS MOBILE HOME PARK | DISTRIBUTION SYSTEM |  | 3
VA4075462 | TC | TC | RT | Y | DS001 | TCR01 |  | LICKINGHOLE CREEK BREWERY | DISTRIBUTION SYSTEM |  | 1
VA4075500 | TC | TC | RT | Y | DS001 | TCR01 |  | MANAKIN FARMS | DISTRIBUTION SYSTEM |  | 3
VA4075520 | TC | TC | RT | Y | DS001 | TCR01 |  | ENVOY AT THE MEADOWS | DISTRIBUTION SYSTEM |  | 3
VA4075530 | TC | TC | RT | Y | DS001 | TCR01 |  | MT. GILEAD BAPTIST CHURCH | DISTRIBUTION SYSTEM |  | 1
VA4075600 | TC | TC | RT | Y | DS001 | TCR01 |  | OILVILLE PIT STOP (STORE 586) | DISTRIBUTION SYSTEM |  | 1
VA4075610 | TC | TC | RT | Y | DS001 | TCR01 |  | OILVILLE EXXON AND CONVENIENCE CENTER | DISTRIBUTION SYSTEM |  | 1
VA4075615 | TC | TC | RT | Y | DS001 | TCR01 |  | OILVILLE RETAIL CENTER | DISTRIBUTION SYSTEM |  | 1
VA4075630 | TC | TC | RT | Y | DS001 | TCR01 |  | PAGEBROOK | DISTRIBUTION SYSTEM |  | 3
VA4075650 | TC | TC | RT | Y | DS001 | TCR01 |  | THE FEED STORE | DISTRIBUTION SYSTEM |  | 1
VA4075660 | TC | TC | RT | Y | DS950 | TCR01 |  | RANDOLPH ELEMENTARY SCHOOL | DISTRIBUTION SYSTEM |  | 3
VA4075680 | TC | TC | RT | Y | DS001 | TCR01 |  | RIVER OAKS | DISTRIBUTION SYSTEM |  | 3
VA4075703 | TC | TC | RT | Y | DS001 | TCR01 |  | ST. CATHERINE SCHOOL ATHLETIC COMPLEX | DISTRIBUTION SYSTEM |  | 1
VA4075705 | TC | TC | RT | Y | DS001 | TCR01 |  | DOVER WELL | DISTRIBUTION SYSTEM |  | 1
VA4075720 | TC | TC | RT | Y | DS001 | TCR01 |  | BROTHERS ITALIAN RESTAURANT | DISTRIBUTION SYSTEM |  | 1
VA4075735 | TC | TC | RT | Y | DS001 | TCR01 |  | JAMES RIVER CORRECTIONAL CTR | JRCC DISTRIBUTION SYSTEM |  | 6
VA4075780 | TC | TC | RT | Y | DS001 | TCR01 |  | SYCAMORE CREEK GOLF COURSE | DISTRIBUTION SYSTEM |  | 1
VA4075920 | TC | TC | RT | Y | DS001 | TCR01 |  | WESTVIEW ON THE JAMES | DISTRIBUTION SYSTEM |  | 1
VA4085037 | TC | TC | RT | Y | DS001 | TCR01 |  | ATLEE SQUARE SHOPPING CENTER | DISTRIBUTION - ATLEE SQUARE |  | 3
VA4085047 | TC | TC | RT | Y | DS001 | TCR01 |  | AVONDALE | DISTRIBUTION - AVONDALE |  | 6
VA4085052 | TC | TC | RT | Y | DS001 | TCR01 |  | BAPTIST MISSIONARY LEARNING CENTER | DISTRIBUTION - BAPTIST MLC |  | 3
VA4085071 | TC | TC | RT | Y | DS001 | TCR01 |  | BEAVERDAM ELEMENTARY SCHOOL | DISTRIBUTION - BEAVERDAM ES |  | 3
VA4085072 | TC | TC | RT | Y | DS001 | TCR01 |  | BEAVERDAM BAPTIST | DISTRIBUTION |  | 3
VA4085080 | TC | TC | RT | Y | DS001 | TCR01 |  | BEREA BAPTIST CHURCH | DISTRIBUTION - BEREA BAPTIST |  | 3
VA4085129 | TC | TC | RT | Y | DS001 | TCR01 |  | CALVARY PENTECOSTAL CAMP | DISTRIBUTION - CALVARY PENTECOSTAL |  | 3
VA4085133 | TC | TC | RT | Y | DS001 | TCR01 |  | CAMP HANOVER | DISTRIBUTION - CAMP HANOVER |  | 1
VA4085140 | TC | TC | RT | Y | DS001 | TCR01 |  | CHERRYDALE SUBDIVISION | DISTRIBUTION - CHERRYDALE |  | 3
VA4085155 | TC | TC | RT | Y | DS001 | TCR01 |  | COLONIAL FOREST | DISTRIBUTION - COLONIAL FOREST |  | 3
VA4085200 | TC | TC | RT | Y | DS001 | TCR01 |  | DIANNE RIDGE | DISTRIBUTION - DIANNE RIDGE |  | 3
VA4085275 | TC | TC | RT | Y | DS001 | TCR01 |  | FASMART 22 | DISTRIBUTION SYSTEM |  | 1
VA4085292 | TC | TC | RT | Y | DS001 | TCR01 |  | FIRST SHILOH BAPTIST | DISTRIBUTION - FIRST SHILOH |  | 1
VA4085320 | TC | TC | RT | Y | DS001 | TCR01 |  | GEORGETOWN SUBDIVISION | DISTRIBUTION - GEORGETOWN |  | 3
VA4085335 | TC | TC | RT | Y | DS001 | TCR01 |  | HANOVER COURTHOUSE | DISTRIBUTION - HANOVER COURTHOUSE |  | 6
VA4085343 | TC | TC | RT | Y | DS001 | TCR01 |  | HANOVER ACADEMY | DISTRIBUTION - HNOVER ACADEMY |  | 3
VA4085344 | TC | TC | RT | Y | DS001 | TCR01 |  | TAYLOR HOUSE COMPLEX | DISTRIBUTION - TAYLOR HOUSE |  | 1
VA4085350 | TC | TC | RT | Y | DS001 | TCR01 |  | HANOVER FARMS | DISTRIBUTION - HANOVER FARMS |  | 3
VA4085368 | TC | TC | RT | Y | DS001 | TCR01 |  | HANOVER COUNTRY STORE | DIST SYSTEM - HANOVER COUNTRY STORE |  | 3
VA4085370 | TC | TC | RT | Y | DS001 | TCR01 |  | VA PUBLIC SAFETY TRAINING CENTER | DISTRIBUTION - HANOVER LEARNING CENTER |  | 3
VA4085390 | TC | TC | RT | Y | DS001 | TCR01 |  | HIGH POINT FARMS NO. 1 | DISTRIBUTION - HIGH POINT |  | 3
VA4085398 | TC | TC | RT | Y | DS001 | TCR01 |  | HANOVER SUBURBAN WATER SYSTEM | DISTRIBUTION - RICHMOND ZONE |  | 180
VA4085411 | TC | TC | RT | Y | DS001 | TCR01 |  | HOLLOWS GOLF CLUB, THE | DISTRIBUTION - HOLLOWS |  | 1
VA4085415 | TC | TC | RT | Y | DS001 | TCR01 |  | HOLLY RIDGE NO 1 | DISTRIBUTION - HOLLY RIDGE |  | 3
VA4085427 | TC | TC | RT | Y | DS001 | TCR01 |  | HUNTING HAWK | DISTRIBUTION - HUNTING HAWK |  | 1
VA4085429 | TC | TC | RT | Y | DS001 | TCR01 |  | IMMANUEL EPISCOPAL CHURCH | DISTRIBUTION - IMMANUEL EPISCOPAL |  | 1
VA4085525 | TC | TC | RT | Y | DS001 | TCR01 |  | MAYFIELD FARMS | DISTRIBUTION - MAYFIELD FARMS |  | 6
VA4085550 | TC | TC | RT | Y | DS001 | TCR01 |  | MOUNTAIN RUN | DISTRIBUTION - MOUNTAIN RUN |  | 3
VA4085562 | TC | TC | RT | Y | DS001 | TCR01 |  | MECHANICSVILLE LITTLE LEAGUE | DISTRIBUTION - MECHANICSVILLE LL |  | 1
VA4085595 | TC | TC | RT | Y | DS001 | TCR01 |  | MONTPELIER CNTR FOR ARTS & ED. | DISTRIBUTION - MONTPELIER ARTS |  | 1
VA4085597 | TC | TC | RT | Y | DS001 | TCR01 |  | MONTPELIER SHOPS | DISTRIBUTION - MONTPELIER SHOPS |  | 3
VA4085625 | TC | TC | RT | Y | DS001 | TCR01 |  | OAK HILL CHRISTIAN SERVICE CAMP | DISTRIBUTION - OAK HILL CAMP |  | 1
VA4085630 | TC | TC | RT | Y | DS001 | TCR01 |  | OAK HILL ESTATES | DISTRIBUTION - OAK HILL EST. |  | 3
VA4085700 | TC | TC | RT | Y | DS001 | TCR01 |  | RAINIER ESTATES | DISTRIBUTION - RAINIER |  | 3
VA4085730 | TC | TC | RT | Y | DS001 | TCR01 |  | SUPERVALU - MECHANICSVILLE | DISTRIBUTION - RICHFOOD HOLDINGS |  | 3
VA4085731 | TC | TC | RT | Y | DS001 | TCR01 |  | ROCKVILLE CENTER - GYM | DISTRIBUTION - ROCKVILLE GYM |  | 1
VA4085736 | TC | TC | RT | Y | DS001 | TCR01 |  | ROCKVILLE LIBRARY | DISTRIBUTION - ROCKVILLE LIBRARY |  | 1
VA4085739 | TC | TC | RT | Y | DS001 | TCR01 |  | RURAL POINT ELEMENTARY SCHOOL | DISTRIBUTION - RURAL POINT ES |  | 3
VA4085740 | TC | TC | RT | Y | DS001 | TCR01 |  | RURAL POINT CENTRAL | DISTRIBUTION - RURAL POINT |  | 3
VA4085744 | TC | TC | RT | Y | DS001 | TCR01 |  | SCOTS LANDING | DISTRIBUTION - SCOTS LANDING |  | 3
VA4085750 | TC | TC | RT | Y | DS001 | TCR01 |  | SINCLAIR MANOR | DISTRIBUTION - SINCLAIR MANOR |  | 3
VA4085756 | TC | TC | RT | Y | DS001 | TCR01 |  | SOUTH ANNA ELEMENTARY SCHOOL | DISTRIBUTION - SOUTH ANNA ES |  | 3
VA4085760 | TC | TC | RT | Y | DS001 | TCR01 |  | SPORTS REALITY | DISTRIBUTION - SPORTS REALITY |  | 1
VA4085770 | TC | TC | RT | Y | DS001 | TCR01 |  | SPRING MEADOWS-MEADOW GATE | DISTRIBUTION - SPRING MEADOWS |  | 6
VA4085800 | TC | TC | RT | Y | DS001 | TCR01 |  | STRAWHORN SUBDIVISION | DISTRIBUTION - STRAWHORNE |  | 3
VA4085885 | TC | TC | RT | Y | DS001 | TCR01 |  | VILLAGE GREEN SHOPPING CENTER | DISTRIBUTION - VILLAGE GREEN |  | 1
VA4085902 | TC | TC | RT | Y | DS001 | TCR01 |  | WALNUT GROVE NO 1 | DISTRIBUTION - WALNUT GROVE |  | 3
VA4085920 | TC | TC | RT | Y | DS001 | TCR01 |  | RHAPSODY | DISTRIBUTION - RHAPSODY |  | 3
VA4085930 | TC | TC | RT | Y | DS001 | TCR01 |  | WEE CARE | DIST SYSTEM - WEE CARE |  | 3
VA4085940 | TC | TC | RT | Y | DS001 | TCR01 |  | WILLIAMSVILLE WELLNESS | DISTRIBUTION - WILLIAMSVILLE WELLNESS |  | 1
VA4087098 | TC | TC | RT | Y | DS001 | TCR01 |  | BUBBAS BAR AND GRILL | DISTRIBUTION SYSTEM |  | 1
VA4087125 | TC | TC | RT | Y | DS001 | TCR01 |  | HENRICO COUNTY WATER SYSTEM | DISTRIBUTION- HENRICO ZONE |  | 450
VA4087240 | TC | TC | RT | Y | DS001 | TCR01 |  | CEDAR FORK (PREV. VERIZON) | DISTRIBUTION SYSTEM |  | 3
VA4087360 | TC | TC | RT | Y | DS001 | TCR01 |  | GLENDALE / ELKHILL SCHOOL | DISTRIBUTION SYSTEM |  | 3
VA4087720 | TC | TC | RT | Y | DS001 | TCR01 |  | OSBORNE PARK | DISTRIBUTION |  | 1
VA4087760 | TC | TC | RT | Y | DS001 | TCR01 |  | POPLAR SPRINGS BAPTIST CHURCH | DISTRIBUTION SYSTEM |  | 1
VA4087815 | TC | TC | RT | Y | DS001 | TCR01 |  | ST ANTHONYS CHURCH | DISTRIBUTION SYSTEM |  | 3
VA4087850 | TC | TC | RT | Y | DS001 | TCR01 |  | KINGSLAND REACH MARINA | DISTRIBUTION SYSTEM |  | 1
VA4087860 | TC | TC | RT | Y | DS001 | TCR01 |  | TUCKAWAY WEST CHILD CARE CTR. | DISTRIBUTION SYSTEM |  | 3
VA4087928 | TC | TC | RT | Y | DS001 | TCR01 |  | WHITE OAK EARLY CHILDCARE CENTER | DISTRIBUTION SYSTEM |  | 3
VA4097210 | TC | TC | RT | Y | DS001 | TCR01 |  | BRADLEY MART | DISTRIBUTION SYSTEM |  | 1
VA4097300 | TC | TC | RT | Y | DS003 | TCR01 |  | KING AND QUEEN CENTRAL HIGH SC | DISTRIBUTION SYSTEM |  | 3
VA4097302 | TC | TC | RT | Y | DS001 | TCR01 |  | KING AND QUEEN COURTHOUSE COMPLEX | DISTRIBUTION SYSTEM |  | 3
VA4097310 | TC | TC | RT | Y | DS004 | TCR01 |  | KING AND QUEEN ELEM. | DISTRIBUTION SYSTEM |  | 3
VA4097350 | TC | TC | RT | Y | DS003 | TCR01 |  | LAWSON ELEMENTARY SCHOOL | DISTRIBUTION SYSTEM |  | 3
VA4097400 | TC | TC | RT | Y | DS001 | TCR01 |  | NICKS STEAK & SPAGHETTI | DISTRIBUTION |  | 1
VA4097630 | TC | TC | RT | Y | DS001 | TCR01 |  | RAINBOW ACRES CAMPGROUND | DISTRIBUTION SYSTEM |  | 1
VA4097720 | TC | TC | RT | Y | DS005 | TCR01 |  | TUCKER RECREATION PARK | DISTRIBUTION SYSTEM |  | 3
VA4097800 | TC | TC | RT | Y | DS004 | TCR01 |  | WALKERTON WATER SYSTEM, INC. | DISTRIBUTION SYSTEM |  | 3
VA4097850 | TC | TC | RT | Y | DS003 | TCR01 |  | WESTMORELAND SUBDIVISION | DISTRIBUTION SYSTEM |  | 3
VA4101010 | TC | TC | RT | Y | DS004 | TCR01 |  | ACQUINTON/HAMILTON HOLMES | DISTRIBUTION SYSTEM |  | 9
VA4101030 | TC | TC | RT | Y | DS001 | TCR01 |  | BLACK CREEK SUBDIVISION | DISTRIBUTION SYSTEM |  | 3
VA4101060 | TC | TC | RT | Y | DS005 | TCR01 |  | BRAXTONS LANDING | DISTRIBUTION SYSTEM |  | 3
VA4101085 | TC | TC | RT | Y | DS001 | TCR01 |  | PAMUNKEY RIDGE CAMP (MAIN WELL) | DISTRIBUTION SYSTEM |  | 1
VA4101086 | TC | TC | RT | Y | DS001 | TCR01 |  | PAMUNKEY RIDGE CAMP (EQUESTRIAN WELL) | DISTRIBUTION |  | 1
VA4101097 | TC | TC | RT | Y | DS001 | TCR01 |  | CEDAR CREST | DISTRIBUTION SYSTEM |  | 3
VA4101105 | TC | TC | RT | Y | DS001 | TCR01 |  | LOT 2 COMMERCE PARK COMMONS | DISTRIBUTION SYSTEM |  | 1
VA4101110 | TC | TC | RT | Y | DS001 | TCR01 |  | CENTRAL GARAGE WATER SYSTEM | DISTRIBUTION SYSTEM |  | 6
VA4101125 | TC | TC | RT | Y | DS001 | TCR01 |  | FUN FARM CENTERS | DISTRIBUTION SYSTEM |  | 3
VA4101307 | TC | TC | RT | Y | DS001 | TCR01 |  | KING WILLIAM COUNTY PARK | KING WILLIAM COUNTY PARKS DEPT |  | 1
VA4101310 | TC | TC | RT | Y | DS003 | TCR01 |  | OLD KING WILLIAM COURTHOUSE | DISTRIBUTION SYSTEM |  | 3
VA4101315 | TC | TC | RT | Y | DS001 | TCR01 |  | NEW KING WILLIAM COURTHOUSE | DISTRIBUTION SYSTEM |  | 3
VA4101500 | TC | TC | RT | Y | DS004 | TCR01 |  | MARLE HILL SUBDIVISION | DISTRIBUTION SYSTEM |  | 3
VA4101503 | TC | TC | RT | Y | DS001 | TCR01 |  | MARLE HILL SECTION 3 | DISTRIBUTION SYSTEM |  | 3
VA4101550 | TC | TC | RT | Y | DS003 | TCR01 |  | MT. OLIVE CHURCH COMM. WELL CO | DISTRIBUTION SYSTEM |  | 3
VA4101600 | TC | TC | RT | Y | DS009 | TCR01 |  | OAK SPRINGS | DISTRIBUTION SYSTEM |  | 3
VA4101601 | TC | TC | RT | Y | DS001 | TCR01 |  | ZOMAT, INC. | DISTRIBUTION SYSTEM |  | 1
VA4101650 | TC | TC | RT | Y | DS001 | TCR01 |  | M & M PIZZA | DISTRIBUTION SYSTEM |  | 1
VA4101670 | TC | TC | RT | Y | DS003 | TCR01 |  | FONTAINBLEAU INDUSTRIAL PARK | DISTRIBUTION SYSTEM |  | 3
VA4101678 | TC | TC | RT | Y | DS01 | TCR01 |  | RT 360 COMPLEX | DISTRIBUTION SYSTEM |  | 1
VA4101715 | TC | TC | RT | Y | DS001 | TCR01 |  | SHARON ROAD SHOPPING CENTER | DISTRIBUTION SYSTEM |  | 1
VA4101800 | TC | TC | RT | Y | DS001 | TCR01 |  | VENTER HEIGHTS SUBDIVISION | DISTRIBUTION SYSTEM |  | 3
VA4101900 | TC | TC | RT | Y | DS006 | TCR01 |  | WEST POINT, TOWN OF | DISTRIBUTION SYSTEM |  | 9
VA4101950 | TC | TC | RT | Y | DS003 | TCR01 |  | WOODRUFF SUBDIVISION | DISTRIBUTION SYSTEM |  | 3
VA4103050 | TC | TC | RT | Y | DS001 | TCR01 |  | YMCA/APYC CAMP KEKOKA | DISTRIBUTION SYSTEM |  | 1
VA4103100 | TC | TC | RT | Y | DS001 | TCR01 |  | BALL POINT | DISTRIBUTION SYSTEM |  | 3
VA4103120 | TC | TC | RT | Y | DS001 | TCR01 |  | BELLE ISLE STATE PARK | DISTRIBUTION SYSTEM |  | 1
VA4103130 | TC | TC | RT | Y | DS001 | TCR01 |  | BLACK STUMP | DISTRIBUTION SYSTEM |  | 3
VA4103150 | TC | TC | RT | Y | DS001 | TCR01 |  | BRIGHTWATERS | DISTRIBUTION SYSTEM |  | 1
VA4103200 | TC | TC | RT | Y | DS003 | TCR01 |  | CHURCHFIELDS | DISTRIBUTION SYSTEM |  | 3
VA4103209 | TC | TC | RT | Y | DS001 | TCR01 |  | KC`S CRABS AND CUES | CKS DISTRIBUTION SYSTEM |  | 1
VA4103225 | TC | TC | RT | Y | DS005 | TCR01 |  | CORBIN - LEWIS ESTATES | DISTRIBUTION SYSTEM |  | 3
VA4103230 | TC | TC | RT | Y | DS001 | TCR01 |  | CORROTOMAN BY THE BAY | DISTRIBUTION SYSTEM |  | 3
VA4103245 | TC | TC | RT | Y | DS001 | TCR01 |  | COTTAGES AT THE GOLDEN EAGLE | DISTRIBUTION SYSTEM |  | 3
VA4103250 | TC | TC | RT | Y | DS001 | TCR01 |  | COVE COLONY | DISTRIBUTION SYSTEM |  | 3
VA4103338 | TC | TC | RT | Y | DS005 | TCR01 |  | FOREST HILLS SUBD | DISTRIBUTION SYSTEM |  | 3
VA4103340 | TC | TC | RT | Y | DS001 | TCR01 |  | FOUNDATION FOR HISTORIC CHRIST CHURCH | DISTRIBUITION SYSTEM |  | 1
VA4103350 | TC | TC | RT | Y | DS003 | TCR01 |  | FOXWELLS | DISTRIBUTION SYSTEM |  | 3
VA4103365 | TC | TC | RT | Y | DS001 | TCR01 |  | GOLDEN EAGLE COUNTRY CLUB | DISTRIBUTION SYSTEM |  | 1
VA4103375 | TC | TC | RT | Y | DS001 | TCR01 |  | GRANVILLE BAY SUBDIVISION | DISTRIBUTION SYSTEM |  | 3
VA4103500 | TC | TC | RT | Y | DS001 | TCR01 |  | HERITAGE POINT | DISTRIBUTION SYSTEM |  | 3
VA4103540 | TC | TC | RT | Y | DS001 | TCR01 |  | HIGHBANK | DISTRIBUTION SYSTEM |  | 3
VA4103550 | TC | TC | RT | Y | DS001 | TCR01 |  | IRVINGTON COMMUNITY OF | DISTRIBUTION SYSTEM |  | 6
VA4103600 | TC | TC | RT | Y | DS001 | TCR01 |  | KILMARNOCK, TOWN OF | DISTRIBUTION SYSTEM |  | 6
VA4103630 | TC | TC | RT | Y | DS001 | TCR01 |  | TARTAN | TARTAN DISTRIBUTION SYSTEM |  | 3
VA4103680 | TC | TC | RT | Y | DS001 | TCR01 |  | LANCASTER COURTHOUSE | DIST SYST |  | 3
VA4103687 | TC | TC | RT | Y | DS003 | TCR01 |  | LANCASTER HIGH SCHOOL | DISTRIBUTION SYSTEM |  | 3
VA4103695 | TC | TC | RT | Y | DS001 | TCR01 |  | LANCASTER PRIMARY SCHOOL | DISTRIBUTION SYSTEM |  | 3
VA4103710 | TC | TC | RT | Y | DS001 | TCR01 |  | LANCASTER SHORES | DISTRIBUTION SYSTEM |  | 3
VA4103725 | TC | TC | RT | Y | DS001 | TCR01 |  | DREAM FIELDS | DISTRIBUTION SYSTEM |  | 1
VA4103750 | TC | TC | RT | Y | DS001 | TCR01 |  | LAUREL POINT | DISTRIBUTION SYSTEM |  | 3
VA4103800 | TC | TC | RT | Y | DS001 | TCR01 |  | LIVELY, COMMUNITY OF | DISTRIBUTION SYSTEM |  | 3
VA4103817 | TC | TC | RT | Y | DS001 | TCR01 |  | MILBURN SUBDIVISION | DISTRIBUTION SYSTEM |  | 3
VA4103820 | TC | TC | RT | Y | DS001 | TCR01 |  | MOSQUITO POINT | DISTRIBUTION SYSTEM |  | 3
VA4103825 | TC | TC | RT | Y | DS001 | TCR01 |  | SLOOP POINTE | DISTRIBUTION PIPE NETWORK |  | 3
VA4103830 | TC | TC | RT | Y | DS001 | TCR01 |  | WEEMS | DISTRIBUTION SYSTEM |  | 3
VA4103870 | TC | TC | RT | Y | DS001 | TCR01 |  | RAPPAHANNOCK WESTMINSTER CANTERBURY | DISTRIBUTION SYSTEM |  | 3
VA4103947 | TC | TC | RT | Y | DS001 | TCR01 |  | VINEYARD GROVE | DISTRIBUTION SYSTEM--VINEYARD GROVE |  | 3
VA4103950 | TC | TC | RT | Y | DS001 | TCR01 |  | WAVERLY SUBDIVISION | DISTRIBUTION SYSTEM |  | 3
VA4103977 | TC | TC | RT | Y | DS001 | TCR01 |  | WHISPERING PINES MOTEL | DISTRIBUTION SYSTEM |  | 1
VA4103980 | TC | TC | RT | Y | DS001 | TCR01 |  | WHITE STONE | DISTRIBUTION SYSTEM |  | 3
VA4103985 | TC | TC | RT | Y | DS001 | TCR01 |  | WINDMILL POINT | DISTRIBUTION SYSTEM |  | 3
VA4103993 | TC | TC | RT | Y | DS001 | TCR01 |  | YANKEE PT SAILBOAT MARINA | DISTRIBUTION SYSTEM |  | 1
VA4119235 | TC | TC | RT | Y | DS001 | TCR01 |  | BIG OAK CAFE | DISTRIBUTION SYSTEM |  | 1
VA4119255 | TC | TC | RT | Y | DS001 | TCR01 |  | DELTAVILLE MARITIME MUSEUM | DISTRIBUTION SYSTEM |  | 1
VA4119270 | TC | TC | RT | Y | DS001 | TCR01 |  | SUNSET MARINA | DISTRIBUTION SYSTEM |  | 1
VA4119275 | TC | TC | RT | Y | DS001 | TCR01 |  | BUSH PARK CAMPING RESORT -TES | DISTRIBUTION SYSTEM |  | 1
VA4127200 | TC | TC | RT | Y | DS001 | TCR01 |  | BOTTOMS BRIDGE | DISTRIBUTION SYSTEM |  | 6
VA4127400 | TC | TC | RT | Y | DS001 | TCR01 |  | BROTHERS ITALIAN RESTAURANT - P. FORGE | DISTRIBUTION SYSTEM |  | 3
VA4127440 | TC | TC | RT | Y | DS001 | TCR01 |  | LAKESIDE RESTAURANT | DISTRIBUTION SYSTEM |  | 1
VA4127442 | TC | TC | RT | Y | DS001 | TCR01 |  | COLONIAL HARBOR MARINA INC | DISTRIBUTION SYSTEM |  | 1
VA4127445 | TC | TC | RT | Y | DS002 | TCR01 |  | LITTLE PIECE OF HEAVEN DAY CARE | LITTLE PIECE OF HEAVEN DAY CARE DS |  | 3
VA4127450 | TC | TC | RT | Y | DS001 | TCR01 |  | MINITREE GLEN | DISTRIBUTION SYSTEM |  | 3
VA4127455 | TC | TC | RT | Y | DS001 | TCR01 |  | LONG ACRES MOBILE HOME PARK | DISTRIBUTION SYSTEM |  | 3
VA4127490 | TC | TC | RT | Y | DS001 | TCR01 |  | PATSY`S RESTAURANT | REST. & MOTEL DISTRIBUTION SYS. |  | 1
VA4127525 | TC | TC | RT | Y | DS001 | TCR01 |  | NEW KENT BUSINESS CENTER | DISTRIBUTION SYSTEM |  | 3
VA4127530 | TC | TC | RT | Y | DS001 | TCR01 |  | NEW KENT COURTHOUSE | DISTRIBUTION SYSTEM |  | 9
VA4127570 | TC | TC | RT | Y | DS001 | TCR01 |  | PARHAM LANDING | DISTRIBUTION SYSTEM |  | 3
VA4127630 | TC | TC | RT | Y | DS001 | TCR01 |  | QUINTON CENTER | DISTRIBUTION SYSTEM |  | 1
VA4127635 | TC | TC | RT | Y | DS001 | TCR01 |  | QUINTON PARK SUBDIVISION | DISTRIBUTION SYSTEM |  | 3
VA4127650 | TC | TC | RT | Y | DS001 | TCR01 |  | RIVERSIDE CAMP 2 | DISTRIBUTION SYSTEM |  | 1
VA4127655 | TC | TC | RT | Y | DS001 | TCR01 |  | ROYAL NEW KENT GOLF CLUB | DISTRIBUTION SYSTEM |  | 1
VA4127725 | TC | TC | RT | Y | DS001 | TCR01 |  | RIVERSIDE CAMP STORE/SNACK BAR | DISTRIBUTION SYSTEM |  | 1
VA4127800 | TC | TC | RT | Y | DS001 | TCR01 |  | SHERWOOD ESTATES | DISTRIBUTION SYSTEM |  | 3
VA4127820 | TC | TC | RT | Y | DS001 | TCR01 |  | PROVIDENCE FORGE PRESBYTERIAN CHURCH | DISTRIBUTION SYSTEM |  | 1
VA4127850 | TC | TC | RT | Y | DS001 | TCR01 |  | VIRGINIA ELITE GYMNASTICS ACADEMY | DISTRIBUTION SYSTEM |  | 1
VA4127860 | TC | TC | RT | Y | DS001 | TCR01 |  | WASHINGTON BURGESS INN | DISTRIBUTION SYSTEM |  | 1
VA4127875 | TC | TC | RT | Y | DS001 | TCR01 |  | WEDGEWOOD SUBDIVISION | DISTRIBUTION SYSTEM |  | 3
VA4127885 | TC | TC | RT | Y | DS001 | TCR01 |  | WHITEHOUSE FARMS | DISTRIBUTION SYSTEM |  | 3
VA4127895 | TC | TC | RT | Y | DS001 | TCR01 |  | WINDSOR PARK | DISTRIBUTION SYSTEM |  | 3
VA4127900 | TC | TC | RT | Y | DS001 | TCR01 |  | WOOD`S EDGE | DISTRIBUTION SYSTEM |  | 3
VA4127920 | TC | TC | RT | Y | DS001 | TCR01 |  | WOODBOURNE KAMPGROUND | DISTRIBUTION SYSTEM |  | 1
VA4127925 | TC | TC | RT | Y | DS001 | TCR01 |  | WOODHAVEN SHORES | DISTRIBUTION SYSTEM |  | 6
VA4133005 | TC | TC | RT | Y | DS001 | TCR01 |  | CAM WINERY | CAM WINERY DISTRIBUTION |  | 1
VA4133020 | TC | TC | RT | Y | DS001 | TCR01 |  | UNIQUE EXPERIENCE EATERY | DISTRIBUTION SYSTEM |  | 1
VA4133040 | TC | TC | RT | Y | DS001 | TCR01 |  | BAY QUARTER SHORES | DISTRIBUTION SYSTEM |  | 3
VA4133080 | TC | TC | RT | Y | DS001 | TCR01 |  | BELLS COVE SUBDIVISION | DISTRIBUTION SYSTEM |  | 3
VA4133100 | TC | TC | RT | Y | DS001 | TCR01 |  | BON HARBOURS | DISTRIBUTION SYSTEM |  | 3
VA4133110 | TC | TC | RT | Y | DS001 | TCR01 |  | BROWNS STORE | DISTRIBUTION SYSTEM |  | 3
VA4133120 | TC | TC | RT | Y | DS001 | TCR01 |  | BURGESS | DISTRIBUTION SYSTEM |  | 3
VA4133140 | TC | TC | RT | Y | DS001 | TCR01 |  | BUZZARD POINT MARINA | DISTRIBUTION SYSTEM |  | 1
VA4133160 | TC | TC | RT | Y | DS001 | TCR01 |  | CALLAO | DISTRIBUTION SYSTEM |  | 3
VA4133175 | TC | TC | RT | Y | DS001 | TCR01 |  | CAMP KITTAMAQUND GIRL SCOUTS | DISTRIBUTION SYSTEM |  | 3
VA4133200 | TC | TC | RT | Y | DS001 | TCR01 |  | CHESAPEAKE BAY ESTATES | DISTRIBUTION SYSTEM |  | 3
VA4133203 | TC | TC | RT | Y | DS001 | TCR01 |  | CHESAPEAKE COVE | DISTRIBUTION SYSTEM |  | 3
VA4133207 | TC | TC | RT | Y | DS001 | TCR01 |  | COCKRELLS MARINE RAILWAY | COCKRELL'S MARINE RAILWAY DS |  | 3
VA4133215 | TC | TC | RT | Y | DS001 | TCR01 |  | COWART SEAFOOD CORP | COWART SEAFOOD CORP |  | 1
VA4133240 | TC | TC | RT | Y | DS001 | TCR01 |  | DITCHLEY | DISTRIBUTION SYSTEM |  | 3
VA4133275 | TC | TC | RT | Y | DS001 | TCR01 |  | FAIRPORT MARINA | DISTRIBUTION SYSTEM |  | 3
VA4133280 | TC | TC | RT | Y | DS001 | TCR01 |  | FLEETON | DISTRIBUTION SYSTEM |  | 3
VA4133320 | TC | TC | RT | Y | DS001 | TCR01 |  | GLEBE POINT | DISTRIBUTION SYSTEM |  | 3
VA4133330 | TC | TC | RT | Y | DS001 | TCR01 |  | HORN HARBOR RESTAURANT | DISTRIBUTION SYSTEM |  | 1
VA4133345 | TC | TC | RT | Y | DS001 | TCR01 |  | GREENFIELD HARBOR I SUBDIVISION | GREENFIELD HARBOR I SUBDIVISION DS |  | 3
VA4133346 | TC | TC | RT | Y | DS001 | TCR01 |  | GREENFIELD HARBOR II SUBDIVISION | GREENFIELD HARBOR II SUBDIVISION DS |  | 3
VA4133360 | TC | TC | RT | Y | DS001 | TCR01 |  | HEATHSVILLE | DISTRIBUTION SYSTEM |  | 3
VA4133400 | TC | TC | RT | Y | DS001 | TCR01 |  | INDIAN CREEK ESTATES | DISTRIBUTION SYSTEM |  | 3
VA4133406 | TC | TC | RT | Y | DS001 | TCR01 |  | JACEY VINEYARDS | DISTRIBUTION SYSTEM |  | 1
VA4133413 | TC | TC | RT | Y | DS001 | TCR01 |  | JENNINGS BOATYARD | BOATYARD DISTRIBUTION SYS. |  | 1
VA4133415 | TC | TC | RT | Y | DS001 | TCR01 |  | JETTYS REACH | DISTRIBUTION SYSTEM |  | 3
VA4133420 | TC | TC | RT | Y | DS001 | TCR01 |  | JETTYS REACH III | DIST SYSTEM--JETTY'S REACH III |  | 3
VA4133440 | TC | TC | RT | Y | DS001 | TCR01 |  | LEE DALE SHORES | DISTRIBUTION SYSTEM |  | 3
VA4133445 | TC | TC | RT | Y | DS950 | TCR01 |  | GAPS MARINA | DISTRIBUTION SYSTEM |  | 1
VA4133480 | TC | TC | RT | Y | DS004 | TCR01 |  | LEWISETTA | DISTRIBUTION SYSTEM |  | 3
VA4133485 | TC | TC | RT | Y | DS001 | TCR01 |  | LEWISETTA MARINA | DISTRIBUTION SYSTEM |  | 1
VA4133510 | TC | TC | RT | Y | DS01 | TCR01 |  | LITTLE RIVER CAMPGROUND | CAMPGROUND |  | 3
VA4133515 | TC | TC | RT | Y | DS001 | TCR01 |  | LITTLE RIVER SEAFOOD | DISTRIBUTION |  | 1
VA4133520 | TC | TC | RT | Y | DS001 | TCR01 |  | LOCKSLEY HALL ESTATES | LOCKSLEY DISTRIBUTION SYSTEM |  | 3
VA4133560 | TC | TC | RT | Y | DS001 | TCR01 |  | LOTTSBURG | DISTRIBUTION SYSTEM |  | 3
VA4133580 | TC | TC | RT | Y | DS001 | TCR01 |  | LOTTSBURG CAFE | DISTRIBUTION |  | 1
VA4133600 | TC | TC | RT | Y | DS003 | TCR01 |  | LUCOM POINT SUBDIVISION | DISTRIBUTION SYSTEM |  | 3
VA4133620 | TC | TC | RT | Y | DS001 | TCR01 |  | MALLARD BAY SUBDIVISION | DISTRIBUTION SYSTEM |  | 3
VA4133621 | TC | TC | RT | Y | DS001 | TCR01 |  | NORTHUMBERLAND COUNTY COMMUNITY CENTER | NORTHUM CNTY COMM CNTR BLDG |  | 1
VA4133622 | TC | TC | RT | Y | DS001 | TCR01 |  | NORTHUMBERLAND ELEMENTARY SCHOOL | DISTRIBUTION SYSTEM |  | 3
VA4133630 | TC | TC | RT | Y | DS001 | TCR01 |  | NORTHUMBERLAND MIDDLE/HIGH SCHOOL | MIDDLE/HIGH SCHOOL DS |  | 3
VA4133640 | TC | TC | RT | Y | DS001 | TCR01 |  | NORTHUMBERLAND PLANTATION | DISTRIBUTION SYSTEM |  | 3
VA4133680 | TC | TC | RT | Y | DS001 | TCR01 |  | NORTHUMBERLAND SHORES | DISTRIBUTION SYSTEM |  | 3
VA4133695 | TC | TC | RT | Y | DS001 | TCR01 |  | OLVERSON`S MARINA | DISTRIBUTION SYSTEM |  | 1
VA4133696 | TC | TC | RT | Y | DS001 | TCR01 |  | PINE HARBOR | DISTRIBUTION SYSTEM |  | 3
VA4133697 | TC | TC | RT | Y | DS001 | TCR01 |  | QUINTON OAKS GOLF CLUB | DISTRIBUTION SYSTEM |  | 1
VA4133698 | TC | TC | RT | Y | DS001 | TCR01 |  | POTOMAC BAY ESTATES | POTOMAC BAY ESTATES DS |  | 3
VA4133720 | TC | TC | RT | Y | DS001 | TCR01 |  | REEDVILLE, TOWN OF | DISTRIBUTION SYSTEM |  | 3
VA4133740 | TC | TC | RT | Y | DS001 | TCR01 |  | REEDVILLE MANOR | REEDVILLE MANOR DIST. SYS. |  | 3
VA4133760 | TC | TC | RT | Y | DS005 | TCR01 |  | RIVERBEND ESTATES | DISTRIBUTION SYSTEM |  | 3
VA4133800 | TC | TC | RT | Y | DS001 | TCR01 |  | SHERWOOD FOREST SHORES | DISTRIBUTION SYSTEM |  | 3
VA4133820 | TC | TC | RT | Y | DS001 | TCR01 |  | SMITH POINT MARINA | DISTRIBUTION SYSTEM |  | 1
VA4133822 | TC | TC | RT | Y | DS001 | TCR01 |  | SPRIGGS LANDING | DISTRIBUTION SYSTEM |  | 3
VA4133825 | TC | TC | RT | Y | DS001 | TCR01 |  | CHESAPEAKE BAY CAMP - RESORT | DISTRIBUTION |  | 1
VA4133845 | TC | TC | RT | Y | DS001 | TCR01 |  | TIDES ON THE CHESAPEAKE ASSOC | DISTRIBUTION SYSTEM |  | 1
VA4133850 | TC | TC | RT | Y | DS001 | TCR01 |  | TOWLES LANDING | DISTRIBUTION SYSTEM |  | 3
VA4133865 | TC | TC | RT | Y | DS001 | TCR01 |  | UPPER BAY VIEW ESTATES | DISTRIBUTION SYSTEM |  | 3
VA4133888 | TC | TC | RT | Y | DS001 | TCR01 |  | WESTBAY | DISTRIBUTION SYSTEM |  | 1
VA4133890 | TC | TC | RT | Y | DS001 | TCR01 |  | WHITE SAND HARBOUR | DISTRIBUTION SYSTEM |  | 3
VA4133900 | TC | TC | RT | Y | DS001 | TCR01 |  | WICOMICO CHURCH | DISTRIBUTION SYSTEM |  | 3
VA4133920 | TC | TC | RT | Y | DS001 | TCR01 |  | WICOMICO RIDGE | DISTRIBUTION SYSTEM |  | 3
VA4133980 | TC | TC | RT | Y | DS001 | TCR01 |  | OMEGA PROTEIN, INCORPORATED | OMEGA PROTEIN DOMESTIC DIS SYS |  | 3
VA4145070 | TC | TC | RT | Y | DS001 | TCR01 |  | FINE CREEK BREWING COMPANY | DISTRIBUTION SYSTEM |  | 1
VA4145075 | TC | TC | RT | Y | DS001 | TCR01 |  | CAFE AT MAIDENS | DISTRIBUTION SYSTEM |  | 1
VA4145080 | TC | TC | RT | Y | DS001 | TCR01 |  | COZY ACRES CAMPGROUND | DISTRIBUTION SYSTEM |  | 3
VA4145100 | TC | TC | RT | Y | DS001 | TCR01 |  | POWHATAN WELLNESS | DISTRIBUTION SYSTEM |  | 3
VA4145150 | TC | TC | RT | Y | DS001 | TCR01 |  | ESSENE HOME FOR ADULTS | DISTRIBUTON SYSTEM |  | 3
VA4145190 | TC | TC | RT | Y | DS001 | TCR01 |  | FLAT ROCK AREA WATER SYSTEM | DISTRIBUTION SYSTEM |  | 9
VA4145200 | TC | TC | RT | Y | DS001 | TCR01 |  | FOUNDERS BRIDGE | DISTRIBUTION SYSTEM |  | 3
VA4145240 | TC | TC | RT | Y | DS001 | TCR01 |  | GOODWYN LUMBER COMPANY | DISTRIBUTION SYSTEM |  | 3
VA4145320 | TC | TC | RT | Y | DS001 | TCR01 |  | BLESSED SACRAMENT-HUGUENOT | DISTRIBUTION SYSTEM |  | 3
VA4145510 | TC | TC | RT | Y | DS001 | TCR01 |  | LAKE SHAWNEE ESTATES | DISTRIBUTION SYSTEM |  | 3
VA4145540 | TC | TC | RT | Y | DS001 | TCR01 |  | LUCKY'S | DISTRIBUTION SYSTEM |  | 3
VA4145595 | TC | TC | RT | Y | DS001 | TCR01 |  | THE MILL AT FINE CREEK | DISTRIBUTION SYSTEM |  | 1
VA4145600 | TC | TC | RT | Y | DS001 | TCR01 |  | MILL QUARTER PLANTATION | DISTRIBUTION SYSTEM |  | 3
VA4145625 | TC | TC | RT | Y | DS001 | TCR01 |  | MOSLOW WOOD PRODUCTS | DISTRIBUTION SYSTEM |  | 3
VA4145650 | TC | TC | RT | Y | DS001 | TCR01 |  | PLAINVIEW BUSINESS CENTER | DISTRIBUTION SYSTEM |  | 3
VA4145655 | TC | TC | RT | Y | DS001 | TCR01 |  | PASSION COMMUNITY CHURCH | DSITRIBUTION SYSTEM |  | 3
VA4145665 | TC | TC | RT | Y | DS001 | TCR01 |  | POCAHONTAS LANDMARK CENTER | DISTRIBUTION SYSTEM |  | 6
VA4145667 | TC | TC | RT | Y | DS001 | TCR01 |  | POWHATAN MOOSE LODGE #1840 | DISTRIBUTION SYSTEM |  | 3
VA4145675 | TC | TC | RT | Y | DS001 | TCR01 |  | POWHATAN COURTHOUSE | DISTRIBUTION SYSTEM |  | 9
VA4145678 | TC | TC | RT | Y | DS001 | TCR01 |  | POWHATAN STATE PARK | DISTRIBUTION SYSTEM |  | 1
VA4145679 | TC | TC | RT | Y | DS001 | TCR01 |  | POWHATAN STATE PARK CAMPGROUND | DISTRIBUTION SYSTEM |  | 1
VA4145820 | TC | TC | RT | Y | DS001 | TCR01 |  | TILMANS FARM | DISTRIBUTION SYSTEM |  | 3
VA4159100 | TC | TC | RT | Y | DS001 | TCR01 |  | BELL ACRES | DISTRIBUTION SYSTEM |  | 3
VA4159180 | TC | TC | RT | Y | DS001 | TCR01 |  | DOLLAR GENERAL - FARNHAM | STORE PLUMBING |  | 1
VA4159200 | TC | TC | RT | Y | DS001 | TCR01 |  | HAYNESVILLE CORRECTIONAL CENTER | DISTRIBUTION SYSTEM |  | 6
VA4159235 | TC | TC | RT | Y | DS001 | TCR01 |  | FARNHAM MANOR | DISTRIBUTION SYSTEM |  | 3
VA4159420 | TC | TC | RT | Y | DS001 | TCR01 |  | LITTLE FLORIDA | LITTLE FLORIDA DS |  | 1
VA4159500 | TC | TC | RT | Y | DS003 | TCR01 |  | LUTTRELLVILLE | DISTRIBUTION SYSTEM |  | 3
VA4159600 | TC | TC | RT | Y | DS003 | TCR01 |  | NAYLORS BEACH-RAPPA POINT | DISTRIBUTION SYSTEM |  | 3
VA4159610 | TC | TC | RT | Y | DS001 | TCR01 |  | NAYLORS BEACH CAMPGROUND | DISTRIBUTION SYSTEM |  | 1
VA4159700 | TC | TC | RT | Y | DS001 | TCR01 |  | PLEASANT VIEW ESTATES | DISTRIBUTION SYSTEM |  | 3
VA4159750 | TC | TC | RT | Y | DS300 | TCR01 |  | RICHMOND COUNTY INTERMEDIATE SCHOOL | DISTRIBUTION PIPING |  | 3
VA4159800 | TC | TC | RT | Y | DS001 | TCR01 |  | SCHOOLHOUSE MEADOWS | DISTRIBUTION SYSTEM |  | 3
VA4159900 | TC | TC | RT | Y | DS001 | TCR01 |  | WARSAW, TOWN OF | DISTRIBUTION SYSTEM |  | 6
VA4159926 | TC | TC | RT | Y | DS003 | TCR01 |  | WHELAN MARINA NO. 3 | DIST SYSTEM #3 |  | 1
VA4193040 | TC | TC | RT | Y | DS001 | TCR01 |  | ADAMS GROVE | DISTRIBUTION SYSTEM |  | 3
VA4193080 | TC | TC | RT | Y | DS001 | TCR01 |  | WESTMORELAND COUNTY INDUSTRIAL PARK | DISTRIBUTION SYSTEM |  | 3
VA4193120 | TC | TC | RT | Y | DS009 | TCR01 |  | BERKLEY BEACH - EBB TIDE BEACH | DISTRIBUTION SYSTEM |  | 3
VA4193125 | TC | TC | RT | Y | DS001 | TCR01 |  | BEVANS OYSTER COMPANY | DISTRIBUTION SYSTEM |  | 1
VA4193170 | TC | TC | RT | Y | DS001 | TCR01 |  | BOWIES RESTAURANT | DISTRIBUTION SYSTEM |  | 1
VA4193188 | TC | TC | RT | Y | DS950 | TCR01 |  | THE BUOY (KINSALE VA 651) | DISTRIBUTION SYSTEM |  | 3
VA4193200 | TC | TC | RT | Y | DS001 | TCR01 |  | BUSHFIELD | DISTRIBUTION SYSTEM |  | 3
VA4193240 | TC | TC | RT | Y | DS009 | TCR01 |  | CABIN POINT AND GLEBE HARBOUR | DISTRIBUTION SYSTEM |  | 6
VA4193280 | TC | TC | RT | Y | DS001 | TCR01 |  | COLONIAL BEACH, TOWN OF | DISTRIBUTION SYSTEM |  | 12
VA4193320 | TC | TC | RT | Y | DS001 | TCR01 |  | DARL SUBDIVISION | DISTRIBUTION SYSTEM |  | 3
VA4193328 | TC | TC | RT | Y | DS001 | TCR01 |  | COPLE ELEMENTARY SCHOOL | DISTRIBUTION SYSTEM |  | 3
VA4193360 | TC | TC | RT | Y | DS001 | TCR01 |  | DRIFTWOOD BEACH | DISTRIBUTION SYSTEM |  | 3
VA4193440 | TC | TC | RT | Y | DS001 | TCR01 |  | GENERAL PARKER SHORES | DISTRIBUTION SYSTEM |  | 3
VA4193445 | TC | TC | RT | Y | DS001 | TCR01 |  | GEORGE WASHINGTON BIRTHPLACE | DISTRIBUTION SYSTEM |  | 6
VA4193510 | TC | TC | RT | Y | DS001 | TCR01 |  | JAY'S PLACE | DISTRIBUTION |  | 1
VA4193520 | TC | TC | RT | Y | DS001 | TCR01 |  | BLEAK HALL | DISTRIBUTION SYSTEM |  | 3
VA4193525 | TC | TC | RT | Y | DS001 | TCR01 |  | HARBOR VIEW MARINA | DISTRIBUTION SYSTEM |  | 1
VA4193560 | TC | TC | RT | Y | DS007 | TCR01 |  | HORNERS BEACH | DISTRIBUTION SYSTEM |  | 3
VA4193565 | TC | TC | RT | Y | DS005 | TCR01 |  | INGLESIDE PLANTATION NURSERIES | DISTRIBUTION SYSTEM |  | 3
VA4193600 | TC | TC | RT | Y | DS003 | TCR01 |  | KINSALE, TOWN OF | DISTRIBUTION SYSTEM |  | 3
VA4193610 | TC | TC | RT | Y | DS950 | TCR01 |  | KINSALE HARBOUR YACHT CLUB | KINSALE MARINA |  | 1
VA4193625 | TC | TC | RT | Y | DS001 | TCR01 |  | LEEDSTOWN CAMPGROUND | DISTRIBUTION SYSTEM |  | 3
VA4193640 | TC | TC | RT | Y | DS002 | TCR01 |  | MONROE BAY ESTATES | DISTRIBUTION SYSTEM |  | 3
VA4193650 | TC | TC | RT | Y | DS001 | TCR01 |  | MONROE BAY TRAILER PARK | DISTRIBUTION SYSTEM |  | 3
VA4193652 | TC | TC | RT | Y | DS001 | TCR01 |  | MONROE HALL NEIGHBORHOOD | DISTRIBUTION SYSTEM |  | 3
VA4193670 | TC | TC | RT | Y | DS001 | TCR01 |  | MONTROSS MOBILE HOME VILLAGE | DISTRIBUTION SYSTEM |  | 3
VA4193675 | TC | TC | RT | Y | DS005 | TCR01 |  | NOMINI BAY FARMS | DISTRIBUTION SYSTEM |  | 3
VA4193678 | TC | TC | RT | Y | DS001 | TCR01 |  | PARKER FARMS | DISTRIBUTION SYSTEM |  | 3
VA4193680 | TC | TC | RT | Y | DS001 | TCR01 |  | MONTROSS, TOWN OF | DISTRIBUTION SYSTEM |  | 6
VA4193700 | TC | TC | RT | Y | DS001 | TCR01 |  | OAK GROVE CAMPSITES | DISTRIBUTION SYSTEM |  | 1
VA4193702 | TC | TC | RT | Y | DS001 | TCR01 |  | OAK GROVE BAPTIST | DISTRIBUTION SYSTEM |  | 3
VA4193706 | TC | TC | RT | Y | DS001 | TCR01 |  | OLD PROSPECT LANDING | DISTRIBUTION SYSTEM |  | 3
VA4193708 | TC | TC | RT | Y | DS001 | TCR01 |  | OUTDOOR WORLD HARBOR VIEW CAMPGROUND | DISTRIBUTION SYSTEM |  | 1
VA4193720 | TC | TC | RT | Y | DS009 | TCR01 |  | PLACID BAY ESTATES | DISTRIBUTION SYSTEM |  | 3
VA4193739 | TC | TC | RT | Y | DS950 | TCR01 |  | COLES POINT CAMPGROUND | DISTRIBUTION SYSTEM |  | 1
VA4193750 | TC | TC | RT | Y | DS001 | TCR01 |  | POTOMAC SUPPLY CORPORATION | DISTRIBUTION SYSTEM |  | 3
VA4193760 | TC | TC | RT | Y | DS001 | TCR01 |  | POTOMAC WESTMORELAND SHORES | DISTRIBUTION SYSTEM |  | 6
VA4193780 | TC | TC | RT | Y | DS001 | TCR01 |  | BACKDRAFT RESTAURANT | DISTRIBUTION SYSTEM |  | 1
VA4193835 | TC | TC | RT | Y | DS950 | TCR01 |  | SANDY POINT MARINA | SANDY POINT MARINA |  | 1
VA4193840 | TC | TC | RT | Y | DS001 | TCR01 |  | SANDY POINT SUBDIVISION | DISTRIBUTION SYSTEM |  | 3
VA4193910 | TC | TC | RT | Y | DS005 | TCR01 |  | STRATFORD HALL | DISTRIBUTION SYSTEM |  | 3
VA4193920 | TC | TC | RT | Y | DS001 | TCR01 |  | STRATFORD HARBOUR | DISTRIBUTION SYSTEM |  | 6
VA4193925 | TC | TC | RT | Y | DS001 | TCR01 |  | STANLEY`S DAIRY FREEZE | DISTRIBUTION SYSTEM |  | 1
VA4193960 | TC | TC | RT | Y | DS001 | TCR01 |  | WASHINGTON DISTRICT ELEMENTARY SCHOOL | DISTRIBUTION SYSTEM |  | 3
VA4193979 | TC | TC | RT | Y | DS001 | TCR01 |  | WESTMORELAND STATE PARK-DAY USE | DISTRIBUTION SYSTEM |  | 1
VA4193980 | TC | TC | RT | Y | DS001 | TCR01 |  | WESTMORELAND STATE PARK | DISTRIBUTION SYSTEM |  | 1
VA4193981 | TC | TC | RT | Y | DS003 | TCR01 |  | WESTMORELAND STATE PARK CAMP | DISTRIBUTION SYSTEM |  | 1
VA4193982 | TC | TC | RT | Y | DS001 | TCR01 |  | WILKERSONS RESTAURANT | DISTRIBUTION SYSTEM |  | 1
VA4193985 | TC | TC | RT | Y | DS001 | TCR01 |  | WHITE POINT MARINA | DISTRIBUTION SYSTEM |  | 1
VA4193995 | TC | TC | RT | Y | DS001 | TCR01 |  | WESTMORELAND MARINA | DISTRIBUTION SYSTEM |  | 1
VA4760100 | TC | TC | RT | Y | DS001 | TCR01 |  | RICHMOND, CITY OF | DISTRIBUTION SYSTEM |  | 360
VA6033029 | TC | TC | RT | Y | DS001 | TCR01 |  | BLUE IRIS | DISTRIBUTION - BLUE IRIS |  | 1
VA6033050 | TC | TC | RT | Y | DS001 | TCR01 |  | CAMPBELL`S CREEK SUBDIVISION | CAMPBELL CREEK SUBDIVISION |  | 3
VA6033055 | TC | TC | RT | Y | DS001 | TCR01 |  | R & D FAMILY CAMPGROUND | DISTRIBUTION SYSTEM |  | 3
VA6033062 | TC | TC | RT | Y | DS001 | TCR01 |  | THE CARMEL SCHOOL AT RUTHER GLEN | DISTRIBUTION SYSTEM |  | 3
VA6033085 | TC | TC | RT | Y | DS001 | TCR01 |  | CAROLINE UTILITY SYSTEM | DISTRIBUTION - CAROLINE UTILITIES |  | 15
VA6033087 | TC | TC | RT | Y | DS001 | TCR01 |  | CAROLINE CO HIGH SCHOOL | DISTRIBUTION - CAROLINE HS |  | 6
VA6033105 | TC | TC | RT | Y | DS001 | TCR01 |  | CEDAR RIDGE MHP | DISTRIBUTION - CEDAR RIDGE MHP |  | 3
VA6033115 | TC | TC | RT | Y | DS001 | TCR01 |  | GLEN MEADOWS MOBILE HOME PARK | GLEN MEADOWS |  | 3
VA6033150 | TC | TC | RT | Y | DS001 | TCR01 |  | CAROLINE CORRECTIONAL UNIT #2 | DISTRIBUTION - CORRECTIONAL UNIT 2 |  | 3
VA6033165 | TC | TC | RT | Y | DS001 | TCR01 |  | DOLLAR GENERAL - HANOVER | DISTRIBUTION SYSTEM |  | 1
VA6033176 | TC | TC | RT | Y | DS001 | TCR01 |  | DYSON'S | DISTRIBUTION - DYSONS |  | 1
VA6033200 | TC | TC | RT | Y | DS001 | TCR01 |  | ELSINORE SUBDIVISION | ELSINORE DIST SYSTEM |  | 3
VA6033249 | TC | TC | RT | Y | DS001 | TCR01 |  | FOUR WINDS CAMPGROUND | DISTRIBUTION - 4 WINDS CAMPGROUND |  | 6
VA6033250 | TC | TC | RT | Y | DS001 | TCR01 |  | FOUR WINDS CLUBHOUSE | DISTRIBUTION - 4 WINDS CLUBHOUSE |  | 1
VA6033251 | TC | TC | RT | Y | DS001 | TCR01 |  | FT A P HILL - HEADQUARTERS | DISTRIBUTION - HEADQUARTERS |  | 3
VA6033254 | TC | TC | RT | Y | DS001 | TCR01 |  | FT A P HILL - ARCHER CAMP | DISTRIBUTION - ARCHER |  | 1
VA6033256 | TC | TC | RT | Y | DS001 | TCR01 |  | FT A P HILL - CENTRAL CAMPSITE | DISTRIBUTION - CENTRAL CAMP/CACTF/PENDER |  | 3
VA6033260 | TC | TC | RT | Y | DS001 | TCR01 |  | FT A P HILL - EOD | EOD TRAINING BUILDING |  | 3
VA6033265 | TC | TC | RT | Y | DS001 | TCR01 |  | FT A P HILL - WILCOX CAMP | DISTRIBUTION - WILCOX |  | 1
VA6033270 | TC | TC | RT | Y | DS001 | TCR01 |  | FT A P HILL - 1200 METER RANGE | DISTRIBUTION - 1200M |  | 1
VA6033350 | TC | TC | RT | Y | DS001 | TCR01 |  | HIDDEN ACRES FAMILY CAMPGROUND | DISTRIBUTION SYSTEM |  | 1
VA6033355 | TC | TC | RT | Y | DS001 | TCR01 |  | HORNES | DISTRIBUTION SYSTEM |  | 1
VA6033362 | TC | TC | RT | Y | DS001 | TCR01 |  | NPS - JACKSON SHRINE | N P S JACKSON SHRINE |  | 1
VA6033425 | TC | TC | RT | Y | DS001 | TCR01 |  | LAKE CAROLINE | DISTRIBUTION - LAKE CAROLINE |  | 9
VA6033450 | TC | TC | RT | Y | DS001 | TCR01 |  | LAKE LAND`OR | DIST- LAKE LAND'OR |  | 15
VA6033455 | TC | TC | RT | Y | DS001 | TCR01 |  | LAKESHORE MHP | LAKESHORE MHP |  | 3
VA6033490 | TC | TC | RT | Y | DS001 | TCR01 |  | MATTAPONI SPRINGS GOLF COURSE | DISTRIBUTION - MATTAPONI GC |  | 1
VA6033495 | TC | TC | RT | Y | DS001 | TCR01 |  | MICHAEL D. DENT INDUSTRIAL PARK | DISTRIBUTION - MICHAEL DENT |  | 3
VA6033500 | TC | TC | RT | Y | DS001 | TCR01 |  | MILFORD SANITARY DISTRICT | DISTRIBUTION - MILFORD |  | 3
VA6033503 | TC | TC | RT | Y | DS001 | TCR01 |  | MISS ALYSON'S LLC | DISTRIBUTION - MISS ALLYSON |  | 3
VA6033505 | TC | TC | RT | Y | DS001 | TCR01 |  | WOODFORD ESTATES MHC | WOODFORD MOBILE HOME PARK |  | 3
VA6033513 | TC | TC | RT | Y | DS001 | TCR01 |  | PENDLETON GOLF CLUB | DISTRIBUTION - PENDLETON GC |  | 1
VA6033515 | TC | TC | RT | Y | DS001 | TCR01 |  | PEUMANSEND CREEK REGIONAL JAIL | DISTRIBUTION SYSTEM |  | 3
VA6033528 | TC | TC | RT | Y | DS001 | TCR01 |  | PORT ROYAL LANDING | DISTRIBUTION - PORT ROYAL LAND |  | 3
VA6033529 | TC | TC | RT | Y | DS001 | TCR01 |  | RT 2 DINER | DISTRIBUTION - RT 2 DINER |  | 1
VA6033545 | TC | TC | RT | Y | DS001 | TCR01 |  | STATE FAIR OF VA | DISTRIBUTION - STATE FAIR |  | 5
VA6033545 | TC | TC | RT | Y | DS001 | TCR01 |  | STATE FAIR OF VA | DISTRIBUTION - STATE FAIR |  | 2
VA6033550 | TC | TC | RT | Y | DS001 | TCR01 |  | BOWLING GREEN, TOWN OF | DISTRIBUTION BOWLING GREEN |  | 6
VA6033600 | TC | TC | RT | Y | DS001 | TCR01 |  | PORT ROYAL, TOWN OF | DISTRIBUTION - PORT ROYAL TOWN |  | 3
VA6033620 | TC | TC | RT | Y | DS001 | TCR01 |  | TIDEWATER MHP | TIDEWATER MHP |  | 3
VA6033650 | TC | TC | RT | Y | DS001 | TCR01 |  | TOWNFIELD SUBDIVISION | TOWNFIELD SUBDIVISION |  | 3
VA6033700 | TC | TC | RT | Y | DS001 | TCR01 |  | TWIN CEDARS | DISTRIBUTION - TWIN CEDARS |  | 3
VA6033752 | TC | TC | RT | Y | DS001 | TCR01 |  | WILLIAMSBURG MILLWORK CORPORATION | WILLIAMSBURG MILLWORK |  | 3
VA6099025 | TC | TC | RT | Y | DS001 | TCR01 |  | AMERICAN HISTORYLAND MHP | AMER HISTORYLAND CORP TR PK |  | 3
VA6099050 | TC | TC | RT | Y | DS001 | TCR01 |  | KING GEORGE CO. COURTHOUSE | DISTRIBUTION - KG COURTHOUSE |  | 15
VA6099066 | TC | TC | RT | Y | DS001 | TCR01 |  | BO'S CAFE | DISTRIBUTION - BO'S CAFE |  | 1
VA6099080 | TC | TC | RT | Y | DS001 | TCR01 |  | CALEDON STATE PARK | CALEDON STATE PARK |  | 1
VA6099085 | TC | TC | RT | Y | DS001 | TCR01 |  | CANTERBURY SUBDIVISION | CANTERBURY SUBDIVISION |  | 3
VA6099100 | TC | TC | RT | Y | DS001 | TCR01 |  | CIRCLE | DISTRIBUTION - CIRCLE |  | 3
VA6099110 | TC | TC | RT | Y | DS001 | TCR01 |  | CEDAR KNOLL APT | CEDAR KNOLL APT |  | 3
VA6099130 | TC | TC | RT | Y | DS001 | TCR01 |  | GREENHOST | GREENHOST-POTABLE DISTRIB |  | 1
VA6099231 | TC | TC | RT | Y | DS001 | TCR01 |  | EAGLE BAY | DISTRIBUTION - EAGLE BAY |  | 3
VA6099250 | TC | TC | RT | Y | DS001 | TCR01 |  | FAIRVIEW BEACH/POT. LANDING | FAIRVIEW BEACH |  | 3
VA6099275 | TC | TC | RT | Y | DS001 | TCR01 |  | HANOVER MHP | HANOVER HEIGHTS TRAILER PARK |  | 3
VA6099280 | TC | TC | RT | Y | DS001 | TCR01 |  | HOLIDAY INN MHP | DISTRIBUTION HOLIDAY INN APTS. |  | 3
VA6099283 | TC | TC | RT | Y | DS001 | TCR01 |  | HOPYARD FARM | DISTRIBUTION - HOPYARD |  | 6
VA6099285 | TC | TC | RT | Y | DS001 | TCR01 |  | CHESTNUT HILL MOBILE HOME PARK | DISTRIBUTION SYSTEM |  | 3
VA6099290 | TC | TC | RT | Y | DS001 | TCR01 |  | CIRCLE SHOPPING CENTER | DISTRIBUTION SYSTEM |  | 1
VA6099295 | TC | TC | RT | Y | DS001 | TCR01 |  | KGCSA-DAHLGREN | DISTRIBUTION - KGCSA DAHLGREN |  | 9
VA6099296 | TC | TC | RT | Y | DS001 | TCR01 |  | KG SCHOOL BOARD OFFICES (OLD KG ES) | KING GEORGE ELEMENTARY |  | 3
VA6099300 | TC | TC | RT | Y | DS001 | TCR01 |  | NINDES STORE | DISTRIBUTION - NINDES STORE |  | 3
VA6099305 | TC | TC | RT | Y | DS001 | TCR01 |  | MCDANIEL MOBILE HOME PARK | DISTRIBUTION - MCDANIEL MHP |  | 3
VA6099340 | TC | TC | RT | Y | DS001 | TCR01 |  | NAVAL SUPPORT FACILITY, DAHLGREN | DISTRIBUTION DAHLGREN MAIN |  | 30
VA6099341 | TC | TC | RT | Y | DS001 | TCR01 |  | DAHLGREN NSF, PUMPKIN NECK | DISTRIBUTION (PUMPKIN NECK) |  | 1
VA6099350 | TC | TC | RT | Y | DS001 | TCR01 |  | OAKLAND PARK | DISTRIBUTION - OAKLAND PARK |  | 6
VA6099410 | TC | TC | RT | Y | DS001 | TCR01 |  | PEACE LUTHERAN CHURCH/PRESCHOOL | DISTRIBUTION - PEACE LUTHERAN |  | 3
VA6099430 | TC | TC | RT | Y | DS001 | TCR01 |  | PINEVIEW MHP 1-3 | DISTRIBUTION - PINEVIEW MHP |  | 6
VA6099500 | TC | TC | RT | Y | DS001 | TCR01 |  | PRESIDENTIAL LAKES, SECT. 14 | PRESIDENTIAL LAKES, SECT. 14 |  | 3
VA6099550 | TC | TC | RT | Y | DS001 | TCR01 |  | ST. PAUL`S CHURCH/OWENS | DISTRIBUTION SYSTEM |  | 3
VA6099555 | TC | TC | RT | Y | DS001 | TCR01 |  | PRINCESS ANNE 301 | DISTRIBUTION - PRINCESS ANNE 301 |  | 3
VA6099590 | TC | TC | RT | Y | DS001 | TCR01 |  | WALNUT GROVE MHP | WALNUT GROVE MOBILE HOME PARK |  | 3
VA6099593 | TC | TC | RT | Y | DS001 | TCR01 |  | KG HOUSE OF PIZZA | K.G. HOUSE OF PIZZA |  | 1
VA2109025 | GE | MPN | RT | Y | WL001 | RW001 | WELL RAW TAP | TREVILIANS ELEMENTARY SCHOOL | WELL 1 |  | 1
VA2109035 | GE | MPN | RT | Y | WL002 | RW002 | WELL 2 RAW TAP | MOSS-NUCKOLS ELEMENTARY SCHOOL | WELL 2 |  | 1
VA2109060 | GE | MPN | RT | Y | WL001 | RW001 | WELL RAW TAP | BIO-CAT INC | WELL 1 |  | 1
VA2109075 | GE | MPN | RT | Y | WL002 | RW002 | WELL 1A RAW TAP | BLUE RIDGE SHORES | WELL 1A |  | 1
VA2109075 | GE | MPN | RT | Y | WL009 | WL009 | WELL 9 RAW | BLUE RIDGE SHORES | WELL 9 |  | 1
VA2109075 | GE | MPN | RT | Y | WL008 | RW008 | WELL 8 RAW TAP | BLUE RIDGE SHORES | WELL 8 |  | 1
VA2109075 | GE | MPN | RT | Y | WL004 | RW004 | WELL 3 RAW TAP | BLUE RIDGE SHORES | WELL 3 |  | 1
VA2109075 | GE | MPN | RT | Y | WL003 | RW003 | WELL 2 RAW TAP | BLUE RIDGE SHORES | WELL 2 |  | 1
VA2109075 | GE | MPN | RT | Y | WL007 | WL007 | WELL 7 RAW | BLUE RIDGE SHORES | WELL 7 |  | 1
VA2109075 | GE | MPN | RT | Y | WL006 | WL006 | WELL 6 RAW | BLUE RIDGE SHORES | WELL 6 |  | 1
VA2109075 | GE | MPN | RT | Y | WL005 | WL005 | WELL 5 RAW TAP | BLUE RIDGE SHORES | WELL 5 |  | 1
VA2109075 | GE | MPN | RT | Y | WL001 | RW001 | WELL 1 RAW TAP | BLUE RIDGE SHORES | WELL 1 |  | 1
VA2109085 | GE | MPN | RT | Y | WL001 | RW001 | RAW WATER HYDRANT | THE BOARDWALK ON LAKE ANNA | WELL |  | 1
VA2109120 | GE | MPN | RT | Y | WL001 | RW001 | WELL RAW TAP | CALLIE OPIE`S ORCHARD | DRILLED WELL |  | 1
VA2109260 | GE | MPN | RT | Y | WL001 | RW001 | WELL RAW TAP | JOUETT ELEMENTARY SCHOOL | DRILLED WELL |  | 1
VA2109265 | GE | MPN | RT | Y | WL001 | RW001 | WELL RAW TAP | SESMA UTILITIES | WELL |  | 1
VA2109300 | GE | MPN | RT | Y | WL003 | RWPR2 | PROCESS WELL 2 | KLOCKNER PENTAPLAST, INC. | PROCESS WELL 2 |  | 1
VA2109300 | GE | MPN | RT | Y | WL002 | RWPR1 | PROCESS WELL 1 | KLOCKNER PENTAPLAST, INC. | PROCESS WELL 1 |  | 1
VA2109300 | GE | MPN | RT | Y | WL001 | RW001 | OLD POTABLE RAW TAP | KLOCKNER PENTAPLAST, INC. | OLD POTABLE WELL (EMERGENCY) |  | 1
VA2109340 | GE | MPN | RT | Y | WL002 | RW002 | WELL #2 RAW WATER | LAKE ANNA PLAZA | WELL 2 |  | 1
VA2109510 | GE | MPN | RT | Y | WL001 | RW002 | INDST PARK WELL RAW | LOUISA COUNTY WATER AUTHORITY | INDUSTRIAL PARK WELL |  | 1
VA2109525 | GE | MPN | RT | Y | WL003 | RW003 | WELL 4 RAW TAP | MINERAL, TOWN OF | WELL 4 |  | 1
VA2109575 | GE | MPN | RT | Y | WL009 | RW009 | WELL LB 9 | NEW BRIDGE LANDING | WELL LB 9 |  | 1
VA2109610 | GE | MPN | RT | Y | WL001 | RW001 | WELL NANIC | NORTH ANNA NUCLEAR INFORMATION CENTER | WELL |  | 1
VA2109624 | GE | MPN | RT | Y | WL001 | RW001 | DRILLED WELL | FERNCLIFF BUSINESS PARK | DRILLED WELL |  | 1
VA2109630 | GE | MPN | RT | Y | WL001 | RW001 | WELL RAW TAP | PIEDMONT CHRISTIAN SCHOOL | WELL |  | 1
VA2109639 | GE | MPN | RT | Y | WL001 | RW001 | WELL RAW TAP | GUM SPRING BP | WELL |  | 1
VA2109641 | GE | MPN | RT | Y | WL002 | RW002 | NEW DRILLED WELL | PROVIDENCE PRESBYTERIAN PRESCHOOL | DRILLED WELL |  | 1
VA2109648 | GE | MPN | RT | Y | WL001 | RW001 | WELL 1 RAW WATER | SALEM CHRISTIAN SCHOOL | WELL 1 |  | 1
VA2109650 | GE | MPN | RT | Y | WL004 | RW004 | WELL 4 RAW TAP | SHENANDOAH CROSSING | WELL 4 |  | 1
VA2109650 | GE | MPN | RT | Y | WL005 | RW005 | WELL 5 RAW TAP | SHENANDOAH CROSSING | WELL 5 |  | 1
VA2109650 | GE | MPN | RT | Y | WL006 | RW006 | WELL 6 RAW TAP | SHENANDOAH CROSSING | WELL 6 |  | 1
VA2109650 | GE | MPN | RT | Y | WL001 | RW001 | WELL #1 RAW TAP | SHENANDOAH CROSSING | WELL 1 |  | 1
VA2109650 | GE | MPN | RT | Y | WL002 | RW002 | WELL #2 RAW TAP | SHENANDOAH CROSSING | WELL 2 |  | 1
VA2109650 | GE | MPN | RT | Y | WL003 | RW003 | WELL #3 RAW TAP | SHENANDOAH CROSSING | WELL 3 |  | 1
VA2109675 | GE | MPN | RT | Y | WL001 | RW001 | WELL 1 RAW TAP | SIX-0-FIVE VILLAGE | WELL 1 |  | 1
VA2109675 | GE | MPN | RT | Y | WL002 | RW002 | WELL 2 RAW TAP | SIX-0-FIVE VILLAGE | WELL 2 |  | 1
VA2109800 | GE | MPN | RT | Y | WL001 | RW001 | WELL 1 RAW TAP | TREVILIANS SQUARE APARTMENTS | WELL 1 |  | 1
VA2109925 | GE | MPN | RT | Y | WL002 | RW002 | WELL 2 (YELLOW) | SMALL COUNTRY CAMPGROUND | WELL 2 (YELLOW) |  | 1
VA2109925 | GE | MPN | RT | Y | WL001 | RW001 | WELL 1 (ORANGE) RAW | SMALL COUNTRY CAMPGROUND | WELL 1 (ORANGE) |  | 1
VA2109990 | GE | MPN | RT | Y | WL002 | RWP02 | WELL POORE 2 | LOUISA COUNTY ZION CROSSROADS | POORE WELL 2 |  | 1
VA2109990 | GE | MPN | RT | Y | WL003 | RWGS3 | WELL GS3 | LOUISA COUNTY ZION CROSSROADS | GREEN SPRINGS WELL #3 |  | 1
VA2109990 | GE | MPN | RT | Y | WL001 | RWP01 | WELL POORE 1 | LOUISA COUNTY ZION CROSSROADS | POORE WELL 1 |  | 1
VA2109990 | GE | MPN | RT | Y | WL004 | RWGS4 | WELL GS4 | LOUISA COUNTY ZION CROSSROADS | GREEN SPRINGS WELL #4 |  | 1
VA2109990 | GE | MPN | RT | Y | WL005 | RWGS5 | WELL GS5 | LOUISA COUNTY ZION CROSSROADS | GREEN SPRINGS WELL #5 |  | 1
VA2109990 | GE | MPN | RT | Y | WL008 | RWSC3 | WELL SC3 | LOUISA COUNTY ZION CROSSROADS | SPRING CREEK WELL SC-3 |  | 1
VA4036100 | GE | MPN | RT | Y | WL003 | WL003 | WELL NO. 3 | CHARLES CITY COURTHOUSE COMPLEX | WELL #3 - COURTHOUSE |  | 1
VA4036150 | GE | MPN | RT | Y | WL002 | RW002 | TAP @ PMP HS PRIOR TREATMENT | CHARLES CITY SCHOOL COMPLEX | DRILLED WELL #2 |  | 1
VA4036150 | GE | MPN | RT | Y | WL001 | RW001 | WELL HEAD #1 | CHARLES CITY SCHOOL COMPLEX | DRILLED WELL #1 |  | 1
VA4036280 | GE | MPN | RT | Y | WL001 | RW001 | TAP BEFORE TREATMENT | GLENDALE ACRES | DRILLED WELL |  | 1
VA4036700 | GE | MPN | RT | Y | WL001 | RW001 | TAP @ WELL HEAD-BEFORE TREATMENT | ROXBURY INDUSTRIAL PARK | DRILLED WELL |  | 1
VA4041736 | GE | MPN | RT | Y | WL001 | RW001 | DRILLED WELL NO. 3 | POCAHONTAS STATE PARK - GROUP CAMP NO. 3 | DRILLED WELL NO. 3 |  | 1
VA4041825 | GE | MPN | RT | Y | WL005 | WL005 | WELL HEAD | CENTRAL VIRGINIA CORR. UNIT NO. 13 | DRILLED WELL NO. 5 |  | 1
VA4041825 | GE | MPN | RT | Y | WL004 | WL004 | WELL HEAD | CENTRAL VIRGINIA CORR. UNIT NO. 13 | DRILLED WELL NO. 4 |  | 1
VA4057150 | GE | MPN | RT | Y | WL001 | RW001 | WELL #2 - IN TANKHOUSE | COTTAGE ROW | DRILLED WELL #2 |  | 1
VA4057200 | GE | MPN | RT | Y | WL001 | RW001 | WELL HEAD | COLEMANS ISLAND | DRILLED WELL |  | 1
VA4057250 | GE | MPN | RT | Y | WL001 | RW001 | WELL HEAD | DAINGERFIELD SUBDIVISION | DRILLED WELL #1 |  | 1
VA4057400 | GE | MPN | RT | Y | WL002 | RW002 | WELL HEAD #2 | GWYNNFIELD SUBDIVISION | DRILLED WELL #2 |  | 1
VA4057566 | GE | MPN | RT | Y | WL001B | RW001B | WELLHEAD | MARYFIELD SUB. | DRILLED WELL NO. 1B |  | 1
VA4057568 | GE | MPN | RT | Y | WL001 | RW001 | WELL HEAD | MILLERS SQUARE | DRILLED WELL #1 |  | 1
VA4057680 | GE | MPN | RT | Y | WL004 | RW004 | WELL HEAD | RIVERDALE SUBDIVISION | DRILLED WELL NO 4 |  | 1
VA4057750 | GE | MPN | RT | Y | WL001 | RW001 | WELL HEAD | SOUTH HILL BANKS | DRILLED WELL 2 / UVWS#27 |  | 1
VA4057800 | GE | MPN | RT | Y | WL004 | RW004 | WELLHEAD # 4 | TAPPAHANNOCK, TOWN OF | WELL # 4 |  | 1
VA4057800 | GE | MPN | RT | Y | WL003 | RW003 | WELL HEAD | TAPPAHANNOCK, TOWN OF | WELL #3 |  | 1
VA4057800 | GE | MPN | RT | Y | WL002 | RW002 | WELL HEAD | TAPPAHANNOCK, TOWN OF | WELL #2 |  | 1
VA4057850 | GE | MPN | RT | Y | WL002 | RW002 | WELL #2 SAMPLE TAP | VCU HEALTH TAPPAHANNOCK HOSPITAL | WELL NO 3 |  | 1
VA4057900 | GE | MPN | RT | Y | WL001A | RW001A | WELLHEAD | RIVERVIEW MOBILE ESTATES | DRILLED WELL NO. 1A |  | 1
VA4075025 | GE | MPN | RT | Y | WL001 | RW001 | WELL NO. 1/WL001 | BOGEYS SPORTS PARK | WELL NO. 1 |  | 1
VA4075040 | GE | MPN | RT | Y | WL001 | RW001 | WELL | BYRD ELEMENTARY SCHOOL | WELL |  | 1
VA4075045 | GE | MPN | RT | Y | WL002 | RW001 | RAW TAP | CAMP T. BRADY SAUNDERS | WELL NO.2 |  | 1
VA4075049 | GE | MPN | RT | Y | WL001 | RW001 | RAW TAP | CAMP HILBERT | DRILLED WELL |  | 1
VA4075100 | GE | MPN | RT | Y | WL001 | RW001A | RAW TAP | CROZIER | DRILLED WELL NO. 1A |  | 1
VA4075230 | GE | MPN | RT | Y | WL002 | WL001 | WELL HEAD | FEDERAL RESERVE BANK | WELL NO. 2 (SITE NO. 1) |  | 1
VA4075230 | GE | MPN | RT | Y | WL001 | WL004 | WELL HEAD | FEDERAL RESERVE BANK | WELL NO. 1 (SITE NO. 4) |  | 1
VA4075285 | GE | MPN | RT | Y | WL002 | TSW02 | RAW WATER SAMPLE TAP | OLD CENTRAL HIGH SCHOOL | WELL NO. 2 |  | 1
VA4075320 | GE | MPN | RT | Y | WL001 | WL001 | WELL NO. 1 - WELL HEAD | GOOCHLAND FIRE & RESCUE STATION #6 | WELL NO. 1 |  | 1
VA4075350 | GE | MPN | RT | Y | WL001 | RW001 | RAW TAP | HERMITAGE COUNTRY CLUB | WELL |  | 1
VA4075375 | GE | MPN | RT | Y | DS001 | TCR01 | DISTRIBUTION SYSTEM | HILL TOP DISTILLERY | DISTRIBUTION SYSTEM |  | 3
VA4075390 | GE | MPN | RT | Y | WL001 | TSW01 | WELL DISCHARGE | I-64 REST AREA EBL -OILVILLE | DRILLED WELL |  | 1
VA4075391 | GE | MPN | RT | Y | WL001 | TSW01 | WELL DISCHARGE | I-64 REST AREA WBL-OILVILLE | DRILLED WELL |  | 1
VA4075400 | GE | MPN | RT | Y | WL002 | RW002 | RAW TAP | JAMES RIVER ESTATES | DRILLED WELL NO. 2 |  | 1
VA4075400 | GE | MPN | RT | Y | WL004 | RW02A | RAW TAP | JAMES RIVER ESTATES | DRILLED WELL NO. 2A |  | 1
VA4075420 | GE | MPN | RT | Y | WL002 | RW002 | RAW TAP | JENKINS MOBILE HOME PARK | DUG WELL NO. 2 |  | 3
VA4075420 | GE | MPN | RT | Y | WL001 | RW001 | RAW TAP | JENKINS MOBILE HOME PARK | DUG WELL NO. 1 |  | 3
VA4075500 | GE | MPN | RT | Y | WL011 | RW011 | WELL HEAD - NO. 11 | MANAKIN FARMS | DRILLED WELL NO. 11 |  | 1
VA4075500 | GE | MPN | RT | Y | WL012 | RW012 | WELL HEAD - NO. 12 | MANAKIN FARMS | DRILLED WELL NO. 12 |  | 1
VA4075500 | GE | MPN | RT | Y | WL010 | RW010 | RAW TAP | MANAKIN FARMS | DRILLED WELL NO. 10 |  | 1
VA4075500 | GE | MPN | RT | Y | WL007 | RW007 | RAW TAP | MANAKIN FARMS | DRILLED WELL NO. 7 |  | 1
VA4075520 | GE | MPN | RT | Y | WL001 | RW001 | DRILLED WELL/WL001 | ENVOY AT THE MEADOWS | DRILLED WELL |  | 1
VA4075530 | GE | MPN | RT | Y | WL002 | WL002 | DRILLED WELL NO. 2 | MT. GILEAD BAPTIST CHURCH | DRILLED WELL NO. 2 |  | 1
VA4075600 | GE | MPN | RT | Y | WL001 | RW001 | RAW TAP | OILVILLE PIT STOP (STORE 586) | WELL NO. 1 |  | 1
VA4075610 | GE | MPN | RT | Y | WL001 | RW001 | WELL-WL001 | OILVILLE EXXON AND CONVENIENCE CENTER | WELL |  | 1
VA4075615 | GE | MPN | RT | Y | WL001 | WL001 | WELL DISCHARGE PIPING RAW TAP | OILVILLE RETAIL CENTER | DRILLED WELL |  | 1
VA4075660 | GE | MPN | RT | Y | WL001 | WL001 | WELL HEAD | RANDOLPH ELEMENTARY SCHOOL | WELL |  | 1
VA4075703 | GE | MPN | RT | Y | WL001 | RW001 | WELL NO. 1 | ST. CATHERINE SCHOOL ATHLETIC COMPLEX | WELL NO. 1 |  | 1
VA4075705 | GE | MPN | RT | Y | WL001 | RW001 | WELL NO. 1 | DOVER WELL | WELL NO. 1 |  | 1
VA4075720 | GE | MPN | RT | Y | WL001 | RW001 | RAW TAP | BROTHERS ITALIAN RESTAURANT | WELL |  | 1
VA4075780 | GE | MPN | RT | Y | WL001 | RW001 | RAW TAP | SYCAMORE CREEK GOLF COURSE | DRILLED WELL |  | 1
VA4075920 | GE | MPN | RT | Y | WL002 | RW002 | WELL NO. 2/WL002 | WESTVIEW ON THE JAMES | WELL NO. 2 |  | 1
VA4075920 | GE | MPN | RT | Y | WL001 | RW001 | WELL NO. 1/WL001 | WESTVIEW ON THE JAMES | WELL NO. 1 |  | 1
VA4085037 | GE | MPN | RT | Y | WL001 | RW001 | BLOWOFF BEFORE TREATMENT | ATLEE SQUARE SHOPPING CENTER | WELL |  | 1
VA4085047 | GE | MPN | RT | Y | WL003 | RW003 | TAP BEFORE TREATMENT-AVONDALE #2 | AVONDALE | AVONDALE WELL #2 (EP03) |  | 1
VA4085047 | GE | MPN | RT | Y | WL002 | RW002 | TAP BEFORE TREATMENT-AVONDALE WELL 1 | AVONDALE | AVONDALE WELL #1 (EP02) |  | 1
VA4085047 | GE | MPN | RT | Y | WL001 | RW001 | TAP BEFORE TREATMENT-ROBIN RIDGE WELL | AVONDALE | ROBIN RIDGE WELL (EP01) |  | 1
VA4085052 | GE | MPN | RT | Y | WL005 | RW005 | WELL HEAD #5 | BAPTIST MISSIONARY LEARNING CENTER | WELL #5 |  | 1
VA4085052 | GE | MPN | RT | Y | WL003 | RW003 | WELL PIPE #3 BEFORE TREATMENT | BAPTIST MISSIONARY LEARNING CENTER | WELL #3 |  | 1
VA4085052 | GE | MPN | RT | Y | WL004 | RW004 | WELL HEAD #4 | BAPTIST MISSIONARY LEARNING CENTER | WELL #4 |  | 1
VA4085052 | GE | MPN | RT | Y | WL001 | RW001 | WELL HEAD #1 | BAPTIST MISSIONARY LEARNING CENTER | WELL #1 |  | 1
VA4085071 | GE | MPN | RT | Y | WL001 | RW001 | WELL PIPE BEFORE TREATMENT | BEAVERDAM ELEMENTARY SCHOOL | WELL NO. 1 |  | 1
VA4085072 | GE | MPN | RT | Y | WL001 | RW001 | WELL HEAD | BEAVERDAM BAPTIST | DRILLED WELL #1 |  | 1
VA4085129 | GE | MPN | RT | Y | WL005 | RW005 | WELL PIPE #5 BEFORE TREATMENT AT TANK HO | CALVARY PENTECOSTAL CAMP | WELL #5 |  | 1
VA4085129 | GE | MPN | RT | Y | WL006 | RW006 | WELL PIPE #6 BEFORE TREATMENT AT TANK HO | CALVARY PENTECOSTAL CAMP | WELL #6 |  | 1
VA4085133 | GE | MPN | RT | Y | WL001 | RW001 | TAP ON DISCHARGE PIPE-WELL HS | CAMP HANOVER | DRILLED WELL |  | 1
VA4085140 | GE | MPN | RT | Y | WL001 | RW001 | TAP PRIOR TREATMENT | CHERRYDALE SUBDIVISION | WELL NO. 1 |  | 1
VA4085140 | GE | MPN | RT | Y | WL002 | RW002 | TAP PRIOR TREATMENT | CHERRYDALE SUBDIVISION | WELL NO. 2 |  | 1
VA4085155 | GE | MPN | RT | Y | WL002 | RW002 | TAP BEFORE TREATMENT-WELL #2 | COLONIAL FOREST | DRILLED WELL #2 |  | 1
VA4085155 | GE | MPN | RT | Y | WL001 | RW001 | TAP BEFORE TREATMENT- WELL # 1 | COLONIAL FOREST | DRILLED WELL #1 |  | 1
VA4085200 | GE | MPN | RT | Y | WL01B | RW01B | WELL 1B | DIANNE RIDGE | WELL 1B |  | 1
VA4085275 | GE | MPN | RT | Y | WL001 | RW001 | RAW TAP WELL #1 | FASMART 22 | WELL |  | 1
VA4085320 | GE | MPN | RT | Y | WL001 | RW001 | WELL HEAD NO. 1 | GEORGETOWN SUBDIVISION | WELL NO. 1 |  | 1
VA4085335 | GE | MPN | RT | Y | WL003 | RW003 | SAMPLE STATION-WELL PAMPW-1 | HANOVER COURTHOUSE | WELL #3 (PAMPW-1, EP#3) |  | 1
VA4085335 | GE | MPN | RT | Y | WL004 | RW004 | WELL PAM-1 SAMPLE STATION | HANOVER COURTHOUSE | WELL #4 (PAM-1, EP#3) |  | 1
VA4085343 | GE | MPN | RT | Y | WL002 | RW002 | TAP BEFORE BLADDER TANK | HANOVER ACADEMY | WELL #2 |  | 1
VA4085344 | GE | MPN | RT | Y | WL001 | RW001 | TAP@ PUMP RM PRIOR TREATMENT | TAYLOR HOUSE COMPLEX | BORED WELL |  | 1
VA4085350 | GE | MPN | RT | Y | WL002 | RW002 | TAP BEFORE TREATMENT-WELL #2 | HANOVER FARMS | DRILLED WELL #2 |  | 1
VA4085350 | GE | MPN | RT | Y | WL003 | RW003 | TAP BEFORE TREATMENT -WELL#3 | HANOVER FARMS | DRILLED WELL # 3 |  | 1
VA4085368 | GE | MPN | RT | Y | WL001 | RW001 | RAW TAP BORED WELL #1 | HANOVER COUNTRY STORE | BORED WELL #1 |  | 6
VA4085370 | GE | MPN | RT | Y | WL003 | RW003 | TAP BEFORE TREATMENT | VA PUBLIC SAFETY TRAINING CENTER | DRILLED WELL #3 |  | 1
VA4085370 | GE | MPN | RT | Y | WL002 | RW002 | TAP AFTER METER | VA PUBLIC SAFETY TRAINING CENTER | DRILLED WELL #2 |  | 1
VA4085390 | GE | MPN | RT | Y | WL001 | RW001 | TAP BEFORE TREATMENT | HIGH POINT FARMS NO. 1 | DRILLED WELL |  | 1
VA4085525 | GE | MPN | RT | Y | WL02A | RW02A | WELL 2A RAW TAP | MAYFIELD FARMS | WELL 2A |  | 1
VA4085525 | GE | MPN | RT | Y | WL006 | RW006 | TAP BEFORE TREATMENT-NEW BURNSIDEWELLL | MAYFIELD FARMS | WELL NO. 6 (EP#5) |  | 1
VA4085550 | GE | MPN | RT | Y | WL001 | RW001 | WELL #1, RAW WATER, BEFORE TREATMENT | MOUNTAIN RUN | WELL #1 (MANOR HOUSE) |  | 1
VA4085550 | GE | MPN | RT | Y | WL002 | RW002 | WELL #2, RAW WATER, BEFORE TREATMENT | MOUNTAIN RUN | WELL #2 (TANK HOUSE) |  | 1
VA4085595 | GE | MPN | RT | Y | WL002 | RW002 | DRILLED WELL 2 | MONTPELIER CNTR FOR ARTS & ED. | DRILLED WELL 2 |  | 1
VA4085597 | GE | MPN | RT | Y | WL001 | RW001 | WELL PIPE #1 BEFORE TREATMENTTR | MONTPELIER SHOPS | DRILLED WELL #1 |  | 1
VA4085630 | GE | MPN | RT | Y | WL002 | RW002 | TAP PRIOR TREATMENT-PMP HS | OAK HILL ESTATES | WELL NO. 2 |  | 1
VA4085630 | GE | MPN | RT | Y | WL003 | RW003 | TAP PRIOR TREAMENT-PMP HS | OAK HILL ESTATES | WELL NO. 3 |  | 1
VA4085700 | GE | MPN | RT | Y | WL001 | RW001 | TAP @WELL HEAD | RAINIER ESTATES | DRILLED WELL |  | 1
VA4085730 | GE | MPN | RT | Y | WL007 | RW007 | TAP @ WELLL HEAD | SUPERVALU - MECHANICSVILLE | WELL #7 |  | 3
VA4085730 | GE | MPN | RT | Y | WL008 | RW008 | TAP @ WELL HEAD | SUPERVALU - MECHANICSVILLE | WELL #8 |  | 1
VA4085730 | GE | MPN | RT | Y | WL002 | RW002 | TAP @ WELL HEAD | SUPERVALU - MECHANICSVILLE | WELL #2 |  | 1
VA4085739 | GE | MPN | RT | Y | WL001 | RW001 | TAP @ WELL HEAD | RURAL POINT ELEMENTARY SCHOOL | WELL |  | 1
VA4085740 | GE | MPN | RT | Y | WL001 | RW001 | TAP BEFORE TREATMENT-HARTFORD OAKS WELL | RURAL POINT CENTRAL | WELL 1 (EP#1) (HART OAK) |  | 1
VA4085740 | GE | MPN | RT | Y | WL002 | RW002 | TAP BEFORE TREATMENT-BRECKENBRIDGE WELL | RURAL POINT CENTRAL | WELL 2 (EP#2) (BRECK) |  | 1
VA4085744 | GE | MPN | RT | Y | WL001 | RW001 | RAW TAP AT WELL #1 | SCOTS LANDING | WELL #1 |  | 1
VA4085744 | GE | MPN | RT | Y | WL01A | RW01A | RAW TAP AT WELL #1A | SCOTS LANDING | WELL #1A |  | 1
VA4085744 | GE | MPN | RT | Y | WL01B | RW01B | RAW TAP AT WELL #1B | SCOTS LANDING | WELL #1B |  | 1
VA4085750 | GE | MPN | RT | Y | WL001 | RW001 | TAP @WELL HEAD | SINCLAIR MANOR | DRILLED WELL |  | 1
VA4085756 | GE | MPN | RT | Y | WL02B | RW02B | SCHOOL WELL B (2) WELL HEAD | SOUTH ANNA ELEMENTARY SCHOOL | SCHOOL WELL B (2) |  | 1
VA4085756 | GE | MPN | RT | Y | WL01A | RW01A | WOODS WELL A (1) WELL HEAD | SOUTH ANNA ELEMENTARY SCHOOL | WOODS WELL A (1) |  | 1
VA4085770 | GE | MPN | RT | Y | WL002 | RW002 | TAP BEFORE TREATMENT-MEADOWGATE WELL #2 | SPRING MEADOWS-MEADOW GATE | MG #2 WELL (EP#2) |  | 1
VA4085770 | GE | MPN | RT | Y | WL003 | RW003 | TAP BEFORE TREATMENTSPRING MEAD. WELL 1 | SPRING MEADOWS-MEADOW GATE | SM #1 WELL (EP#3) |  | 1
VA4085770 | GE | MPN | RT | Y | WL004 | RW004 | TAP BEFORE TREATMENT-SPRING MEAD. WELL 2 | SPRING MEADOWS-MEADOW GATE | SM #2 WELL (EP#4) |  | 1
VA4085770 | GE | MPN | RT | Y | WL05A | RW05A | TAP BEFORE TREATMENT | SPRING MEADOWS-MEADOW GATE | SM #3A WELL (EP#5) |  | 1
VA4085800 | GE | MPN | RT | Y | WL001 | RW001 | TAP @WELL HEAD | STRAWHORN SUBDIVISION | WELL NO. 1 |  | 1
VA4085885 | GE | MPN | RT | Y | WL001 | RW001 | TAP BEFORE TREAMENT | VILLAGE GREEN SHOPPING CENTER | DRILLED WELL |  | 1
VA4085902 | GE | MPN | RT | Y | WL01B | RW01B | WL01B- FURTHER OUTSIDE | WALNUT GROVE NO 1 | WL01B- FURTHER OUTSIDE |  | 1
VA4085902 | GE | MPN | RT | Y | WL01A | RW01A | TAP PRIOR TRTMNT, OUTSIDE | WALNUT GROVE NO 1 | WELL #1A (3- OUTSIDE) |  | 1
VA4085940 | GE | MPN | RT | Y | WL001 | RW001 | WELL 1 RAW TAP - BEFORE CL2 | WILLIAMSVILLE WELLNESS | WELL 1 |  | 1
VA4087720 | GE | MPN | RT | Y | WL002 | RW002 | WELL HEAD #2 | OSBORNE PARK | WELL HEAD #2 |  | 1
VA4087760 | GE | MPN | RT | Y | WL001 | RW001 | WELL DISCHARGE PIPE | POPLAR SPRINGS BAPTIST CHURCH | WELL |  | 1
VA4087815 | GE | MPN | RT | Y | WL002 | RW002 | TAP BEFORE FILTERS | ST ANTHONYS CHURCH | TAP BEFORE FILTERS |  | 1
VA4087860 | GE | MPN | RT | Y | WL001 | RW001 | TAP BEFORE BLADDER TANK | TUCKAWAY WEST CHILD CARE CTR. | DRILLED WELL |  | 1
VA4087928 | GE | MPN | RT | Y | WL001 | RW001 | WELL 1 | WHITE OAK EARLY CHILDCARE CENTER | WELL 1 |  | 1
VA4097210 | GE | MPN | RT | Y | WL001 | RW001 | RAW TAP | BRADLEY MART | WELL |  | 1
VA4097310 | GE | MPN | RT | Y | WL002 | RW002 | IN TANK HOUSE ON WELL DISCHG PIPING | KING AND QUEEN ELEM. | DRILLED WELL #2 |  | 1
VA4097350 | GE | MPN | RT | Y | WL001 | RW001 | IN TANK HOUSE | LAWSON ELEMENTARY SCHOOL | DRILLED WELL |  | 1
VA4097800 | GE | MPN | RT | Y | WL002 | RW002 | ON PIPING ADJACENT TO CL INJECTION POINT | WALKERTON WATER SYSTEM, INC. | DRILLED WELL #2 |  | 1
VA4097800 | GE | MPN | RT | Y | WL002A | RW002A | WELL NO. 2A | WALKERTON WATER SYSTEM, INC. | WELL NO. 2A |  | 1
VA4101010 | GE | MPN | RT | Y | WL002 | RW002 | WELL NO. 2 WELL HEAD | ACQUINTON/HAMILTON HOLMES | DRILLED WELL # 2 |  | 1
VA4101030 | GE | MPN | RT | Y | WL001 | WL001 | WELL | BLACK CREEK SUBDIVISION | DRILLED WELL |  | 1
VA4101097 | GE | MPN | RT | Y | WL001 | WL001 | RAW WATER TAP | CEDAR CREST | WELL # 1 |  | 1
VA4101097 | GE | MPN | RT | Y | WL002 | WL002 | RAW WATER TAP | CEDAR CREST | WELL # 2 |  | 1
VA4101110 | GE | MPN | RT | Y | WL004 | WL004 | KENNINGTON WELL | CENTRAL GARAGE WATER SYSTEM | KENNINGTON WELL |  | 1
VA4101110 | GE | MPN | RT | Y | WL003 | RW003 | MCCAULEY PARK WELL | CENTRAL GARAGE WATER SYSTEM | MCCAULEY PARK WELL |  | 1
VA4101500 | GE | MPN | RT | Y | WL001 | RW001 | WELL HEAD | MARLE HILL SUBDIVISION | DRILLED WELL |  | 1
VA4101503 | GE | MPN | RT | Y | WL001 | RW001 | WELL # 1 | MARLE HILL SECTION 3 | WELL # 1, SECTION 3 |  | 1
VA4101600 | GE | MPN | RT | Y | WL002 | RW002 | WELL HEAD #2 | OAK SPRINGS | WELL # 2 |  | 1
VA4101650 | GE | MPN | RT | Y | WL001 | RW001 | RAW TAP | M & M PIZZA | WELL |  | 1
VA4101800 | GE | MPN | RT | Y | WL01A | RW01A | DRILLED WELL 1A | VENTER HEIGHTS SUBDIVISION | DRILLED WELL #1A |  | 1
VA4101800 | GE | MPN | RT | Y | WL002 | RW002 | WELL HEAD #2 | VENTER HEIGHTS SUBDIVISION | DRILLED WELL #2 |  | 1
VA4101900 | GE | MPN | RT | Y | WL001 | RW001 | WELL HEAD #1 | WEST POINT, TOWN OF | DRILLED WELL #1 |  | 1
VA4101900 | GE | MPN | RT | Y | WL003 | WL003 | WELL # 3 | WEST POINT, TOWN OF | DRILLED WELL #3 |  | 1
VA4101900 | GE | MPN | RT | Y | WL002 | RW002 | WELL HEAD #2 | WEST POINT, TOWN OF | DRILLED WELL #2 |  | 1
VA4101950 | GE | MPN | RT | Y | WL001 | WL001 | WELL # 1 SAMPLE TAP | WOODRUFF SUBDIVISION | WELL # 1 |  | 1
VA4101950 | GE | MPN | RT | Y | WL002 | WL002 | WELL # 1A SAMPLE TAP | WOODRUFF SUBDIVISION | WELL # 1A |  | 1
VA4103100 | GE | MPN | RT | Y | WL01A | RW01A | RAW TAP | BALL POINT | WELL 1A |  | 1
VA4103120 | GE | MPN | RT | Y | WL001 | WH001 | WELL RAW WATER DIS. | BELLE ISLE STATE PARK | WELL NO. 1 |  | 1
VA4103130 | GE | MPN | RT | Y | WL001 | RW001 | WELL HEAD | BLACK STUMP | DRILLED WELL # 1 |  | 1
VA4103200 | GE | MPN | RT | Y | WL001 | RW001 | WELL DISCHARGE PIPE | CHURCHFIELDS | DRILLED WELL |  | 1
VA4103225 | GE | MPN | RT | Y | WL001 | RW001 | WELL DISCHARGE PIPE | CORBIN - LEWIS ESTATES | DRILLED WELL |  | 1
VA4103230 | GE | MPN | RT | Y | WL002 | RW002 | WELL DISCHARGE | CORROTOMAN BY THE BAY | DRILLED WELL #2 - STATION #25 |  | 1
VA4103230 | GE | MPN | RT | Y | WL001 | RW001 | WELL #1 DISCHARGE | CORROTOMAN BY THE BAY | DRILLED WELL #1 - STATION #24 |  | 1
VA4103245 | GE | MPN | RT | Y | WL01A | WL01A | WELL DISCHARGE PIPE | COTTAGES AT THE GOLDEN EAGLE | WELL NO. 1A |  | 1
VA4103250 | GE | MPN | RT | Y | WL01A | RW01A | CONCRETE PIT | COVE COLONY | WELL 1A |  | 1
VA4103340 | GE | MPN | RT | Y | WL001 | RW001 | RAW TAP | FOUNDATION FOR HISTORIC CHRIST CHURCH | WELL |  | 1
VA4103350 | GE | MPN | RT | Y | WL002 | RW002 | WELL NO. 2 RAW WATER TAP | FOXWELLS | WELL NO. 2 |  | 1
VA4103350 | GE | MPN | RT | Y | WL01A | RW01A | WELL NO. 1A | FOXWELLS | WELL NO. 1A |  | 1
VA4103500 | GE | MPN | RT | Y | WL02A | WL02A | WELL-2A DISCHRG. TAP | HERITAGE POINT | WELL NO. 2A |  | 1
VA4103500 | GE | MPN | RT | Y | WL01A | WL01A | WELL SAMPLE TAP | HERITAGE POINT | WELL 1A |  | 1
VA4103550 | GE | MPN | RT | Y | WL02A | RW02A | DRILLED WELL NO 2A | IRVINGTON COMMUNITY OF | DRILLED WELL NO 2A |  | 1
VA4103550 | GE | MPN | RT | Y | WL002 | RW002 | WELL #2 DISCHARGE | IRVINGTON COMMUNITY OF | DRILLED WELL #2 |  | 1
VA4103600 | GE | MPN | RT | Y | WL03A | RW03A | WELL DISCHARGE TAP | KILMARNOCK, TOWN OF | WELL NO. 3A |  | 1
VA4103600 | GE | MPN | RT | Y | WL004 | RW004 | WELL DISCHARGE PIPE | KILMARNOCK, TOWN OF | WELL NO. 4 |  | 1
VA4103600 | GE | MPN | RT | Y | WL002 | RW002 | WELL DISCHARGE PIPE | KILMARNOCK, TOWN OF | WELL NO. 2 |  | 1
VA4103630 | GE | MPN | RT | Y | WL001 | RW001 | WELL 1A DIS. PIPE | TARTAN | KINGSLAND DRILLED WELL #1A |  | 1
VA4103680 | GE | MPN | RT | Y | WL01A | WL01A | WELL SAMPLE TAP | LANCASTER COURTHOUSE | WELL #1A |  | 1
VA4103710 | GE | MPN | RT | Y | WL001 | RW001 | WELL DISCHARGE PIPE | LANCASTER SHORES | DRILLED WELL #1A |  | 1
VA4103800 | GE | MPN | RT | Y | WL002 | WH002 | WELL #2 DISCHARGE | LIVELY, COMMUNITY OF | DRILLED WELL2 |  | 1
VA4103800 | GE | MPN | RT | Y | WL003 | RW003 | WELL NO. 1A | LIVELY, COMMUNITY OF | WELL NO. 1A |  | 1
VA4103820 | GE | MPN | RT | Y | WL001 | RW001 | WELL DISCHARGE LINE | MOSQUITO POINT | DRILLED WELL NO. 1 |  | 1
VA4103825 | GE | MPN | RT | Y | WL001 | RAW1 | WELL 1 RAW WATER SAMPLE TAP | SLOOP POINTE | WELL NO. 1 |  | 1
VA4103830 | GE | MPN | RT | Y | WL004 | RW003 | WEEMS WELL 3A | WEEMS | WEEMS WELL 3A |  | 1
VA4103830 | GE | MPN | RT | Y | WL002 | RW002 | NW WELL SAMP. TAP | WEEMS | WELL2 @ NTH WEEMS |  | 1
VA4103947 | GE | MPN | RT | Y | WL001 | RAW1 | WELL 1 RAW WATER SAMPLE TAP | VINEYARD GROVE | WELL NO.1 |  | 1
VA4103980 | GE | MPN | RT | Y | WL001 | RW001 | WELL #1 DISCHARGE | WHITE STONE | WELL 1 |  | 1
VA4103985 | GE | MPN | RT | Y | WL001 | RW001 | RAW WATER TAP-WL NO. 1 | WINDMILL POINT | WELL NO. 1 |  | 1
VA4103985 | GE | MPN | RT | Y | WL002 | RW002 | WELL HEAD TAP | WINDMILL POINT | WELL NO. 2 |  | 1
VA4119277 | GE | MPN | RT | Y | WL005 | RW005 | WELL # 5 | BUSH PARK MOBILE HOME PARK | WELL NO. 5 |  | 1
VA4119300 | GE | MPN | RT | Y | WL002 | RW001A | WELLHEAD / WELL 1A | CEDAR POINTE | WELL NO. 1A |  | 1
VA4119300 | GE | MPN | RT | Y | WL001 | RW001 | WELL HEAD | CEDAR POINTE | WELL NO. 1 |  | 1
VA4119400 | GE | MPN | RT | Y | WL001 | RW001 | WELL NO. 1 | CHRISTCHURCH SCHOOL | WELL NO. 1 |  | 1
VA4119405 | GE | MPN | RT | Y | WL006 | RW006 | WELL NO. 6 | COVES AT WILTON CREEK | WELL NO. 6 |  | 1
VA4119405 | GE | MPN | RT | Y | WL004 | RW004 | WELL NO. 4 | COVES AT WILTON CREEK | WELL NO. 4 |  | 1
VA4119405 | GE | MPN | RT | Y | WL002 | RW002 | WELL NO. 2 | COVES AT WILTON CREEK | WELL NO. 2 |  | 1
VA4119410 | GE | MPN | RT | Y | WL001 | RW001 | PIPING BEFORE JET PUMP | FISHING BAY MARINA | DRILLED WELL A-DOCK |  | 1
VA4119420 | GE | MPN | RT | Y | WL001 | RW001 | WELLHEAD | DELTAVILLE MARINA | WELL NO.1 |  | 1
VA4119459 | GE | MPN | RT | Y | WL001 | RW001 | TREATMENT FACILITY | FISHING BAY YACHT CLUB | BORED WELL |  | 1
VA4119475 | GE | MPN | RT | Y | WL001A | RW001A | WELL 1A | HARBOUR HOUSE | WELL 1A |  | 1
VA4119500 | GE | MPN | RT | Y | WL001 | RW001 | WELL NO. 1 | JACKSON CREEK CONDOMINIUMS | WELL NO. 1 |  | 1
VA4119515 | GE | MPN | RT | Y | WL001 | RW001 | WELL NO. 1 | KILMERS POINT | WELL NO. 1 |  | 1
VA4119525 | GE | MPN | RT | Y | WL001 | RW001 | WELL NO. 1 | LUCYS COVE | WELL NO. 1 |  | 1
VA4119527 | GE | MPN | RT | Y | WL001 | RW001 | WELL NO. 1 | MEADOWS MOBILE HOME ESTATES | WELL NO. 1 |  | 1
VA4119535 | GE | MPN | RT | Y | WL002 | RW002 | WELL NO. 2 | DOCKSIDE HEALTH & REHAB CENTER | DRILLED WELL #2 |  | 1
VA4119545 | GE | MPN | RT | Y | WL001 | RW001 | WELL | NORTON'S YACHT SALES, INC | DRILLED WELL |  | 1
VA4119577 | GE | MPN | RT | Y | WL001 | RW001 | WELLHEAD | PORPOISE COVE MARINA | DRILLED WELL #1 |  | 1
VA4119581 | GE | MPN | RT | Y | WL001 | MPN01 | WELL | REGATTA POINT YACHT CLUB | WELL |  | 1
VA4119583 | GE | MPN | RT | Y | WL001 | RW001 | RAW TAP | REGENT POINT MARINA | DRILLED WELL |  | 1
VA4119590 | GE | MPN | RT | Y | WL003 | RW003 | WL003 | PIANKATANK CAMP & CONFERENCE CENTER | DRILLED WELL 3 |  | 1
VA4119670 | GE | MPN | RT | Y | WL001 | RW001 | DRILLED WELL | STINGRAY POINT MARINA | DRILLED WELL |  | 1
VA4119720 | GE | MPN | RT | Y | WL002 | RW002 | WELL NO. 2 | TAYLORS RESTAURANT | WELL NO. 2 |  | 1
VA4119790 | GE | MPN | RT | Y | WL001 | RW001 | WELL DISCHARGE PIPE | URBANNA HARBOUR, LLC | DRILLED WELL |  | 1
VA4119800 | GE | MPN | RT | Y | WL005 | RW005 | PUMPHOUSE | TOWN OF URBANNA | DRILLED WELL #5 |  | 1
VA4127055 | GE | MPN | RT | Y | WL002 | RW002 | RAW TAP | BROOKWOOD MANOR | WELL NO.2 |  | 1
VA4127055 | GE | MPN | RT | Y | WL001 | RW001 | RAW TAP | BROOKWOOD MANOR | WELL NO. 1 |  | 1
VA4127075 | GE | MPN | RT | Y | WL001 | RW001 | WELL NO. 1 | ROCKAHOCK CAMPGROUNDS, INC | WELL NO. 1 |  | 1
VA4127115 | GE | MPN | RT | Y | WL002 | RW002 | WELL NO. 2/WL002 | THE COLONIES | WELL NO. 2 |  | 1
VA4127115 | GE | MPN | RT | Y | WL001 | RW001 | WELL NO. 1-WL001 | THE COLONIES | WELL NO. 1 |  | 1
VA4127141 | GE | MPN | RT | Y | WL002 | WL002 | WELL NO. 2 DIS. PIPE | CUMBERLAND HOSPITAL | WELL NO. 2 |  | 1
VA4127141 | GE | MPN | RT | Y | WL001 | WL001 | WELL NO. 1 DIS. PIPE | CUMBERLAND HOSPITAL | WELL NO. 1 |  | 1
VA4127145 | GE | MPN | RT | Y | WL002 | RW002 | WELL NO.2/WL002 | DON MIGUEL'S RESTAURANT | WELL NO.2 |  | 1
VA4127190 | GE | MPN | RT | Y | WL001 | WL001 | WELL HEAD | FARMS OF NEW KENT | ROUTE 618 WELL |  | 1
VA4127190 | GE | MPN | RT | Y | WL002A | WL002A | WELL NO. 2A | FARMS OF NEW KENT | TALLEYSVILLE - WELL NO. 2A |  | 1
VA4127198 | GE | MPN | RT | Y | WL001 | RW001 | RAW TAP | FIVE LAKES NO 1 | WELL NO. 1 |  | 1
VA4127200 | GE | MPN | RT | Y | WL006 | RW006 | WELL HEAD | BOTTOMS BRIDGE | WELL NO. 2 (FORMERLY 5 LAKES WELL NO.6) |  | 1
VA4127200 | GE | MPN | RT | Y | EP004 | EP004 | WELL DISCHARGE LINE | BOTTOMS BRIDGE | ENTRY POINT - BB WELL NO. 1 |  | 1
VA4127445 | GE | MPN | RT | Y | WL001 | RW001 | WELL NO 1/WL001 | LITTLE PIECE OF HEAVEN DAY CARE | WELL NO. 1 |  | 1
VA4127450 | GE | MPN | RT | Y | WL001 | RW001 | WELL | MINITREE GLEN | WELL |  | 1
VA4127525 | GE | MPN | RT | Y | WL001 | WL001 | WELL NO. 1 | NEW KENT BUSINESS CENTER | WELL NO. 1 |  | 1
VA4127530 | GE | MPN | RT | Y | WL002 | WL002 | WELL NO. 2 - WELL HEAD | NEW KENT COURTHOUSE | WELL NO. 2 |  | 1
VA4127530 | GE | MPN | RT | Y | WL01A | WL001A | WELL N0. 1A - WELL HEAD | NEW KENT COURTHOUSE | WELL NO. 1A |  | 1
VA4127570 | GE | MPN | RT | Y | WL002 | RW002 | WELL NO. 2 | PARHAM LANDING | WELL NO. 2 |  | 1
VA4127570 | GE | MPN | RT | Y | WL001 | RW001 | WELL NO. 1 | PARHAM LANDING | WELL NO. 1 |  | 1
VA4127635 | GE | MPN | RT | Y | WL001 | WL001 | WELL HEAD | QUINTON PARK SUBDIVISION | WELL NO. 1 |  | 1
VA4127800 | GE | MPN | RT | Y | WL002 | WL002 | WELL NO. 2 | SHERWOOD ESTATES | WELL NO. 2 |  | 1
VA4127800 | GE | MPN | RT | Y | WL001 | RW001 | WELL | SHERWOOD ESTATES | WELL |  | 1
VA4127885 | GE | MPN | RT | Y | WL001A | RW001A | DRILLED WELL | WHITEHOUSE FARMS | WELL NO. 1A |  | 1
VA4127895 | GE | MPN | RT | Y | WL001 | RW001 | WELL HEAD | WINDSOR PARK | DRILLED WELL |  | 1
VA4127900 | GE | MPN | RT | Y | WL002 | RW002 | WELL NO. 2-WL002 | WOOD`S EDGE | WELL NO. 2 |  | 1
VA4127900 | GE | MPN | RT | Y | WL003 | RW003 | WELL NO. 3-WL003 | WOOD`S EDGE | WELL NO. 3 |  | 1
VA4127925 | GE | MPN | RT | Y | WL002 | WL002 | WELL HEAD - NO. 2 | WOODHAVEN SHORES | WELL NO. 2 |  | 1
VA4127925 | GE | MPN | RT | Y | WL001 | WL001 | WELL HEAD - NO. 1 | WOODHAVEN SHORES | WELL NO. 1 |  | 1
VA4133040 | GE | MPN | RT | Y | WL003 | RW003 | WELL HEAD | BAY QUARTER SHORES | WELL 1A @ STAT 20 |  | 1
VA4133040 | GE | MPN | RT | Y | WL002 | RW002 | WELL HEAD | BAY QUARTER SHORES | WELL 2 @ STAT 19 |  | 1
VA4133080 | GE | MPN | RT | Y | WL002 | WELL2 | WELL 2 RAW WATER SAMPLE TAP | BELLS COVE SUBDIVISION | WELL NO. 2 |  | 1
VA4133080 | GE | MPN | RT | Y | WL01A | WELL1A | WELL 1A RAW WATER SAMPLE TAP | BELLS COVE SUBDIVISION | WELL NO. 1A |  | 1
VA4133100 | GE | MPN | RT | Y | WL001 | WL01A | WELL RAW SAMP TAP | BON HARBOURS | DRILLED WELL NO. 1A |  | 1
VA4133110 | GE | MPN | RT | Y | WL001 | RW001 | WELL DISCHARGE PIPE | BROWNS STORE | DRILLED WELL |  | 1
VA4133120 | GE | MPN | RT | Y | WL02A | WL02A | WELL DISCHARGE PIPE | BURGESS | WELL NO. 2A |  | 1
VA4133120 | GE | MPN | RT | Y | WL002 | WL002 | WELL DISCHARGE PIPE | BURGESS | WELL NO. 2 |  | 1
VA4133160 | GE | MPN | RT | Y | WL002 | RW002 | WELL # 2 SAMP. TAP | CALLAO | DRILLED WELL NO. 2 |  | 1
VA4133160 | GE | MPN | RT | Y | WL001 | RW001 | WELL #1 SAMP. TAP | CALLAO | DRILLED WELL NO. 1 |  | 1
VA4133200 | GE | MPN | RT | Y | WL01A | RW01A | WELL NO. 2 DISCHARG | CHESAPEAKE BAY ESTATES | DRILLED WELL #1A |  | 1
VA4133240 | GE | MPN | RT | Y | WL001 | RW001 | WELL HEAD | DITCHLEY | DRILLED WELL |  | 1
VA4133280 | GE | MPN | RT | Y | WL01A | WL01A | WELL SAMPLE TAP | FLEETON | WELL NO. 1A |  | 1
VA4133320 | GE | MPN | RT | Y | WL01A | RW01A | WELL DISCHARGE PIPE | GLEBE POINT | DRILLED WELL NO. 1A |  | 1
VA4133360 | GE | MPN | RT | Y | WL002 | RW002 | WELL HEAD | HEATHSVILLE | WELL NO. 2 |  | 1
VA4133400 | GE | MPN | RT | Y | WL002 | RW002 | WELL 2 SAMP. TAP | INDIAN CREEK ESTATES | WELL 2 |  | 1
VA4133400 | GE | MPN | RT | Y | WL002A | RW002A | RAW WATER TAP | INDIAN CREEK ESTATES | WELL 2A |  | 1
VA4133415 | GE | MPN | RT | Y | WL001 | RW001 | WELL DISCHARGE PIPE | JETTYS REACH | DRILLED WELL |  | 1
VA4133440 | GE | MPN | RT | Y | WL01A | RW01A | WELL DISCHARGE PIPE | LEE DALE SHORES | DRILLED WELL #1A |  | 1
VA4133560 | GE | MPN | RT | Y | WL002 | RW002 | WELL #2 DISCHARGE | LOTTSBURG | WELL NO. 2 |  | 1
VA4133560 | GE | MPN | RT | Y | WL003 | RW003 | RAW TAP | LOTTSBURG | WELL NO. 3 |  | 1
VA4133620 | GE | MPN | RT | Y | WL002 | WL002 | WELL HEAD | MALLARD BAY SUBDIVISION | WELL NO. 2 |  | 1
VA4133622 | GE | MPN | RT | Y | WL001 | RW001 | WELL DISCHARGE PIPE | NORTHUMBERLAND ELEMENTARY SCHOOL | DRILLED WELL |  | 1
VA4133630 | GE | MPN | RT | Y | WL001 | RW001 | WELL DISCHARE PIPE | NORTHUMBERLAND MIDDLE/HIGH SCHOOL | WELL NO. 1 |  | 1
VA4133640 | GE | MPN | RT | Y | WL002 | RW002 | WELL 2 RAW WATER SAMPLE TAP | NORTHUMBERLAND PLANTATION | WELL NO. 2 |  | 1
VA4133698 | GE | MPN | RT | Y | WL003 | RW003 | WELL # 3 | POTOMAC BAY ESTATES | WELL NO. 3 |  | 1
VA4133698 | GE | MPN | RT | Y | WL001 | WL001 | RAW H2O TAP-WL1 | POTOMAC BAY ESTATES | WELL NO. 1 |  | 1
VA4133720 | GE | MPN | RT | Y | WL002 | RW002 | WELL HEAD | REEDVILLE, TOWN OF | TOWER WELL-WELL #2A |  | 1
VA4133740 | GE | MPN | RT | Y | WL001 | RW001 | WELL DISC. SAMP.TAP | REEDVILLE MANOR | REEDVILLLE MANOR WELL |  | 1
VA4133760 | GE | MPN | RT | Y | WL001 | RW001 | WELL DISCHARGE PIPE | RIVERBEND ESTATES | DRILLED WELL |  | 1
VA4133800 | GE | MPN | RT | Y | WL001 | RW001 | WELL HEAD-STATN 23 | SHERWOOD FOREST SHORES | STATION 23 WELL |  | 1
VA4133800 | GE | MPN | RT | Y | WL002 | RW002 | WELL HEAD-STATN 22 | SHERWOOD FOREST SHORES | STATION 22 WELL |  | 1
VA4133820 | GE | MPN | RT | Y | WL001 | RW001 | DRILLED WELL | SMITH POINT MARINA | DRILLED WELL |  | 1
VA4133845 | GE | MPN | RT | Y | WL001 | RW001 | WELL HEAD | TIDES ON THE CHESAPEAKE ASSOC | DRILLED WELL NO. 1 |  | 1
VA4133845 | GE | MPN | RT | Y | WL002 | RW002 | DRILLED WELL NO. 2 | TIDES ON THE CHESAPEAKE ASSOC | DRILLED WELL NO. 2 |  | 1
VA4133850 | GE | MPN | RT | Y | WL01A | RW01A | WELL NO. 1A | TOWLES LANDING | WELL NO. 1A |  | 1
VA4133888 | GE | MPN | RT | Y | WL001 | WL001 | WELL TAP | WESTBAY | WELL NO. 1 |  | 1
VA4133900 | GE | MPN | RT | Y | WL01A | WL01A | WELL #1A DISCHARGE | WICOMICO CHURCH | DRILLED WELL NO. 1A |  | 1
VA4133920 | GE | MPN | RT | Y | WL001 | RW001 | WELL DISCHARGE PIPE | WICOMICO RIDGE | DRILLED WELL |  | 1
VA4133980 | GE | MPN | RT | Y | WL002 | RW001 | WELL 2 DIS. SAMP TAP | OMEGA PROTEIN, INCORPORATED | DRILLED WELL NO. 2 |  | 1
VA4145075 | GE | MPN | RT | Y | WL001 | RW001 | WELL NO. 1 | CAFE AT MAIDENS | WELL NO. 1 |  | 1
VA4145100 | GE | MPN | RT | Y | WL001 | RW001 | WELL NO. 1 | POWHATAN WELLNESS | WELL NO. 1 |  | 1
VA4145150 | GE | MPN | RT | Y | WL001 | RW001 | RAW TAP | ESSENE HOME FOR ADULTS | WELL |  | 1
VA4145240 | GE | MPN | RT | Y | WL002 | RW002 | RAW TAP | GOODWYN LUMBER COMPANY | DRILLED WELL |  | 1
VA4145320 | GE | MPN | RT | Y | WL001 | RW001 | RAW TAP | BLESSED SACRAMENT-HUGUENOT | DRILLED WELL |  | 1
VA4145510 | GE | MPN | RT | Y | WL006 | RW006 | RAW TAP | LAKE SHAWNEE ESTATES | WELL NO. 6 |  | 1
VA4145510 | GE | MPN | RT | Y | WL005 | RW005 | RAW TAP | LAKE SHAWNEE ESTATES | WELL NO. 5 |  | 1
VA4145540 | GE | MPN | RT | Y | WL002 | WL002 | WELL NO. 2 | LUCKY'S | WELL NO. 2 |  | 1
VA4145600 | GE | MPN | RT | Y | WL002 | RW002 | RAW TAP | MILL QUARTER PLANTATION | WELL NO. 2 |  | 1
VA4145600 | GE | MPN | RT | Y | WL001 | RW001 | RAW TAP | MILL QUARTER PLANTATION | WELL NO. 1 |  | 1
VA4145650 | GE | MPN | RT | Y | WL001 | WL001 | WELL HEAD | PLAINVIEW BUSINESS CENTER | WELL NO. 1 |  | 1
VA4145665 | GE | MPN | RT | Y | WL001 | RW001 | RAW TAP | POCAHONTAS LANDMARK CENTER | WELL NO. 1 |  | 1
VA4145665 | GE | MPN | RT | Y | WL002 | RW002 | RAW TAP | POCAHONTAS LANDMARK CENTER | WELL NO. 2 |  | 1
VA4145675 | GE | MPN | RT | Y | WL004 | RW004 | WELL NO. 4 | POWHATAN COURTHOUSE | WELL NO. 4 |  | 1
VA4145675 | GE | MPN | RT | Y | WL003 | RW003 | RAW TAP | POWHATAN COURTHOUSE | WELL NO 3 |  | 1
VA4145675 | GE | MPN | RT | Y | WL002 | RW002 | RAW TAP | POWHATAN COURTHOUSE | WELL NO. 2A |  | 1
VA4145675 | GE | MPN | RT | Y | WL003A | RW003A | RAW TAP | POWHATAN COURTHOUSE | WELL NO 3A |  | 1
VA4145678 | GE | MPN | RT | Y | WL001 | WL001 | WELL NO. 1 | POWHATAN STATE PARK | WELL NO. 1 |  | 1
VA4145679 | GE | MPN | RT | Y | WL002 | RW002 | WELL NO. 2 | POWHATAN STATE PARK CAMPGROUND | WELL NO. 2 |  | 1
VA4145820 | GE | MPN | RT | Y | WL003 | WL001 | WELL HEAD | TILMANS FARM | WELL NO. 3 |  | 1
VA4145820 | GE | MPN | RT | Y | WL001 | WL001 | WELL HEAD | TILMANS FARM | WELL NO. 1 |  | 1
VA4159100 | GE | MPN | RT | Y | WL001 | WL001 | WELL DISCHARGE | BELL ACRES | WELL NO. 1 |  | 1
VA4159200 | GE | MPN | RT | Y | WL003 | WH003 | WELL NO. 3 DISCHARGE | HAYNESVILLE CORRECTIONAL CENTER | WELL NO. 3 |  | 1
VA4159200 | GE | MPN | RT | Y | WL004 | RW004 | RAW WATER TAP | HAYNESVILLE CORRECTIONAL CENTER | WELL NO. 4 |  | 1
VA4159235 | GE | MPN | RT | Y | WL002 | RW002 | WELL NO. 2 DISCHARGE | FARNHAM MANOR | WELL 2 |  | 1
VA4159235 | GE | MPN | RT | Y | WL001 | RW001 | WELL NO. 1 DISCHARGE | FARNHAM MANOR | WELL 1 |  | 1
VA4159500 | GE | MPN | RT | Y | WL001 | WH001 | WELL DISCHARGE PIPE | LUTTRELLVILLE | DRILLED WELL NO. 1A |  | 1
VA4159700 | GE | MPN | RT | Y | WL001 | WL001 | WELL DISCHARGE PIPE | PLEASANT VIEW ESTATES | WELL NO. 1 |  | 1
VA4159800 | GE | MPN | RT | Y | WL001 | WH001 | WELL DISCHARGE PIPE | SCHOOLHOUSE MEADOWS | DRILLED WELL |  | 1
VA4159900 | GE | MPN | RT | Y | WL003A | RW003A | WELL NO. 3A DISCHARGE | WARSAW, TOWN OF | WELL NO. 3A |  | 1
VA4159900 | GE | MPN | RT | Y | WL001 | RW001 | WELL DISCHARGE | WARSAW, TOWN OF | WELL NO. 1 |  | 1
VA4159900 | GE | MPN | RT | Y | WL002 | RW002 | WELL DISCHARGE | WARSAW, TOWN OF | WELL NO. 2 |  | 1
VA4159900 | GE | MPN | RT | Y | WL004 | RW004 | WELL DISCHARGE | WARSAW, TOWN OF | WELL NO. 4 |  | 1
VA4193040 | GE | MPN | RT | Y | WL001 | RW001 | WELL DISCHARGE | ADAMS GROVE | WELL NO. 1 |  | 1
VA4193080 | GE | MPN | RT | Y | WL003 | RW003 | WELL 3 (MONTROSS MID | WESTMORELAND COUNTY INDUSTRIAL PARK | WELL 3 (MONTROSS MIDDLE SCHOOL) |  | 1
VA4193080 | GE | MPN | RT | Y | WL002 | RW002 | WELL 2 (A. T. JOHNSO | WESTMORELAND COUNTY INDUSTRIAL PARK | WELL 2 (A. T. JOHNSON BUILDING) |  | 1
VA4193120 | GE | MPN | RT | Y | WL003 | RW003 | EBBTIDEWELL-STATN 10 | BERKLEY BEACH - EBB TIDE BEACH | WL10--EBB TIDE WELL |  | 1
VA4193120 | GE | MPN | RT | Y | WL01A | RW01A | RAW WATER SAMPLE TAP | BERKLEY BEACH - EBB TIDE BEACH | WL8B--BERKLEY WELL 1A |  | 1
VA4193120 | GE | MPN | RT | Y | WL002 | RW002 | EBBTIDE WELL-STATN 9 | BERKLEY BEACH - EBB TIDE BEACH | WL9--EBB TIDE WELL |  | 1
VA4193188 | GE | MPN | RT | Y | WL001 | RW001 | RAW TAP | THE BUOY (KINSALE VA 651) | DRILLED WELL |  | 1
VA4193200 | GE | MPN | RT | Y | WL001 | RW001 | WELL DISCHARGE PIPE | BUSHFIELD | WELL NO. 1 |  | 1
VA4193240 | GE | MPN | RT | Y | WL001 | RW001 | WELL DISCHARGE PIPE | CABIN POINT AND GLEBE HARBOUR | #16--CABIN POINT WELL |  | 1
VA4193240 | GE | MPN | RT | Y | WL002 | RW002 | WELL DISCHARGE PIPE | CABIN POINT AND GLEBE HARBOUR | #17--GLEBE HARBOUR WELL 2 |  | 1
VA4193240 | GE | MPN | RT | Y | WL003 | RW003 | WELL DISCHARGE PIPE | CABIN POINT AND GLEBE HARBOUR | #18--GLEBE HARBOUR WELL 1 |  | 1
VA4193280 | GE | MPN | RT | Y | WL001 | RW001 | 4TH ST WELL/WL001 | COLONIAL BEACH, TOWN OF | 4TH ST WELL |  | 1
VA4193280 | GE | MPN | RT | Y | WL003 | RW003 | WILKERSON FARM WELL | COLONIAL BEACH, TOWN OF | WILKERSON FARM WELL |  | 1
VA4193320 | GE | MPN | RT | Y | WL001 | WL001 | WELL DISCHARGE PIPE | DARL SUBDIVISION | WELL HEAD: ODW_1A / VAW_1 |  | 1
VA4193328 | GE | MPN | RT | Y | WL001 | RAW1 | WELL 1 RAW WATER SAMPLE TAP | COPLE ELEMENTARY SCHOOL | DRILLED WELL |  | 1
VA4193360 | GE | MPN | RT | Y | WL001 | WH001 | WELL #1 DISCHARGE | DRIFTWOOD BEACH | DRILLED WELL #11 |  | 1
VA4193360 | GE | MPN | RT | Y | WL002 | WH002 | WELL #2 DISCHARGE | DRIFTWOOD BEACH | DRILLED WELL #11B |  | 1
VA4193440 | GE | MPN | RT | Y | WL001A | RAW1A | WELL 1A RAW WATER SAMPLE TAP | GENERAL PARKER SHORES | WELL NO. 1A |  | 1
VA4193445 | GE | MPN | RT | Y | WL04A | RW04A | DRILLED WELL #4A | GEORGE WASHINGTON BIRTHPLACE | DRILLED WELL #4A |  | 1
VA4193520 | GE | MPN | RT | Y | WL002 | RW100 | WELL # 2 SAMP. TAP | BLEAK HALL | #6--DRILLED WELL 2 |  | 1
VA4193520 | GE | MPN | RT | Y | WL003 | RW101 | WELL #3 SAMP. TAP | BLEAK HALL | #7--DRILLED WELL 3 |  | 1
VA4193600 | GE | MPN | RT | Y | WL001 | WH001 | WELL #1 DISCHARGE LINE | KINSALE, TOWN OF | WELL 1 |  | 1
VA4193640 | GE | MPN | RT | Y | WL003 | WH003 | WELL DISCHARGE PIPE | MONROE BAY ESTATES | DRILLED WELL #3 |  | 1
VA4193640 | GE | MPN | RT | Y | WL001 | WH001 | WELL DISCHARGE PIPE | MONROE BAY ESTATES | DRILLED WELL #1 |  | 1
VA4193652 | GE | MPN | RT | Y | WL002 | RW002 | WELL #2 DISCHARGE SAMPLE TAP | MONROE HALL NEIGHBORHOOD | WELL 2 |  | 1
VA4193670 | GE | MPN | RT | Y | WL001 | RW001 | WELL DISCHARGE LINE | MONTROSS MOBILE HOME VILLAGE | DRILLED WELL #14 |  | 1
VA4193675 | GE | MPN | RT | Y | WL001 | WL001 | WELL DISCHARGE PIPE | NOMINI BAY FARMS | WELL NO. 1 |  | 1
VA4193675 | GE | MPN | RT | Y | WL01A | WL01A | WELL DISCHARGE PIPE | NOMINI BAY FARMS | WELL NO. 1A |  | 1
VA4193678 | GE | MPN | RT | Y | WL001 | WH001 | WELL DISCHARGE PIPE | PARKER FARMS | WELL NO.1 |  | 1
VA4193680 | GE | MPN | RT | Y | WL002 | RW002 | DRILLED WELL #2 | MONTROSS, TOWN OF | DRILLED WELL #2 |  | 1
VA4193680 | GE | MPN | RT | Y | WL003 | RW003 | DRILLED WELL #3 | MONTROSS, TOWN OF | DRILLED WELL #3 |  | 1
VA4193706 | GE | MPN | RT | Y | WL002 | RW002 | STATION 30 WELL HEAD | OLD PROSPECT LANDING | STATION 30 WELL |  | 1
VA4193708 | GE | MPN | RT | Y | WL001 | RW001 | DRILLED WELL | OUTDOOR WORLD HARBOR VIEW CAMPGROUND | DRILLED WELL |  | 1
VA4193760 | GE | MPN | RT | Y | WLW2A | RW002A | WELL HEAD | POTOMAC WESTMORELAND SHORES | WELL WMLAND2 |  | 1
VA4193760 | GE | MPN | RT | Y | WLP1A | RWLP1A | WELL1A PTMAC4 | POTOMAC WESTMORELAND SHORES | WELL1A PTMAC4 |  | 1
VA4193760 | GE | MPN | RT | Y | WLP2A | RW002A | WELL HEAD | POTOMAC WESTMORELAND SHORES | WELL PTMAC5 |  | 1
VA4193760 | GE | MPN | RT | Y | WLW1A | RW01A | WELL HEAD | POTOMAC WESTMORELAND SHORES | WELL WMLAND3 |  | 1
VA4193910 | GE | MPN | RT | Y | WL02A | WL02A | WELL | STRATFORD HALL | WELL NO. 2A |  | 1
VA4193910 | GE | MPN | RT | Y | WL001 | RW001 | WELL SAMPLE TAP | STRATFORD HALL | DRILLED WELL #1 |  | 1
VA4193920 | GE | MPN | RT | Y | WL005 | WH005 | WELL # 13A | STRATFORD HARBOUR | WELL # 13A |  | 1
VA4193920 | GE | MPN | RT | Y | WL002 | WH100 | WELL #2 SAMP TAP | STRATFORD HARBOUR | DRILLED WELL #12 |  | 1
VA4193920 | GE | MPN | RT | Y | WL004 | WH104 | WELL #4 SAMP TAP | STRATFORD HARBOUR | DRILLED WELL #12B |  | 1
VA4193960 | GE | MPN | RT | Y | WL001 | RAW1 | WELL 1 RAW WATER SAMPLE TAP | WASHINGTON DISTRICT ELEMENTARY SCHOOL | WELL NO. 1 |  | 1
VA4193980 | GE | MPN | RT | Y | WL001 | RW001 | WELL DISCHARGE | WESTMORELAND STATE PARK | DRILLED WELL |  | 1
VA6033050 | GE | MPN | RT | Y | WL001 | RW001 | RAW WATER TAP | CAMPBELL`S CREEK SUBDIVISION | WELL 1 |  | 1
VA6033050 | GE | MPN | RT | Y | WL002 | RW002 | RAW TAP | CAMPBELL`S CREEK SUBDIVISION | WELL 2 - REMOTE |  | 1
VA6033050 | GE | MPN | RT | Y | WL006 | RW006 | RAW WATER TAP | CAMPBELL`S CREEK SUBDIVISION | WELL 6 |  | 1
VA6033062 | GE | MPN | RT | Y | WL001 | RW001 | RAW TAP | THE CARMEL SCHOOL AT RUTHER GLEN | WELL 1 |  | 1
VA6033085 | GE | MPN | RT | Y | WL011 | RW011 | RAW WATER E.C. 2 | CAROLINE UTILITY SYSTEM | ECONO LODGE WELL 2 |  | 1
VA6033085 | GE | MPN | RT | Y | WL015 | RW015 | RAW WATER TAP | CAROLINE UTILITY SYSTEM | VSE WELL 3 (STARR WELL) |  | 1
VA6033085 | GE | MPN | RT | Y | WL004 | RW004 | RAW WATER TAP | CAROLINE UTILITY SYSTEM | PETRO TRUCK STOP WELL 4 |  | 1
VA6033085 | GE | MPN | RT | Y | WL005 | RW005 | REST AREA WELL 2 | CAROLINE UTILITY SYSTEM | REST AREA WELL 2 |  | 1
VA6033085 | GE | MPN | RT | Y | WL006 | RW006 | REST AREA WELL 3 | CAROLINE UTILITY SYSTEM | REST AREA WELL 3 |  | 1
VA6033085 | GE | MPN | RT | Y | WL008 | RW008 | RAW WATER VSE 1 | CAROLINE UTILITY SYSTEM | VSE WELL 1 |  | 1
VA6033085 | GE | MPN | RT | Y | WL010 | RW010 | RAW WATER DAYS INN 2 | CAROLINE UTILITY SYSTEM | DAYS INN WELL 2 |  | 1
VA6033085 | GE | MPN | RT | Y | WL013 | RW013 | ECONOLODGE WELL 1A | CAROLINE UTILITY SYSTEM | ECONOLODGE WELL 1A |  | 1
VA6033085 | GE | MPN | RT | Y | WL014 | RW014 | VSE-2 RAW WATER | CAROLINE UTILITY SYSTEM | VSE WELL 2 |  | 1
VA6033105 | GE | MPN | RT | Y | WL001 | RW001 | WELL #1 RAW TAP | CEDAR RIDGE MHP | WELL #1 |  | 1
VA6033105 | GE | MPN | RT | Y | WL002 | RW002 | WELL #2 RAW TAP | CEDAR RIDGE MHP | WELL #2 |  | 1
VA6033115 | GE | MPN | RT | Y | WL001 | RW001 | WELL 1 - TOP | GLEN MEADOWS MOBILE HOME PARK | WELL 1 - TOP OF HILL |  | 1
VA6033115 | GE | MPN | RT | Y | WL002 | RW002 | WELL 2 - BOTTOM | GLEN MEADOWS MOBILE HOME PARK | WELL 2 - BOTTOM OF THE HILL |  | 1
VA6033115 | GE | MPN | RT | Y | WL003 | RW003 | WELL 3 - OLD | GLEN MEADOWS MOBILE HOME PARK | WELL 3 - OLD (MIDDLE) |  | 1
VA6033150 | GE | MPN | RT | Y | WL002 | RW002 | WELL #2 | CAROLINE CORRECTIONAL UNIT #2 | WL002 |  | 1
VA6033150 | GE | MPN | RT | Y | WL003 | RW003 | WELL #3 | CAROLINE CORRECTIONAL UNIT #2 | WL003 |  | 1
VA6033200 | GE | MPN | RT | Y | WL01A | RW01A | RAW WATER WELL 1A | ELSINORE SUBDIVISION | WELL 1A |  | 1
VA6033200 | GE | MPN | RT | Y | WL001 | RW001 | RAW WATER TAP | ELSINORE SUBDIVISION | WELL 1 |  | 1
VA6033249 | GE | MPN | RT | Y | WL02B | RW02B | RAW TAP - WELL 2B | FOUR WINDS CAMPGROUND | DRILLED WELL #2B |  | 1
VA6033251 | GE | MPN | RT | Y | WL028 | RW028 | RAW TAP AT HQ #2 | FT A P HILL - HEADQUARTERS | WELL HQ #2 (PWAT 28) |  | 1
VA6033251 | GE | MPN | RT | Y | WL029 | RW029 | RAW TAP AT HQ #1 | FT A P HILL - HEADQUARTERS | WELL HQ #1 (PWAT 29) |  | 1
VA6033254 | GE | MPN | RT | Y | WL003 | RW001 | RAW WATER TAP | FT A P HILL - ARCHER CAMP | WELL - ARCHER 1 (PWAT 3) |  | 1
VA6033256 | GE | MPN | RT | Y | WL044 | RW044 | RAW TAP AT LODGE 2 | FT A P HILL - CENTRAL CAMPSITE | WELL - LODGE #2 (PWAT 44) |  | 1
VA6033256 | GE | MPN | RT | Y | WL045 | RW045 | RAW TAP AT DAVIS 3 | FT A P HILL - CENTRAL CAMPSITE | WELL - DAVIS #3 (PWAT 45) |  | 1
VA6033256 | GE | MPN | RT | Y | WL039 | RW039 | RAW TAP AT DAVIS 2 | FT A P HILL - CENTRAL CAMPSITE | WELL - DAVIS #2 (PWAT 39) |  | 1
VA6033256 | GE | MPN | RT | Y | WL038 | RW038 | RAW TAP AT DROPZONE 2 | FT A P HILL - CENTRAL CAMPSITE | WELL - DROP ZONE #2 (PWAT 38) |  | 1
VA6033256 | GE | MPN | RT | Y | WL12A | RW12A | RAW TAP AT RODES 1 | FT A P HILL - CENTRAL CAMPSITE | WELL - RODES #1 (PWAT 12A) |  | 1
VA6033256 | GE | MPN | RT | Y | WL37A | RW37A | RAW TAP AT ARENA 2 | FT A P HILL - CENTRAL CAMPSITE | WELL - ARENA #2 (PWAT 37A) |  | 1
VA6033256 | GE | MPN | RT | Y | WL019 | RW019 | RAW TAP AT DAVIS 1 | FT A P HILL - CENTRAL CAMPSITE | WELL - DAVIS #1 (PWAT 19) |  | 1
VA6033256 | GE | MPN | RT | Y | WL007 | RW007 | RAW TAP AT HETH 7A | FT A P HILL - CENTRAL CAMPSITE | WELL - HETH 7A (PWAT 7A) |  | 1
VA6033256 | GE | MPN | RT | Y | WL036 | RW036 | RAW TAP AT ARENA 1 | FT A P HILL - CENTRAL CAMPSITE | WELL - ARENA #1 (PWAT 36) |  | 1
VA6033256 | GE | MPN | RT | Y | WL034 | RW034 | RAW TAP AT LONGSTREET | FT A P HILL - CENTRAL CAMPSITE | WELL - LONGSTREET #1 (PWAT 34) |  | 1
VA6033256 | GE | MPN | RT | Y | WL033 | RW033 | RAW TAP AT DROP ZONE 1 | FT A P HILL - CENTRAL CAMPSITE | WELL - DROP ZONE #1 (PWAT 33) |  | 1
VA6033260 | GE | MPN | RT | Y | WL051 | RW051 | RAW TAP AT EOD 1 | FT A P HILL - EOD | WELL - EOD 1 |  | 1
VA6033265 | GE | MPN | RT | Y | WL022 | RW022 | RAW WATER TAP 22 | FT A P HILL - WILCOX CAMP | WILCOX 1 - PWAT 22 |  | 1
VA6033265 | GE | MPN | RT | Y | WL023 | RW023 | RAW WATER TAP 23 | FT A P HILL - WILCOX CAMP | WILCOX 2 - PWAT 23 |  | 1
VA6033265 | GE | MPN | RT | Y | WL043 | RW043 | RAW WATER TAP 43 | FT A P HILL - WILCOX CAMP | WILCOX 3 - PWAT 43 |  | 1
VA6033270 | GE | MPN | RT | Y | WL052 | RW052 | RAW TAP AT 1200M #1 | FT A P HILL - 1200 METER RANGE | 1200 M WELL 1 (PWAT 52) |  | 1
VA6033362 | GE | MPN | RT | Y | WL001 | RW001 | WELL DISCH | NPS - JACKSON SHRINE | DRILLED WELL |  | 1
VA6033425 | GE | MPN | RT | Y | WL01B | RW002 | WELL 1B (DRILLED OCTOBER 2014) | LAKE CAROLINE | WELL 1B (DRILLED OCT 2014) |  | 1
VA6033425 | GE | MPN | RT | Y | WL01A | RW001 | WELL 1A (DRILLED SEPT 2014) | LAKE CAROLINE | WELL 1A (DRILLED SEPT 2014) |  | 1
VA6033425 | GE | MPN | RT | Y | WL01C | RW003 | WELL 1C (DRILLED OCT 2014) | LAKE CAROLINE | WELL 1C (DRILLED OCT 2014) |  | 1
VA6033450 | GE | MPN | RT | Y | WL010 | RW010 | WELL 10 | LAKE LAND`OR | WELL 10 |  | 1
VA6033450 | GE | MPN | RT | Y | WL009 | RW009 | WL DSCG LN | LAKE LAND`OR | WELL 9 |  | 1
VA6033450 | GE | MPN | RT | Y | WL008 | RW008 | RAW TAP | LAKE LAND`OR | WELL 8 |  | 1
VA6033450 | GE | MPN | RT | Y | WL007 | RW007 | RAW WATER TAP | LAKE LAND`OR | WELL 7 |  | 1
VA6033450 | GE | MPN | RT | Y | WL006 | RW006 | RAW TAP | LAKE LAND`OR | WELL 6 |  | 1
VA6033450 | GE | MPN | RT | Y | WL003 | RW003 | RAW WATER TAP | LAKE LAND`OR | WELL 3 |  | 1
VA6033450 | GE | MPN | RT | Y | WL002 | RW002 | RAW WATER TAP | LAKE LAND`OR | WELL 2 |  | 1
VA6033450 | GE | MPN | RT | Y | WL012 | RW012 | WELL 12 | LAKE LAND`OR | WELL 12 |  | 1
VA6033450 | GE | MPN | RT | Y | WL011 | RW011 | WELL DISCHARGE LINE | LAKE LAND`OR | WELL 11 |  | 1
VA6033450 | GE | MPN | RT | Y | WL013 | RW013 | RAW TAP | LAKE LAND`OR | WELL 13 |  | 1
VA6033455 | GE | MPN | RT | Y | WL001 | RW001 | RAW WATER TAP | LAKESHORE MHP | WELL 1 |  | 1
VA6033455 | GE | MPN | RT | Y | WL002 | RW002 | RAW WATER TAP | LAKESHORE MHP | WELL 2 |  | 1
VA6033495 | GE | MPN | RT | Y | WL001 | RW001 | WELL 8B RAW WATER | MICHAEL D. DENT INDUSTRIAL PARK | WELL 8B |  | 1
VA6033505 | GE | MPN | RT | Y | WL003 | RW003 | WELL 3 | WOODFORD ESTATES MHC | WELL 3 |  | 1
VA6033505 | GE | MPN | RT | Y | WL002 | RW002 | WELL 2 | WOODFORD ESTATES MHC | WELL 2 |  | 1
VA6033515 | GE | MPN | RT | Y | WL001 | RW001 | WELL NO 1 | PEUMANSEND CREEK REGIONAL JAIL | WELL NO 1 |  | 1
VA6033515 | GE | MPN | RT | Y | WL002 | RW002 | WELL NO 2 | PEUMANSEND CREEK REGIONAL JAIL | WELL NO 2 |  | 1
VA6033528 | GE | MPN | RT | Y | WL001 | RW001 | WELL 1 RAW TAP | PORT ROYAL LANDING | WELL 1 |  | 1
VA6033550 | GE | MPN | RT | Y | WL004 | RW004 | WELL 4 - TAP BEFORE TREATMENT | BOWLING GREEN, TOWN OF | WELL 4 |  | 1
VA6033550 | GE | MPN | RT | Y | WL005 | RW005 | WELL 5 - TAP BEFORE TREATMENT | BOWLING GREEN, TOWN OF | WELL 5 |  | 1
VA6033550 | GE | MPN | RT | Y | WL01A | RW01A | WELL 1A - TAP BEFORE TREATMENT | BOWLING GREEN, TOWN OF | WELL 1A |  | 1
VA6033600 | GE | MPN | RT | Y | WL002 | RW002 | RAW TAP #2 | PORT ROYAL, TOWN OF | WELL 2 |  | 1
VA6033600 | GE | MPN | RT | Y | WL001 | RW001 | RAW TAP #1 | PORT ROYAL, TOWN OF | WELL 1 |  | 1
VA6033700 | GE | MPN | RT | Y | WL001 | RW001 | WELL DISCH LINE | TWIN CEDARS | DRILLED WELL |  | 1
VA6099050 | GE | MPN | RT | Y | WL003 | RW003 | RAW TAP | KING GEORGE CO. COURTHOUSE | PEPPERMILL WELL #1 |  | 1
VA6099050 | GE | MPN | RT | Y | WL004 | RW004 | RAW TAP | KING GEORGE CO. COURTHOUSE | CLEYDAEL WELL (PPRML 2) |  | 1
VA6099050 | GE | MPN | RT | Y | WL002 | RW002 | RAW WATER TAP | KING GEORGE CO. COURTHOUSE | ARNOLD'S CORNER WELL 1A |  | 1
VA6099050 | GE | MPN | RT | Y | WL005 | RW005 | RAW TAP | KING GEORGE CO. COURTHOUSE | PURKINS CORNER WELL |  | 1
VA6099050 | GE | MPN | RT | Y | WL006 | RW006 | ARNOLDS CORNER WELL 2 RAW WATER | KING GEORGE CO. COURTHOUSE | ARNOLDS CORNER WELL 2 |  | 1
VA6099080 | GE | MPN | RT | Y | WL002 | RW002 | TAP AT WELL #2, BEFORE CL2 | CALEDON STATE PARK | NEW WELL |  | 1
VA6099085 | GE | MPN | RT | Y | WL002 | RW002 | WELL DISCH | CANTERBURY SUBDIVISION | WELL 2 |  | 1
VA6099085 | GE | MPN | RT | Y | WL001 | RW001 | WELL DISCH | CANTERBURY SUBDIVISION | WELL 1 (PITLESS ADAPTER) |  | 1
VA6099100 | GE | MPN | RT | Y | WL001 | RW001 | CIRCLE 1 RAW TAP | CIRCLE | WELL 1 |  | 1
VA6099100 | GE | MPN | RT | Y | WL002 | RW002 | CIRCLE 2 RAW TAP | CIRCLE | WELL 2 |  | 1
VA6099110 | GE | MPN | RT | Y | WL001 | RW001 | RAW WATER TAP | CEDAR KNOLL APT | WELL #1 |  | 1
VA6099130 | GE | MPN | RT | Y | WL002 | RW002 | WELL 2 | GREENHOST | WELL 2 |  | 1
VA6099130 | GE | MPN | RT | Y | WL001 | RW001 | WELL 1 | GREENHOST | WELL 1 |  | 1
VA6099231 | GE | MPN | RT | Y | WL001 | RW001 | DRILLED WELL | EAGLE BAY | DRILLED WELL |  | 1
VA6099250 | GE | MPN | RT | Y | WL005 | RW005 | RAW TAP - PL WELL 1 | FAIRVIEW BEACH/POT. LANDING | PL - WELL 1 |  | 1
VA6099250 | GE | MPN | RT | Y | WL004 | RW004 | RAW TAP WELL 2A | FAIRVIEW BEACH/POT. LANDING | FB - WELL 2A |  | 1
VA6099250 | GE | MPN | RT | Y | WL003 | RW003 | RAW WATER TAP #3 | FAIRVIEW BEACH/POT. LANDING | FB - WELL 3 |  | 1
VA6099275 | GE | MPN | RT | Y | WL001 | RW001 | DRILLED WELL/WL001 | HANOVER MHP | DRILLED WELL |  | 1
VA6099280 | GE | MPN | RT | Y | WL01A | RW01A | RAW TAP 1A | HOLIDAY INN MHP | WELL DRILLED 2015 |  | 1
VA6099283 | GE | MPN | RT | Y | WL002 | RW002 | WELL D RAW TAP | HOPYARD FARM | WELL HOP-D |  | 1
VA6099283 | GE | MPN | RT | Y | WL001 | RW001 | WELL A RAW TAP | HOPYARD FARM | WELL HOP-A |  | 1
VA6099283 | GE | MPN | RT | Y | WL003 | RW003 | WELL F RAW TAP | HOPYARD FARM | WELL HOP-F |  | 1
VA6099290 | GE | MPN | RT | Y | WL001 | RW001 | BEFORE TREATMENT | CIRCLE SHOPPING CENTER | WELL |  | 1
VA6099295 | GE | MPN | RT | Y | WL005 | RW005 | RAW TAP | KGCSA-DAHLGREN | MONMOUTH 1 WELL |  | 1
VA6099295 | GE | MPN | RT | Y | WL004 | RW004 | RAW TAP | KGCSA-DAHLGREN | PAYNE WELL |  | 1
VA6099295 | GE | MPN | RT | Y | WL001 | RW001 | RAW TAP | KGCSA-DAHLGREN | BUMBRY WELL |  | 1
VA6099295 | GE | MPN | RT | Y | WL006 | RW006 | RAW TAP | KGCSA-DAHLGREN | MONMOUTH 2A WELL |  | 1
VA6099295 | GE | MPN | RT | Y | WL003 | RW003 | RAW TAP | KGCSA-DAHLGREN | SAFT WELL |  | 1
VA6099300 | GE | MPN | RT | Y | WL01A | RW01A | WELL DISCHG LINE | NINDES STORE | WELL #1A |  | 1
VA6099340 | GE | MPN | RT | Y | WL003 | RW003 | RAW WATER TAP | NAVAL SUPPORT FACILITY, DAHLGREN | WELL 3 - BLDG 274A (RESERVOIR WELL) |  | 1
VA6099340 | GE | MPN | RT | Y | WL002 | RW002 | RAW WATER TAP | NAVAL SUPPORT FACILITY, DAHLGREN | WELL 2 - BLDG 1190 (CASKEY WELL) |  | 1
VA6099340 | GE | MPN | RT | Y | WL001 | RW001 | RAW WATER TAP | NAVAL SUPPORT FACILITY, DAHLGREN | WELL 1 - BLDG 1288 (BRONSON WELL) |  | 1
VA6099341 | GE | MPN | RT | Y | WL001 | RW001 | WELL 1 RAW TAP | DAHLGREN NSF, PUMPKIN NECK | DRILLED WELL |  | 1
VA6099350 | GE | MPN | RT | Y | WL01A | RW01A | WELL 1A RAW TAP | OAKLAND PARK | WELL 1A |  | 1
VA6099350 | GE | MPN | RT | Y | WL003 | RW003 | WELL 3 SEALSTON -RAW TAP | OAKLAND PARK | SEALSTON WELL |  | 1
VA6099350 | GE | MPN | RT | Y | WL002 | RW002 | WELL #2 RAW TAP | OAKLAND PARK | WELL 2 |  | 1
VA6099430 | GE | MPN | RT | Y | WL002 | RW002 | WELL 2 | PINEVIEW MHP 1-3 | WELL 2 |  | 1
VA6099430 | GE | MPN | RT | Y | WL001 | RW001 | WELL 1 | PINEVIEW MHP 1-3 | WELL 1 |  | 1
VA6099500 | GE | MPN | RT | Y | WL002 | RW002 | WELL #2 | PRESIDENTIAL LAKES, SECT. 14 | WELL #2 |  | 1
VA6099550 | GE | MPN | RT | Y | WL001 | RW001 | ST PAULS RAW TAP | ST. PAUL`S CHURCH/OWENS | ST PAULS WELL 1 |  | 1
VA6099550 | GE | MPN | RT | Y | WL002 | RW002 | OWENS RAW TAP | ST. PAUL`S CHURCH/OWENS | OWENS WELL 1 |  | 1
VA6099590 | GE | MPN | RT | Y | WL001 | RW001 | DRILLED WELL | WALNUT GROVE MHP | DRILLED WELL |  | 1
VA5007135 | GE | HAA | RT | Y | DS001 | DBP01 | 10150 OLD RIVER DR | AMELIA COURTHOUSE | DISTRIBUTION |  | 1
VA5007135 | GE | THM | RT | Y | DS001 | DBP01 | 10150 OLD RIVER DR | AMELIA COURTHOUSE | DISTRIBUTION |  | 1
VA5007135 | GE | NIT | RT | Y | EP001 | EP001 | WELL 1 ENTRY POINT TAP | AMELIA COURTHOUSE | ENTRY POINT TAP - WELL NO. 1 |  | 1
VA5007135 | GE | NIT | RT | Y | EP005 | EP005 | WELL 5 ENTRY POINT TAP | AMELIA COURTHOUSE | ENTRY POINT TAP - WELL NO. 5 |  | 1
VA5007150 | GE | NIT | RT | Y | EP001 | EP001 | ENTRY POINT TAP | BLACK FOREST HAUS | ENTRY POINT |  | 1
VA5067961 | PB | LC | RT | Y | DS001 | LC010 | 175 GOLFERS CROSSING | THE WATERS EDGE | DISTRIBUTION SYSTEM | FSD | 1
VA5067961 | PB | LC | RT | Y | DS001 | LC011 | 95 SHORELINE CIRCLE | THE WATERS EDGE | DISTRIBUTION SYSTEM | FSD | 1
VA5067961 | PB | LC | RT | Y | DS001 | LC012 | 135 SHORELINE CIRCLE | THE WATERS EDGE | DISTRIBUTION SYSTEM | FSD | 1
VA5067961 | PB | LC | RT | Y | DS001 | LC014 | 2860 WATERS EDGE DR | THE WATERS EDGE | DISTRIBUTION SYSTEM | FSD | 1
VA5067961 | PB | LC | RT | Y | DS001 | LC015 | 85 GRAND VILLA DR | THE WATERS EDGE | DISTRIBUTION SYSTEM | FSD | 1
VA5111450 | GE | FUM | RT | Y | EP001 | EP001 | FINISHED WATER TAP | KENBRIDGE, TOWN OF | ENTRY POINT TAP |  | 1
VA5111450 | GE | SVO | RT | Y | EP001 | EP001 | FINISHED WATER TAP | KENBRIDGE, TOWN OF | ENTRY POINT TAP |  | 1
VA5111450 | GE | CAH | RT | Y | EP001 | EP001 | FINISHED WATER TAP | KENBRIDGE, TOWN OF | ENTRY POINT TAP |  | 1
VA5111450 | GE | CAR | RT | Y | EP001 | EP001 | FINISHED WATER TAP | KENBRIDGE, TOWN OF | ENTRY POINT TAP |  | 1
VA5111450 | GE | TOA | RT | Y | IN003 | RW001 | COMMON INTAKE RWT | KENBRIDGE, TOWN OF | COMMON INTAKE SAMPLE SITE |  | 1
VA5111450 | GE | TOC | RT | Y | TP001 | UP001 | POST FILTRATION | KENBRIDGE, TOWN OF | KENBRIDGE WATER TREATMENT WORKS |  | 1
VA5111800 | GE | THM | RT | Y | DS001 | DBP01 | TIMMY'S GROCERY | VICTORIA, TOWN OF | DISTRIBUTION SYSTEM |  | 1
VA5111800 | GE | HAA | RT | Y | DS001 | DBP02 | ASHWORTH TIRE | VICTORIA, TOWN OF | DISTRIBUTION SYSTEM |  | 1
VA5111800 | GE | FL2 | ST | N | EP001 | EP001 | FINISHED SAMPLE TAP | VICTORIA, TOWN OF | ENTRY POINT TAP |  | 3
VA5111800 | GE | TOA | RT | Y | IN1_2 | RW001 | COMMON RWT - SAMPLING | VICTORIA, TOWN OF | COMMON RAW WATER SAMPLE |  | 3
VA5111800 | GE | TOC | RT | Y | TP001 | UP001 | POST FILTRATION | VICTORIA, TOWN OF | VICTORIA WATER TREATMENT WORKS |  | 3
VA5117100 | GE | THM | RT | Y | DS001 | DBP01 | WASTEWATER PLANT | BOYDTON, TOWN OF | DISTRIBUTION SYSTEM |  | 1
VA5117100 | GE | HAA | RT | Y | DS001 | DBP02 | 50 PHILLIS ROAD | BOYDTON, TOWN OF | DISTRIBUTION SYSTEM |  | 1
VA5143192 | PB | LC | RT | Y | DS001 | LC001 | W WING KITCH HANDSK | DAN RIVER MIDDLE SCHOOL | DISTRIBUTION SYSTEM | FSD | 1
VA5143192 | PB | LC | RT | Y | DS001 | LC002 | KITCH DPSINK FREEZR | DAN RIVER MIDDLE SCHOOL | DISTRIBUTION SYSTEM | FSD | 1
VA5143192 | PB | LC | RT | Y | DS001 | LC003 | KITCHEN RESTROOM | DAN RIVER MIDDLE SCHOOL | DISTRIBUTION SYSTEM | FSD | 1
VA5143192 | PB | LC | RT | Y | DS001 | LC004 | KITCHEN SINK | DAN RIVER MIDDLE SCHOOL | DISTRIBUTION SYSTEM | FSD | 1
VA5143192 | PB | LC | RT | Y | DS001 | LC005 | BOYS LOCKER ROOM | DAN RIVER MIDDLE SCHOOL | DISTRIBUTION SYSTEM | FSD | 1
VA5143192 | PB | LC | RT | Y | DS001 | LC006 | GIRLS LOCKER ROOM | DAN RIVER MIDDLE SCHOOL | DISTRIBUTION SYSTEM | FSD | 1
VA5143192 | PB | LC | RT | Y | DS001 | LC007 | CLINIC RSTRM SINK | DAN RIVER MIDDLE SCHOOL | DISTRIBUTION SYSTEM | FSD | 1
VA5143192 | PB | LC | RT | Y | DS001 | LC008 | WOMENS OFF COMPLEX | DAN RIVER MIDDLE SCHOOL | DISTRIBUTION SYSTEM | FSD | 1
VA5143192 | PB | LC | RT | Y | DS001 | LC009 | PRINCIPALS OFF RRM | DAN RIVER MIDDLE SCHOOL | DISTRIBUTION SYSTEM | FSD | 1
VA5143192 | PB | LC | RT | Y | DS001 | LC010 | 8TH GRADE WRKRM B24 | DAN RIVER MIDDLE SCHOOL | DISTRIBUTION SYSTEM | FSD | 1
VA5143210 | GE | THM | RT | Y | DS001 | DBP01 | 2077 WEST GRETNA RD | GRETNA, TOWN OF | DISTRIBUTION SYSTEM |  | 1
VA5143210 | GE | HAA | RT | Y | DS001 | DBP02 | 603 SOUTH MAIN ST | GRETNA, TOWN OF | DISTRIBUTION SYSTEM |  | 1
VA5143210 | GE | FL2 | ST | N | EP001 | EP001 | FINISHED WATER TAP | GRETNA, TOWN OF | ENTRY POINT TAP |  | 3
VA5143210 | GE | TOA | RT | Y | IN005 | RW001 | COMBINED SAMPLING POINT | GRETNA, TOWN OF | COMBINED INTAKE - SAMPLING |  | 1
VA5143210 | GE | TOC | RT | Y | TP001 | UP001 | COMPOS FILTER EFFL | GRETNA, TOWN OF | GEORGES CREEK PLANT |  | 1
VA5143214 | GE | HAA | RT | Y | DS001 | DBP01 | 2929 GRIT ROAD | GRIT ROAD WATER SUPPLY | DISTRIBUTION SYSTEM |  | 1
VA5143214 | GE | THM | RT | Y | DS001 | DBP01 | 2929 GRIT ROAD | GRIT ROAD WATER SUPPLY | DISTRIBUTION SYSTEM |  | 1
VA5143246 | GE | HAA | RT | Y | DS001 | DBP01 | 708 PROSPECT ROAD | HURT, TOWN OF | DISTRIBUTION SYSTEM |  | 1
VA5143246 | GE | THM | RT | Y | DS001 | DBP01 | 708 PROSPECT ROAD | HURT, TOWN OF | DISTRIBUTION SYSTEM |  | 1
VA5143310 | PB | LC | RT | Y | DS001 | LC001 | KITCH HAND SINK | KID-KONNECTION CHILD DEVELOPMENT | DISTRIBUTION SYSTEM | FSD | 1
VA5143310 | PB | LC | RT | Y | DS001 | LC002 | ADULT/HADICAP BATHRM | KID-KONNECTION CHILD DEVELOPMENT | DISTRIBUTION SYSTEM | FSD | 1
VA5143310 | PB | LC | RT | Y | DS001 | LC003 | BABY ROOM | KID-KONNECTION CHILD DEVELOPMENT | DISTRIBUTION SYSTEM | FSD | 1
VA5143310 | PB | LC | RT | Y | DS001 | LC004 | GIRLS BATH DOWNSTRS | KID-KONNECTION CHILD DEVELOPMENT | DISTRIBUTION SYSTEM | FSD | 1
VA5143310 | PB | LC | RT | Y | DS001 | LC005 | BOYS BATH DOWNSTRS | KID-KONNECTION CHILD DEVELOPMENT | DISTRIBUTION SYSTEM | FSD | 1
VA5143332 | PB | LC | RT | Y | DS001 | LC001 | FIRST BATHROOM | LITTLE BLESSINGS CHILD CARE | DISTRIBUTION SYSTEM | FSD | 1
VA5143332 | PB | LC | RT | Y | DS001 | LC002 | KITCHEN SINK | LITTLE BLESSINGS CHILD CARE | DISTRIBUTION SYSTEM | FSD | 1
VA5143332 | PB | LC | RT | Y | DS001 | LC003 | SECOND BATHROOM | LITTLE BLESSINGS CHILD CARE | DISTRIBUTION SYSTEM | FSD | 1
VA5143332 | PB | LC | RT | Y | DS001 | LC004 | THIRD BATHROOM | LITTLE BLESSINGS CHILD CARE | DISTRIBUTION SYSTEM | FSD | 1
VA5143332 | PB | LC | RT | Y | DS001 | LC005 | KITCHEN SINK- DAY 2 | LITTLE BLESSINGS CHILD CARE | DISTRIBUTION SYSTEM | FSD | 1
VA5143332 | GE | VOC | RT | Y | EP001 | EP001 | BLADDER TANK | LITTLE BLESSINGS CHILD CARE | ENTRY POINT TAP |  | 1
VA5143365 | PB | LC | RT | Y | DS001 | LC001 | LOT NO.30 | CASCADE MOBILE ESTATES | DISTRIBUTION SYSTEM | FSD | 1
VA5143365 | PB | LC | RT | Y | DS001 | LC002 | LOT NO.19 | CASCADE MOBILE ESTATES | DISTRIBUTION SYSTEM | FSD | 1
VA5143365 | PB | LC | RT | Y | DS001 | LC004 | LOT NO.1 | CASCADE MOBILE ESTATES | DISTRIBUTION SYSTEM | FSD | 1
VA5143365 | PB | LC | RT | Y | DS001 | LC005 | LOT NO.18 | CASCADE MOBILE ESTATES | DISTRIBUTION SYSTEM | FSD | 1
VA5143365 | PB | LC | RT | Y | DS001 | LC006 | LOT NO. 8 | CASCADE MOBILE ESTATES | DISTRIBUTION SYSTEM | FSD | 1
VA5143394 | GE | HAA | RT | Y | DS001 | DBP01 | 135 BRUSH ARBOR CRT | MOUNT CROSS ROAD | DISTRIBUTION SYSTEM |  | 1
VA5143394 | GE | THM | RT | Y | DS001 | DBP01 | 135 BRUSH ARBOR CRT | MOUNT CROSS ROAD | DISTRIBUTION SYSTEM |  | 1
VA5143396 | GE | HAA | RT | Y | DS001 | DBP01 | 124 GRANITE DR | MOUNT HERMON | DISTRIBUTION SYSTEM |  | 1
VA5143396 | GE | THM | RT | Y | DS001 | DBP01 | 124 GRANITE DR | MOUNT HERMON | DISTRIBUTION SYSTEM |  | 1
VA5143396 | GE | HAA | RT | Y | DS001 | DBP02 | 1796 RIDGECREST DR | MOUNT HERMON | DISTRIBUTION SYSTEM |  | 1
VA5143396 | GE | THM | RT | Y | DS001 | DBP02 | 1796 RIDGECREST DR | MOUNT HERMON | DISTRIBUTION SYSTEM |  | 1
VA5143473 | GE | HAA | RT | Y | DS001 | DBP01 | 2690 OLD RICHMOND ROAD | OLD RICHMOND ROAD | DISTRIBUTION SYSTEM |  | 1
VA5143473 | GE | THM | RT | Y | DS001 | DBP01 | 2690 OLD RICHMOND ROAD | OLD RICHMOND ROAD | DISTRIBUTION SYSTEM |  | 1
VA5143640 | PB | LC | RT | Y | DS001 | LC003 | LOT 3 | POWELL`S TRAILER COURT | DISTRIBUTION SYSTEM | FSD | 1
VA5143640 | PB | LC | RT | Y | DS001 | LC005 | LOT 6 | POWELL`S TRAILER COURT | DISTRIBUTION SYSTEM | FSD | 1
VA5143640 | PB | LC | RT | Y | DS001 | LC007 | LOT 8 | POWELL`S TRAILER COURT | DISTRIBUTION SYSTEM | FSD | 1
VA5143640 | PB | LC | RT | Y | DS001 | LC008 | LOT 1 | POWELL`S TRAILER COURT | DISTRIBUTION SYSTEM | FSD | 1
VA5143640 | PB | LC | RT | Y | DS001 | LC009 | LOT 12 | POWELL`S TRAILER COURT | DISTRIBUTION SYSTEM | FSD | 1
VA5143687 | GE | THM | RT | Y | DS001 | DBP01 | 1005 WILKERSON RD | RINGGOLD INDUSTRIAL PARK | DISTRIBUTION SYSTEM |  | 1
VA5143687 | GE | HAA | RT | Y | DS001 | DBP02 | KENTUCK RD MTR VAULT | RINGGOLD INDUSTRIAL PARK | DISTRIBUTION SYSTEM |  | 1
VA5143700 | GE | THM | RT | Y | DS001 | DBP01 | 956 BERRY HILL ROAD | ROUTE 58 WEST | DISTRIBUTION SYSTEM |  | 1
VA5143700 | GE | HAA | RT | Y | DS001 | DBP02 | RT 58 W METER VAULT | ROUTE 58 WEST | DISTRIBUTION SYSTEM |  | 1
VA5143753 | GE | NIT | RT | Y | EP001 | EP001 | ENT SAMPLING STATION | SMITH MT DAM VISITORS CENTER | ENTRY POINT TAP |  | 1
VA5143809 | GE | THM | RT | Y | DS001 | DBP01 | 4585 DRY FORK ROAD | TIGHTSQUEEZE | DISTRIBUTION SYSTEM |  | 1
VA5143809 | GE | HAA | RT | Y | DS001 | DBP02 | 11700 US HWY 29 N | TIGHTSQUEEZE | DISTRIBUTION SYSTEM |  | 1
VA5143809 | PB | LC | RT | Y | DS001 | LC002 | 248 SAMUEL HARRIS LN | TIGHTSQUEEZE | DISTRIBUTION SYSTEM | FSD | 1
VA5143809 | PB | LC | RT | Y | DS001 | LC004 | 195 FAIRVIEW RD | TIGHTSQUEEZE | DISTRIBUTION SYSTEM | FSD | 1
VA5143809 | PB | LC | RT | Y | DS001 | LC005 | 196 FAIRVIEW RD | TIGHTSQUEEZE | DISTRIBUTION SYSTEM | FSD | 1
VA5143809 | PB | LC | RT | Y | DS001 | LC010 | 301 PLEASANT GAP DRIVE | TIGHTSQUEEZE | DISTRIBUTION SYSTEM | FSD | 1
VA5143809 | PB | LC | RT | Y | DS001 | LC011 | 500 PLEASANT GAP DRIVE | TIGHTSQUEEZE | DISTRIBUTION SYSTEM | FSD | 1
VA5143820 | PB | LC | RT | Y | DS001 | LC001 | KITCHEN DEEP SINK | TUNSTALL HIGH SCHOOL | DISTRIBUTION SYSTEM | FSD | 1
VA5143820 | PB | LC | RT | Y | DS001 | LC002 | BOYS LOCKER RM D101D | TUNSTALL HIGH SCHOOL | DISTRIBUTION SYSTEM | FSD | 1
VA5143820 | PB | LC | RT | Y | DS001 | LC003 | BOYS RR SCIENCE LAB | TUNSTALL HIGH SCHOOL | DISTRIBUTION SYSTEM | FSD | 1
VA5143820 | PB | LC | RT | Y | DS001 | LC004 | BIOLOGY RM E100 | TUNSTALL HIGH SCHOOL | DISTRIBUTION SYSTEM | FSD | 1
VA5143820 | PB | LC | RT | Y | DS001 | LC012 | EARTH SC HDSNK E103 | TUNSTALL HIGH SCHOOL | DISTRIBUTION SYSTEM | FSD | 1
VA5143820 | PB | LC | RT | Y | DS001 | LC015 | GIRLS LOCKR RM D101A | TUNSTALL HIGH SCHOOL | DISTRIBUTION SYSTEM | FSD | 1
VA5143820 | PB | LC | RT | Y | DS001 | LC016 | GIRLS RR BESIDE C101 | TUNSTALL HIGH SCHOOL | DISTRIBUTION SYSTEM | FSD | 1
VA5143820 | PB | LC | RT | Y | DS001 | LC020 | FIELD HOUSE HANDSINK | TUNSTALL HIGH SCHOOL | DISTRIBUTION SYSTEM | FSD | 1
VA5143820 | PB | LC | RT | Y | DS001 | LC022 | FOUNT BY BOYS LOCKR D101 | TUNSTALL HIGH SCHOOL | DISTRIBUTION SYSTEM | FSD | 1
VA5143820 | PB | LC | RT | Y | DS001 | LC023 | FOUNT BY CLINIC C101 | TUNSTALL HIGH SCHOOL | DISTRIBUTION SYSTEM | FSD | 1
VA5143881 | PB | LC | RT | Y | DS001 | LC001 | 796 GALLOWS RD | WAYSIDE ACRES SUBDIVISION # 2 | DISTRIBUTION SYSTEM | FSD | 1
VA5143881 | PB | LC | RT | Y | DS001 | LC002 | 1028 GALLOWS RD | WAYSIDE ACRES SUBDIVISION # 2 | DISTRIBUTION SYSTEM | FSD | 1
VA5143881 | PB | LC | RT | Y | DS001 | LC003 | 1001 GALLOWS RD | WAYSIDE ACRES SUBDIVISION # 2 | DISTRIBUTION SYSTEM | FSD | 1
VA5143881 | PB | LC | RT | Y | DS001 | LC004 | 952 GALLOWS RD | WAYSIDE ACRES SUBDIVISION # 2 | DISTRIBUTION SYSTEM | FSD | 1
VA5143881 | PB | LC | RT | Y | DS001 | LC005 | 860 GALLOWS RD | WAYSIDE ACRES SUBDIVISION # 2 | DISTRIBUTION SYSTEM | FSD | 1
VA5143940 | PB | LC | RT | Y | DS001 | LC002 | 15293 ROCKFORD | WOODROAM SUBDIVISION | DISTRIBUTION SYSTEM | FSD | 1
VA5143940 | PB | LC | RT | Y | DS001 | LC003 | 15117 ROCKFORD | WOODROAM SUBDIVISION | DISTRIBUTION SYSTEM | FSD | 1
VA5143940 | PB | LC | RT | Y | DS001 | LC005 | 14541 ROCKFORD | WOODROAM SUBDIVISION | DISTRIBUTION SYSTEM | FSD | 1
VA5143940 | PB | LC | RT | Y | DS001 | LC006 | 15337 ROCKFORD | WOODROAM SUBDIVISION | DISTRIBUTION SYSTEM | FSD | 1
VA5143940 | PB | LC | RT | Y | DS001 | LC007 | 15225 ROCKFORD | WOODROAM SUBDIVISION | DISTRIBUTION SYSTEM | FSD | 1
VA5143988 | GE | THM | RT | Y | DS001 | DBP01 | 9181 US HIGHWAY 29 N | RT 29 NORTH | DISTRIBUTION SYSTEM |  | 1
VA5143988 | GE | HAA | RT | Y | DS001 | DBP02 | 116 KADESH CT | RT 29 NORTH | DISTRIBUTION SYSTEM |  | 1
VA5147170 | GE | HAA | RT | Y | DS001 | DBP01 | COMFORT INN HWY 15 S | FARMVILLE, TOWN OF | DISTRIBUTION SYSTEM |  | 1
VA5147170 | GE | THM | RT | Y | DS001 | DBP01 | COMFORT INN HWY 15 S | FARMVILLE, TOWN OF | DISTRIBUTION SYSTEM |  | 1
VA5147170 | GE | HAA | RT | Y | DS001 | DBP02 | 1903 EAST THIRD ST | FARMVILLE, TOWN OF | DISTRIBUTION SYSTEM |  | 1
VA5147170 | GE | THM | RT | Y | DS001 | DBP02 | 1903 EAST THIRD ST | FARMVILLE, TOWN OF | DISTRIBUTION SYSTEM |  | 1
VA5147170 | GE | FL2 | ST | N | EP001 | EP001 | WTP FINISHED TAP | FARMVILLE, TOWN OF | ENTRY POINT TAP |  | 3
VA5147170 | GE | FUM | RT | Y | EP001 | EP001 | WTP FINISHED TAP | FARMVILLE, TOWN OF | ENTRY POINT TAP |  | 1
VA5147170 | GE | SVO | RT | Y | EP001 | EP001 | WTP FINISHED TAP | FARMVILLE, TOWN OF | ENTRY POINT TAP |  | 1
VA5147170 | GE | CAH | RT | Y | EP001 | EP001 | WTP FINISHED TAP | FARMVILLE, TOWN OF | ENTRY POINT TAP |  | 1
VA5147170 | GE | CAR | RT | Y | EP001 | EP001 | WTP FINISHED TAP | FARMVILLE, TOWN OF | ENTRY POINT TAP |  | 1
VA5147170 | GE | TOA | RT | Y | IN001 | RW001 | APPOMATTOX RIVER RWT | FARMVILLE, TOWN OF | APPOMATTOX RIVER |  | 1
VA5147170 | GE | TOC | RT | Y | TP001 | UP001 | POST FILTRATION | FARMVILLE, TOWN OF | FARMVILLE WTP |  | 1
VA5147280 | GE | HAA | RT | Y | DS001 | DBP02 | BORTZ LIBRARY | HAMPDEN-SYDNEY COLLEGE | DISTRIBUTION |  | 1
VA5147280 | GE | THM | RT | Y | DS001 | DBP02 | BORTZ LIBRARY | HAMPDEN-SYDNEY COLLEGE | DISTRIBUTION |  | 1
VA5147280 | PB | LC | RT | Y | DS001 | LC010 | ALPHA F -DORM | HAMPDEN-SYDNEY COLLEGE | DISTRIBUTION | FSD | 1
VA5147280 | PB | LC | RT | Y | DS001 | LC011 | ALPHA B -DORM | HAMPDEN-SYDNEY COLLEGE | DISTRIBUTION | FSD | 1
VA5147280 | PB | LC | RT | Y | DS001 | LC012 | ALPHA C -DORM | HAMPDEN-SYDNEY COLLEGE | DISTRIBUTION | FSD | 1
VA5147280 | PB | LC | RT | Y | DS001 | LC013 | ALPHA D -DORM | HAMPDEN-SYDNEY COLLEGE | DISTRIBUTION | FSD | 1
VA5147280 | PB | LC | RT | Y | DS001 | LC014 | ALPHA E -DORM | HAMPDEN-SYDNEY COLLEGE | DISTRIBUTION | FSD | 1
VA5147280 | PB | LC | RT | Y | DS001 | LC018 | TOM MAYO | HAMPDEN-SYDNEY COLLEGE | DISTRIBUTION | FSD | 1
VA5147280 | PB | LC | RT | Y | DS001 | LC021 | PENHURST HOUSE | HAMPDEN-SYDNEY COLLEGE | DISTRIBUTION | FSD | 1
VA5147280 | PB | LC | RT | Y | DS001 | LC023 | REED HOUSE-DORM | HAMPDEN-SYDNEY COLLEGE | DISTRIBUTION | FSD | 1
VA5147280 | PB | LC | RT | Y | DS001 | LC024 | DR W T JOYNER-DORM | HAMPDEN-SYDNEY COLLEGE | DISTRIBUTION | FSD | 1
VA5147280 | PB | LC | RT | Y | DS001 | LC026 | JOE BOSH-OFFICE | HAMPDEN-SYDNEY COLLEGE | DISTRIBUTION | FSD | 1
VA5011050 | PB | LC | RT | Y | DS001 | LC006 | 106 LEE GRANT AVE | APPOMATTOX WATER SYSTEM | DISTRIBUTION SYSTEM | FSD | 1
VA5011050 | PB | LC | RT | Y | DS001 | LC007 | 1623 CHURCH ST | APPOMATTOX WATER SYSTEM | DISTRIBUTION SYSTEM | FSD | 1
VA5011050 | PB | LC | RT | Y | DS001 | LC008 | 168 FIRST ST | APPOMATTOX WATER SYSTEM | DISTRIBUTION SYSTEM | FSD | 1
VA5011050 | PB | LC | RT | Y | DS001 | LC009 | 167 VIRGINIA AVE | APPOMATTOX WATER SYSTEM | DISTRIBUTION SYSTEM | FSD | 1
VA5011050 | PB | LC | RT | Y | DS001 | LC013 | 10457 RED HOUSE RD | APPOMATTOX WATER SYSTEM | DISTRIBUTION SYSTEM | FSD | 1
VA5011050 | PB | LC | RT | Y | DS001 | LC014 | 147 MAPLE ST | APPOMATTOX WATER SYSTEM | DISTRIBUTION SYSTEM | FSD | 1
VA5011050 | GE | NIT | RT | Y | EP005 | EP005 | WELL NO. 5 ENTRY | APPOMATTOX WATER SYSTEM | ENTRY POINT TAP WELL NO.5 |  | 1
VA5011201 | GE | NIT | RT | Y | EP001 | EP001 | ENTRY POINT TAP | HOLIDAY LAKE 4-H EDUCATIONAL CENTER | SAMPLING STATION |  | 1
VA5011400 | GE | NIT | RT | Y | EP001 | EP001 | WELL NO. 2 ENTRY | PAMPLIN CITY, TOWN OF | ENTRY POINT TAP -WELL NO. 2 |  | 1
VA5011400 | GE | NIT | RT | Y | EP002 | EP002 | WELL NO.6 ENTRY | PAMPLIN CITY, TOWN OF | ENTRY POINT TAP -WELL NO. 6 |  | 1
VA5011400 | GE | NIT | RT | Y | EP003 | EP003 | WELL NO. 7 TAP | PAMPLIN CITY, TOWN OF | ENTRY POINT TAP - WELL NO. 7 |  | 1
VA5011410 | GE | NIT | RT | Y | EP001 | EP001 | ENT SAMPLING STATION | MOOSE LODGE 975 | ENTRY POINT TAP |  | 1
VA5019052 | GE | HAA | RT | Y | DS001 | DBP01 | BRIDGEWATER BAY- LAKES AREA | BEDFORD REGIONAL WATER AUTHORITY (BRWA) | BRWA DISTRIBUTION SYSTEM |  | 1
VA5019052 | GE | THM | RT | Y | DS001 | DBP01 | BRIDGEWATER BAY- LAKES AREA | BEDFORD REGIONAL WATER AUTHORITY (BRWA) | BRWA DISTRIBUTION SYSTEM |  | 1
VA5019052 | GE | HAA | RT | Y | DS001 | DBP02 | 1114 CRANBERRY CT- LAKES AREA | BEDFORD REGIONAL WATER AUTHORITY (BRWA) | BRWA DISTRIBUTION SYSTEM |  | 1
VA5019052 | GE | THM | RT | Y | DS001 | DBP02 | 1114 CRANBERRY CT- LAKES AREA | BEDFORD REGIONAL WATER AUTHORITY (BRWA) | BRWA DISTRIBUTION SYSTEM |  | 1
VA5019052 | PB | LC | RT | Y | DS001 | LC001 | 107 SADDLEROCK ROAD | BEDFORD REGIONAL WATER AUTHORITY (BRWA) | BRWA DISTRIBUTION SYSTEM | FSD | 1
VA5019052 | PB | LC | RT | Y | DS001 | LC002 | 100 CAMERON | BEDFORD REGIONAL WATER AUTHORITY (BRWA) | BRWA DISTRIBUTION SYSTEM | FSD | 1
VA5019052 | PB | LC | RT | Y | DS001 | LC003 | 217 CAMERON | BEDFORD REGIONAL WATER AUTHORITY (BRWA) | BRWA DISTRIBUTION SYSTEM | FSD | 1
VA5019052 | PB | LC | RT | Y | DS001 | LC004 | 1039 IVY WOODS DRIVE | BEDFORD REGIONAL WATER AUTHORITY (BRWA) | BRWA DISTRIBUTION SYSTEM | FSD | 1
VA5019052 | PB | LC | RT | Y | DS001 | LC005 | 1066 IVY WOODS DRIVE | BEDFORD REGIONAL WATER AUTHORITY (BRWA) | BRWA DISTRIBUTION SYSTEM | FSD | 1
VA5019052 | PB | LC | RT | Y | DS001 | LC006 | 1290 WALNUT HOLLOW | BEDFORD REGIONAL WATER AUTHORITY (BRWA) | BRWA DISTRIBUTION SYSTEM | FSD | 1
VA5019052 | PB | LC | RT | Y | DS001 | LC007 | 213 SHADY OAK LANE | BEDFORD REGIONAL WATER AUTHORITY (BRWA) | BRWA DISTRIBUTION SYSTEM | FSD | 1
VA5019052 | PB | LC | RT | Y | DS001 | LC008 | 100 CEDARWOOD COURT | BEDFORD REGIONAL WATER AUTHORITY (BRWA) | BRWA DISTRIBUTION SYSTEM | FSD | 1
VA5019052 | PB | LC | RT | Y | DS001 | LC009 | 102 CITATION LANE | BEDFORD REGIONAL WATER AUTHORITY (BRWA) | BRWA DISTRIBUTION SYSTEM | FSD | 1
VA5019052 | PB | LC | RT | Y | DS001 | LC010 | 2855 COTTONTOWN ROAD | BEDFORD REGIONAL WATER AUTHORITY (BRWA) | BRWA DISTRIBUTION SYSTEM | FSD | 1
VA5019052 | PB | LC | RT | Y | DS001 | LC011 | 115 DECLARATION TERRACE | BEDFORD REGIONAL WATER AUTHORITY (BRWA) | BRWA DISTRIBUTION SYSTEM | FSD | 1
VA5019052 | PB | LC | RT | Y | DS001 | LC012 | 107 FOX RUN DRIVE | BEDFORD REGIONAL WATER AUTHORITY (BRWA) | BRWA DISTRIBUTION SYSTEM | FSD | 1
VA5019052 | PB | LC | RT | Y | DS001 | LC013 | 117 HUNTINGWOOD BLVD | BEDFORD REGIONAL WATER AUTHORITY (BRWA) | BRWA DISTRIBUTION SYSTEM | FSD | 1
VA5019052 | PB | LC | RT | Y | DS001 | LC014 | 1020 IVY WOODS DRIVE | BEDFORD REGIONAL WATER AUTHORITY (BRWA) | BRWA DISTRIBUTION SYSTEM | FSD | 1
VA5019052 | PB | LC | RT | Y | DS001 | LC015 | 205 MEADOWRIDGE DR | BEDFORD REGIONAL WATER AUTHORITY (BRWA) | BRWA DISTRIBUTION SYSTEM | FSD | 1
VA5019052 | PB | LC | RT | Y | DS001 | LC016 | 116 MOULTIRE PLACE | BEDFORD REGIONAL WATER AUTHORITY (BRWA) | BRWA DISTRIBUTION SYSTEM | FSD | 1
VA5019052 | PB | LC | RT | Y | DS001 | LC017 | 123 SHADY OAK LANE | BEDFORD REGIONAL WATER AUTHORITY (BRWA) | BRWA DISTRIBUTION SYSTEM | FSD | 1
VA5019052 | PB | LC | RT | Y | DS001 | LC018 | 125 SHADY OAK LANE | BEDFORD REGIONAL WATER AUTHORITY (BRWA) | BRWA DISTRIBUTION SYSTEM | FSD | 1
VA5019052 | PB | LC | RT | Y | DS001 | LC019 | 113 WINESAP DRIVE | BEDFORD REGIONAL WATER AUTHORITY (BRWA) | BRWA DISTRIBUTION SYSTEM | FSD | 1
VA5019052 | PB | LC | RT | Y | DS001 | LC020 | 116 WINESAP DRIVE | BEDFORD REGIONAL WATER AUTHORITY (BRWA) | BRWA DISTRIBUTION SYSTEM | FSD | 1
VA5019052 | PB | LC | RT | Y | DS001 | LC021 | 113 CIMARRON ROAD | BEDFORD REGIONAL WATER AUTHORITY (BRWA) | BRWA DISTRIBUTION SYSTEM | FSD | 1
VA5019052 | PB | LC | RT | Y | DS001 | LC022 | 2726 HAWKINS MILL ROAD | BEDFORD REGIONAL WATER AUTHORITY (BRWA) | BRWA DISTRIBUTION SYSTEM | FSD | 1
VA5019052 | PB | LC | RT | Y | DS001 | LC023 | 3644 HAWKINS MILL ROAD | BEDFORD REGIONAL WATER AUTHORITY (BRWA) | BRWA DISTRIBUTION SYSTEM | FSD | 1
VA5019052 | PB | LC | RT | Y | DS001 | LC024 | 107 HOLIDAY BOB CT | BEDFORD REGIONAL WATER AUTHORITY (BRWA) | BRWA DISTRIBUTION SYSTEM | FSD | 1
VA5019052 | PB | LC | RT | Y | DS001 | LC025 | 105 KEENLAND CT | BEDFORD REGIONAL WATER AUTHORITY (BRWA) | BRWA DISTRIBUTION SYSTEM | FSD | 1
VA5019052 | PB | LC | RT | Y | DS001 | LC026 | 309 MCINTOSH DRIVE | BEDFORD REGIONAL WATER AUTHORITY (BRWA) | BRWA DISTRIBUTION SYSTEM | FSD | 1
VA5019052 | PB | LC | RT | Y | DS001 | LC027 | 310 MCINTOSH DRIVE | BEDFORD REGIONAL WATER AUTHORITY (BRWA) | BRWA DISTRIBUTION SYSTEM | FSD | 1
VA5019052 | PB | LC | RT | Y | DS001 | LC028 | 312 MCINTOSH DRIVE | BEDFORD REGIONAL WATER AUTHORITY (BRWA) | BRWA DISTRIBUTION SYSTEM | FSD | 1
VA5019052 | PB | LC | RT | Y | DS001 | LC029 | 119 MILL WOODS NORTH | BEDFORD REGIONAL WATER AUTHORITY (BRWA) | BRWA DISTRIBUTION SYSTEM | FSD | 1
VA5019052 | PB | LC | RT | Y | DS001 | LC030 | 1388 PINESVIEW DRIVE | BEDFORD REGIONAL WATER AUTHORITY (BRWA) | BRWA DISTRIBUTION SYSTEM | FSD | 1
VA5019052 | GE | HAA | RT | Y | DS002 | DBP03 | TOWN'S SML CONN- TOWN AREA | BEDFORD REGIONAL WATER AUTHORITY (BRWA) | BEDFORD CENTRAL PRESS ZONE |  | 1
VA5019052 | GE | THM | RT | Y | DS002 | DBP03 | TOWN'S SML CONN- TOWN AREA | BEDFORD REGIONAL WATER AUTHORITY (BRWA) | BEDFORD CENTRAL PRESS ZONE |  | 1
VA5019052 | GE | HAA | RT | Y | DS002 | DBP04 | 730 INDUSTRIAL AVE- TOWN AREA | BEDFORD REGIONAL WATER AUTHORITY (BRWA) | BEDFORD CENTRAL PRESS ZONE |  | 1
VA5019052 | GE | THM | RT | Y | DS002 | DBP04 | 730 INDUSTRIAL AVE- TOWN AREA | BEDFORD REGIONAL WATER AUTHORITY (BRWA) | BEDFORD CENTRAL PRESS ZONE |  | 1
VA5019052 | GE | HAA | RT | Y | DS002 | DBP05 | 2177 MCGHEE ST- TOWN AREA | BEDFORD REGIONAL WATER AUTHORITY (BRWA) | BEDFORD CENTRAL PRESS ZONE |  | 1
VA5019052 | GE | THM | RT | Y | DS002 | DBP05 | 2177 MCGHEE ST- TOWN AREA | BEDFORD REGIONAL WATER AUTHORITY (BRWA) | BEDFORD CENTRAL PRESS ZONE |  | 1
VA5019052 | GE | HAA | RT | Y | DS003 | DBP06 | FOREST'S SML CONN- FOREST AREA | BEDFORD REGIONAL WATER AUTHORITY (BRWA) | FOREST CENTRAL PRESS. ZONE |  | 1
VA5019052 | GE | THM | RT | Y | DS003 | DBP06 | FOREST'S SML CONN- FOREST AREA | BEDFORD REGIONAL WATER AUTHORITY (BRWA) | FOREST CENTRAL PRESS. ZONE |  | 1
VA5019052 | GE | HAA | RT | Y | DS003 | DBP07 | AMOCO FOOD/APPLE MKT- FOREST AREA | BEDFORD REGIONAL WATER AUTHORITY (BRWA) | FOREST CENTRAL PRESS. ZONE |  | 1
VA5019052 | GE | THM | RT | Y | DS003 | DBP07 | AMOCO FOOD/APPLE MKT- FOREST AREA | BEDFORD REGIONAL WATER AUTHORITY (BRWA) | FOREST CENTRAL PRESS. ZONE |  | 1
VA5019052 | GE | HAA | RT | Y | DS003 | DBP08 | 205 CAPITAL LANE- FOREST AREA | BEDFORD REGIONAL WATER AUTHORITY (BRWA) | FOREST CENTRAL PRESS. ZONE |  | 1
VA5019052 | GE | THM | RT | Y | DS003 | DBP08 | 205 CAPITAL LANE- FOREST AREA | BEDFORD REGIONAL WATER AUTHORITY (BRWA) | FOREST CENTRAL PRESS. ZONE |  | 1
VA5019052 | GE | FL2 | ST | N | EP001 | EP001 | BEDFORD CENTRAL WTP FINISH TAP | BEDFORD REGIONAL WATER AUTHORITY (BRWA) | BEDFORD CENTRAL WTP ENTRY POINT TAP |  | 3
VA5019052 | GE | INO | RT | Y | EP001 | EP001 | BEDFORD CENTRAL WTP FINISH TAP | BEDFORD REGIONAL WATER AUTHORITY (BRWA) | BEDFORD CENTRAL WTP ENTRY POINT TAP |  | 1
VA5019052 | GE | MET | RT | Y | EP001 | EP001 | BEDFORD CENTRAL WTP FINISH TAP | BEDFORD REGIONAL WATER AUTHORITY (BRWA) | BEDFORD CENTRAL WTP ENTRY POINT TAP |  | 1
VA5019052 | GE | NIT | RT | Y | EP001 | EP001 | BEDFORD CENTRAL WTP FINISH TAP | BEDFORD REGIONAL WATER AUTHORITY (BRWA) | BEDFORD CENTRAL WTP ENTRY POINT TAP |  | 1
VA5019052 | GE | VOC | RT | Y | EP001 | EP001 | BEDFORD CENTRAL WTP FINISH TAP | BEDFORD REGIONAL WATER AUTHORITY (BRWA) | BEDFORD CENTRAL WTP ENTRY POINT TAP |  | 1
VA5019052 | GE | TOA | RT | Y | IN003 | RW001 | COMBINED INTAKE- SAMPLING | BEDFORD REGIONAL WATER AUTHORITY (BRWA) | COMBINED INTAKE- SAMPLING |  | 3
VA5019052 | GE | TOC | RT | Y | TP001 | UP001 | CFE TAP | BEDFORD REGIONAL WATER AUTHORITY (BRWA) | BEDFORD CENTRAL WTP |  | 3
VA5019250 | GE | HAA | RT | Y | DS001 | DBP01 | VOIGHT CENTER | EAGLE EYRIE BAPTIST CONFERENCE CENTER | DISTRIBUTION SYSTEM |  | 1
VA5019250 | GE | THM | RT | Y | DS001 | DBP01 | VOIGHT CENTER | EAGLE EYRIE BAPTIST CONFERENCE CENTER | DISTRIBUTION SYSTEM |  | 1
VA5019250 | PB | LC | RT | Y | DS001 | LC001 | VCC KITCHEN | EAGLE EYRIE BAPTIST CONFERENCE CENTER | DISTRIBUTION SYSTEM | FSD | 1
VA5019250 | PB | LC | RT | Y | DS001 | LC002 | VCC OFFICE | EAGLE EYRIE BAPTIST CONFERENCE CENTER | DISTRIBUTION SYSTEM | FSD | 1
VA5019250 | PB | LC | RT | Y | DS001 | LC003 | VCC RESTROOM -LOBBY | EAGLE EYRIE BAPTIST CONFERENCE CENTER | DISTRIBUTION SYSTEM | FSD | 1
VA5019250 | PB | LC | RT | Y | DS001 | LC004 | DINING HALL | EAGLE EYRIE BAPTIST CONFERENCE CENTER | DISTRIBUTION SYSTEM | FSD | 1
VA5019250 | PB | LC | RT | Y | DS001 | LC005 | BIRCHWOOD LODGE | EAGLE EYRIE BAPTIST CONFERENCE CENTER | DISTRIBUTION SYSTEM | FSD | 1
VA5019250 | GE | TOA | RT | Y | IN001 | RW001 | INTAKE - FLEMING MT RESERVOIR | EAGLE EYRIE BAPTIST CONFERENCE CENTER | INTAKE - FLEMING MT RESERVOIR |  | 1
VA5019250 | GE | TOC | RT | Y | TP001 | UP001 | CFE TAP | EAGLE EYRIE BAPTIST CONFERENCE CENTER | TREATMENT PLANT |  | 1
VA5019340 | PB | LC | RT | Y | DS001 | LC002 | MAIN SHOWER ROOM | GP BIG ISLAND | DISTRIBUTION SYSTEM | FSD | 1
VA5019340 | PB | LC | RT | Y | DS001 | LC003 | MENS RR NO.3 PM OFFICE | GP BIG ISLAND | DISTRIBUTION SYSTEM | FSD | 1
VA5019340 | PB | LC | RT | Y | DS001 | LC004 | MENS RR BOILER CONTROL | GP BIG ISLAND | DISTRIBUTION SYSTEM | FSD | 1
VA5019340 | PB | LC | RT | Y | DS001 | LC006 | OLD RECOVERY MEN'S RESTRM | GP BIG ISLAND | DISTRIBUTION SYSTEM | FSD | 1
VA5019340 | PB | LC | RT | Y | DS001 | LC007 | ADMIN BLDG WOMEN'S RESTRM | GP BIG ISLAND | DISTRIBUTION SYSTEM | FSD | 1
VA5019355 | GE | CYN | RT | Y | EP001 | EP001 | SERVICE CONNECTION | GUNNOE SAUSAGE COMPANY | ENTRY POINT TAP |  | 1
VA5019360 | GE | NIT | RT | Y | EP001 | EP001 | PLANT TAP- FINISHED | HARBOR RIDGE HOMEOWNERS ASSOCIATION, INC | ENTRY POINT |  | 1
VA5019379 | PB | LC | RT | Y | DS001 | LC001 | 1117 PERROW RD-LOT77 | HARDY ROAD TRAILER PARK, SECTION 2 | DISTRIBUTION SYSTEM | FSD | 1
VA5019379 | PB | LC | RT | Y | DS001 | LC002 | 1067 SPRADLN LP-LOT31 | HARDY ROAD TRAILER PARK, SECTION 2 | DISTRIBUTION SYSTEM | FSD | 1
VA5019379 | PB | LC | RT | Y | DS001 | LC008 | 45 WICKER LN-LOT45 | HARDY ROAD TRAILER PARK, SECTION 2 | DISTRIBUTION SYSTEM | FSD | 1
VA5019379 | PB | LC | RT | Y | DS001 | LC009 | 1218 SPRADLN LP-LOT52 | HARDY ROAD TRAILER PARK, SECTION 2 | DISTRIBUTION SYSTEM | FSD | 1
VA5019379 | PB | LC | RT | Y | DS001 | LC010 | 49 WICKER LN-LOT49 | HARDY ROAD TRAILER PARK, SECTION 2 | DISTRIBUTION SYSTEM | FSD | 1
VA5019379 | GE | CYN | RT | Y | EP005 | EP005 | PLANT TAP - FINISHED | HARDY ROAD TRAILER PARK, SECTION 2 | ENTRY POINT |  | 1
VA5019379 | GE | VOC | RT | Y | EP005 | EP005 | PLANT TAP - FINISHED | HARDY ROAD TRAILER PARK, SECTION 2 | ENTRY POINT |  | 1
VA5019400 | GE | FL2 | ST | N | EP001 | EP001 | PLANT TAP - FINISHED | SMITH MOUNTAIN LAKE WTP | ENTRY POINT TAP |  | 3
VA5019400 | GE | RAD | RT | Y | EP001 | EP001 | PLANT TAP - FINISHED | SMITH MOUNTAIN LAKE WTP | ENTRY POINT TAP |  | 1
VA5019430 | GE | NIT | RT | Y | EP001 | EP001 | PLANT TAP (WELLS 1&4) | HILLCREST MOBILE HOME PARK | ENTRY POINT - LOWER |  | 1
VA5019430 | GE | NIT | RT | Y | EP002 | EP002 | PLANT TAP (WELL 3) | HILLCREST MOBILE HOME PARK | ENTRY POINT - UPPER |  | 1
VA5019605 | PB | LC | RT | Y | DS001 | LC001 | 3949 HALES FORD RD | NININGER WATERWORKS | DISTRIBUTION SYSTEM | FSD | 1
VA5019605 | PB | LC | RT | Y | DS001 | LC002 | 3975 HALES FORD RD | NININGER WATERWORKS | DISTRIBUTION SYSTEM | FSD | 1
VA5019605 | PB | LC | RT | Y | DS001 | LC003 | 4067 HALES FORD RD | NININGER WATERWORKS | DISTRIBUTION SYSTEM | FSD | 1
VA5019605 | PB | LC | RT | Y | DS001 | LC004 | 1036 ANGELA COURT | NININGER WATERWORKS | DISTRIBUTION SYSTEM | FSD | 1
VA5019605 | PB | LC | RT | Y | DS001 | LC009 | 3970 HALES FORD RD | NININGER WATERWORKS | DISTRIBUTION SYSTEM | FSD | 1
VA5019612 | GE | NIT | RT | Y | EP001 | EP001 | ENTRY POINT TAP | LAKE HAVEN MARINA | ENTRY POINT |  | 1
VA5019624 | GE | NIT | RT | Y | EP001 | EP001 | ENTRY POINT TAP | WHITE HOUSE CORNER STORE | ENTRY POINT |  | 1
VA5019628 | GE | NIT | RT | Y | EP001 | EP001 | ENTRY POINT TAP | HUDDLESTON MARKET | SAMPLING STATION |  | 1
VA5019670 | PB | LC | RT | Y | DS001 | LC001 | PRE SCHOOL SINK | MINERAL SPRINGS CHRISTIAN SCHOOL | DISTRIBUTION SYSTEM | FSD | 1
VA5019670 | PB | LC | RT | Y | DS001 | LC002 | OLD BLDG MEN'S ROOM | MINERAL SPRINGS CHRISTIAN SCHOOL | DISTRIBUTION SYSTEM | FSD | 1
VA5019670 | PB | LC | RT | Y | DS001 | LC003 | OLD BLDG WOMENS RM | MINERAL SPRINGS CHRISTIAN SCHOOL | DISTRIBUTION SYSTEM | FSD | 1
VA5019670 | PB | LC | RT | Y | DS001 | LC005 | PASTORS RESTRM SINK | MINERAL SPRINGS CHRISTIAN SCHOOL | DISTRIBUTION SYSTEM | FSD | 1
VA5019670 | PB | LC | RT | Y | DS001 | LC011 | OLD BLDG-KINDERGRTN | MINERAL SPRINGS CHRISTIAN SCHOOL | DISTRIBUTION SYSTEM | FSD | 1
VA5019675 | GE | HAA | RT | Y | DS001 | DBP01 | MONTVALE ELEM SCHL | MONTVALE WATER, INC. | DISTRIBUTION SYSTEM |  | 1
VA5019675 | GE | THM | RT | Y | DS001 | DBP01 | MONTVALE ELEM SCHL | MONTVALE WATER, INC. | DISTRIBUTION SYSTEM |  | 1
VA5019675 | PB | LC | RT | Y | DS001 | LC005 | 1055 PRICE ST | MONTVALE WATER, INC. | DISTRIBUTION SYSTEM | FSD | 1
VA5019675 | PB | LC | RT | Y | DS001 | LC007 | 10682 W LYNCHBRG SLM | MONTVALE WATER, INC. | DISTRIBUTION SYSTEM | FSD | 1
VA5019675 | PB | LC | RT | Y | DS001 | LC008 | 1361 MONTVALE ST | MONTVALE WATER, INC. | DISTRIBUTION SYSTEM | FSD | 1
VA5019675 | PB | LC | RT | Y | DS001 | LC011 | 1044 STERLING SILVER | MONTVALE WATER, INC. | DISTRIBUTION SYSTEM | FSD | 1
VA5019675 | PB | LC | RT | Y | DS001 | LC012 | 1020 PIKE RD | MONTVALE WATER, INC. | DISTRIBUTION SYSTEM | FSD | 1
VA5019675 | PB | LC | RT | Y | DS001 | LC013 | 1117 PRICE ST | MONTVALE WATER, INC. | DISTRIBUTION SYSTEM | FSD | 1
VA5019675 | PB | LC | RT | Y | DS001 | LC015 | 1904 GOOSE CK VALLEY | MONTVALE WATER, INC. | DISTRIBUTION SYSTEM | FSD | 1
VA5019675 | PB | LC | RT | Y | DS001 | LC016 | 11583 W LYNCHBRG SLM | MONTVALE WATER, INC. | DISTRIBUTION SYSTEM | FSD | 1
VA5019675 | PB | LC | RT | Y | DS001 | LC025 | 10701 W LYNCHBRG SLM | MONTVALE WATER, INC. | DISTRIBUTION SYSTEM | FSD | 1
VA5019675 | PB | LC | RT | Y | DS001 | LC029 | 1423 MONTVALE ST | MONTVALE WATER, INC. | DISTRIBUTION SYSTEM | FSD | 1
VA5019685 | GE | NIT | RT | Y | EP001 | EP001 | PLANT TAP - FINISHED | MOUNTAIN VIEW SHORES | ENTRY POINT (WELLS 2, 5 & 6) |  | 1
VA5019710 | PB | LC | RT | Y | DS001 | LC001 | CLINIC HAND SINK | OTTER RIVER ELEMENTARY SCHOOL | DISTRIBUTION SYSTEM | FSD | 1
VA5019710 | PB | LC | RT | Y | DS001 | LC002 | ROOM 120 HAND SINK | OTTER RIVER ELEMENTARY SCHOOL | DISTRIBUTION SYSTEM | FSD | 1
VA5019710 | PB | LC | RT | Y | DS001 | LC003 | BOY BATHRM-NEXT103 | OTTER RIVER ELEMENTARY SCHOOL | DISTRIBUTION SYSTEM | FSD | 1
VA5019710 | PB | LC | RT | Y | DS001 | LC004 | BOYS BATHRM GYM | OTTER RIVER ELEMENTARY SCHOOL | DISTRIBUTION SYSTEM | FSD | 1
VA5019710 | PB | LC | RT | Y | DS001 | LC005 | ROOM 102 HAND SINK | OTTER RIVER ELEMENTARY SCHOOL | DISTRIBUTION SYSTEM | FSD | 1
VA5019735 | PB | LC | RT | Y | DS001 | LC001 | 1034 CONTENTMENT LN | PARADISE POINT ESTATES | DISTRIBUTION SYSTEM | FSD | 1
VA5019735 | PB | LC | RT | Y | DS001 | LC002 | 1070 CONTENTMENT LN | PARADISE POINT ESTATES | DISTRIBUTION SYSTEM | FSD | 1
VA5019735 | PB | LC | RT | Y | DS001 | LC003 | 4221 HALES FORD ROAD | PARADISE POINT ESTATES | DISTRIBUTION SYSTEM | FSD | 1
VA5019735 | PB | LC | RT | Y | DS001 | LC004 | 4346 HALES FORD ROAD | PARADISE POINT ESTATES | DISTRIBUTION SYSTEM | FSD | 1
VA5019735 | PB | LC | RT | Y | DS001 | LC005 | 4396 HALES FORD ROAD | PARADISE POINT ESTATES | DISTRIBUTION SYSTEM | FSD | 1
VA5019767 | GE | INO | RT | Y | EP001 | EP001 | COMBINED 1 + 2 EP | RIDGEVIEW VILLAGE | EP-COMBINED WELLS 1+2 TAP |  | 1
VA5019767 | GE | MET | RT | Y | EP001 | EP001 | COMBINED 1 + 2 EP | RIDGEVIEW VILLAGE | EP-COMBINED WELLS 1+2 TAP |  | 1
VA5019767 | GE | VOC | RT | Y | EP001 | EP001 | COMBINED 1 + 2 EP | RIDGEVIEW VILLAGE | EP-COMBINED WELLS 1+2 TAP |  | 1
VA5019783 | GE | NIT | RT | Y | EP001 | EP001 | PLANT TAP - RAW | SMITH MT LAKE STATE PARK, BOAT LAUNCH | ENTRY POINT TAP |  | 1
VA5019784 | GE | NIT | RT | Y | EP001 | EP001 | PLANT TAP - RAW | SMITH MT LAKE STATE PARK, PICNIC AREA | ENTRY POINT TAP |  | 1
VA5019788 | GE | NIT | RT | Y | EP001 | EP001 | KITCHEN HAND SINK | SMITH MT LAKE MOOSE LODGE | ENTRY POINT |  | 1
VA5019789 | GE | INO | RT | Y | EP001 | EP001 | ENTRY POINT TAP | STAUNTON RIVER HIGH SCHOOL | ENTRY POINT |  | 1
VA5019789 | GE | MET | RT | Y | EP001 | EP001 | ENTRY POINT TAP | STAUNTON RIVER HIGH SCHOOL | ENTRY POINT |  | 1
VA5019789 | GE | VOC | RT | Y | EP001 | EP001 | ENTRY POINT TAP | STAUNTON RIVER HIGH SCHOOL | ENTRY POINT |  | 1
VA5019795 | GE | THM | RT | Y | DS001 | DBP01 | AUTO DISCHARGE UNIT | STEWARTSVILLE CONSECUTIVE | DISTRIBUTION SYSTEM |  | 1
VA5019795 | GE | HAA | RT | Y | DS001 | DBP02 | 207 CASCADE DRIVE | STEWARTSVILLE CONSECUTIVE | DISTRIBUTION SYSTEM |  | 1
VA5019795 | PB | LC | RT | Y | DS001 | LC001 | 1015 ODD FELLOWS RD | STEWARTSVILLE CONSECUTIVE | DISTRIBUTION SYSTEM | FSD | 1
VA5019795 | PB | LC | RT | Y | DS001 | LC002 | 114 IRENE DR | STEWARTSVILLE CONSECUTIVE | DISTRIBUTION SYSTEM | FSD | 1
VA5019795 | PB | LC | RT | Y | DS001 | LC003 | 1135 ODD FELLOWS RD | STEWARTSVILLE CONSECUTIVE | DISTRIBUTION SYSTEM | FSD | 1
VA5019795 | PB | LC | RT | Y | DS001 | LC004 | 1110 KNOB HILL ROAD | STEWARTSVILLE CONSECUTIVE | DISTRIBUTION SYSTEM | FSD | 1
VA5019795 | PB | LC | RT | Y | DS001 | LC005 | 207 CASCADE DR | STEWARTSVILLE CONSECUTIVE | DISTRIBUTION SYSTEM | FSD | 1
VA5019800 | PB | LC | RT | Y | DS001 | LC001 | LOT 5 | TIMBER RIDGE SUBDIVISION | DISTRIBUTION SYSTEM | FSD | 1
VA5019800 | PB | LC | RT | Y | DS001 | LC002 | LOT 11 | TIMBER RIDGE SUBDIVISION | DISTRIBUTION SYSTEM | FSD | 1
VA5019800 | PB | LC | RT | Y | DS001 | LC003 | LOT 12 | TIMBER RIDGE SUBDIVISION | DISTRIBUTION SYSTEM | FSD | 1
VA5019800 | PB | LC | RT | Y | DS001 | LC004 | LOT 16 | TIMBER RIDGE SUBDIVISION | DISTRIBUTION SYSTEM | FSD | 1
VA5019800 | PB | LC | RT | Y | DS001 | LC006 | LOT 23 | TIMBER RIDGE SUBDIVISION | DISTRIBUTION SYSTEM | FSD | 1
VA5019865 | GE | NIT | RT | Y | EP001 | EP001 | PLANT TAP - RAW | TWIN OAKS TRAILER PARK | ENTRY POINT |  | 1
VA5019878 | GE | HAA | RT | Y | DS001 | DBP01 | 1525 VA RIDGE DR | VIRGINIA RIDGE | DISTRIBUTION SYSTEM |  | 1
VA5019878 | GE | THM | RT | Y | DS001 | DBP01 | 1525 VA RIDGE DR | VIRGINIA RIDGE | DISTRIBUTION SYSTEM |  | 1
VA5019878 | PB | LC | RT | Y | DS001 | LC001 | 1525 VA RIDGE DRIVE | VIRGINIA RIDGE | DISTRIBUTION SYSTEM | FSD | 1
VA5019878 | PB | LC | RT | Y | DS001 | LC006 | 1527 VA RIDGE DRIVE | VIRGINIA RIDGE | DISTRIBUTION SYSTEM | FSD | 1
VA5019878 | PB | LC | RT | Y | DS001 | LC007 | 1269 VA RIDGE DRIVE | VIRGINIA RIDGE | DISTRIBUTION SYSTEM | FSD | 1
VA5019878 | PB | LC | RT | Y | DS001 | LC008 | 1401 COMMONWEALTH DR | VIRGINIA RIDGE | DISTRIBUTION SYSTEM | FSD | 1
VA5019878 | PB | LC | RT | Y | DS001 | LC009 | 1068 COMMONWEALTH DR | VIRGINIA RIDGE | DISTRIBUTION SYSTEM | FSD | 1
VA5019881 | PB | LC | RT | Y | DS001 | LC001 | UPSTAIRS STAFF RESTRM | CENTRA MEDICAL GROUP VILLAGE | DISTRIBUTION SYSTEM | FSD | 1
VA5019881 | PB | LC | RT | Y | DS001 | LC002 | PATNT RSTRM RIGHT HALL | CENTRA MEDICAL GROUP VILLAGE | DISTRIBUTION SYSTEM | FSD | 1
VA5019881 | PB | LC | RT | Y | DS001 | LC003 | PATNT RSTRM LFT HALL FRONT | CENTRA MEDICAL GROUP VILLAGE | DISTRIBUTION SYSTEM | FSD | 1
VA5019881 | PB | LC | RT | Y | DS001 | LC004 | PATNT RSTRM LFT HALL BACK | CENTRA MEDICAL GROUP VILLAGE | DISTRIBUTION SYSTEM | FSD | 1
VA5019881 | PB | LC | RT | Y | DS001 | LC005 | STAFF RSTRM FRONT OFFICE | CENTRA MEDICAL GROUP VILLAGE | DISTRIBUTION SYSTEM | FSD | 1
VA5019881 | GE | CYN | RT | Y | EP001 | EP001 | HYDRO TANK TAP | CENTRA MEDICAL GROUP VILLAGE | HYDRO TANK TAP |  | 1
VA5019895 | GE | NIT | RT | Y | EP001 | EP001 | ENTRY POINT TAP | WATERFRONT PARK | ENTRY POINT TAP |  | 1
VA5019924 | GE | HAA | RT | Y | DS001 | DBP01 | ROOM 14 | WOODHAVEN NURSING HOME | DISTRIBUTION SYSTEM |  | 1
VA5019924 | GE | THM | RT | Y | DS001 | DBP01 | ROOM 14 | WOODHAVEN NURSING HOME | DISTRIBUTION SYSTEM |  | 1
VA5019924 | PB | LC | RT | Y | DS001 | LC001 | NURSES STATION | WOODHAVEN NURSING HOME | DISTRIBUTION SYSTEM | FSD | 1
VA5019924 | PB | LC | RT | Y | DS001 | LC003 | ADMIN. OFFICE | WOODHAVEN NURSING HOME | DISTRIBUTION SYSTEM | FSD | 1
VA5019924 | PB | LC | RT | Y | DS001 | LC004 | BATH OFF KITCHEN | WOODHAVEN NURSING HOME | DISTRIBUTION SYSTEM | FSD | 1
VA5019924 | PB | LC | RT | Y | DS001 | LC006 | KITCHEN HANDSINK | WOODHAVEN NURSING HOME | DISTRIBUTION SYSTEM | FSD | 1
VA5019924 | PB | LC | RT | Y | DS001 | LC007 | ROOM 6 BATH HANDSNK | WOODHAVEN NURSING HOME | DISTRIBUTION SYSTEM | FSD | 1
VA5025050 | GE | HAA | RT | Y | DS001 | DBP01 | 200 K GAL. EST INLET | ALBERTA, TOWN OF | DISTRIBUTION SYSTEM |  | 1
VA5025450 | GE | TOA | RT | Y | IN003 | RW001 | COMBINED INTAKE - SAMPLING | LAWRENCEVILLE, TOWN OF | COMBINED INTAKE - SAMPLING |  | 3
VA5025450 | GE | TOC | RT | Y | TP001 | UP001 | FILTER EFFLUENT | LAWRENCEVILLE, TOWN OF | TREATMENT PLANT |  | 3
VA5025480 | PB | LC | RT | Y | DS001 | LC001 | 3512 MASON MILL RD | LANE VIEW SUBDIVISION | DISTRIBUTION SYSTEM | FSD | 1
VA5025480 | PB | LC | RT | Y | DS001 | LC002 | 3362 MASONS MILL ROAD | LANE VIEW SUBDIVISION | DISTRIBUTION SYSTEM | FSD | 1
VA5025480 | PB | LC | RT | Y | DS001 | LC003 | 3416 MASONS MILL ROAD | LANE VIEW SUBDIVISION | DISTRIBUTION SYSTEM | FSD | 1
VA5025480 | PB | LC | RT | Y | DS001 | LC004 | 3476 MASONS MILL ROAD | LANE VIEW SUBDIVISION | DISTRIBUTION SYSTEM | FSD | 1
VA5025480 | PB | LC | RT | Y | DS001 | LC005 | 3344 MASONS MILL ROAD | LANE VIEW SUBDIVISION | DISTRIBUTION SYSTEM | FSD | 1
VA5025485 | PB | LC | RT | Y | DS001 | LC001 | KITCHEN | MEHERRIN POWELLTON ELEMENTARY SCHOOL | DISTRIBUTION SYSTEM | FSD | 1
VA5025485 | PB | LC | RT | Y | DS001 | LC002 | CLINIC | MEHERRIN POWELLTON ELEMENTARY SCHOOL | DISTRIBUTION SYSTEM | FSD | 1
VA5025485 | PB | LC | RT | Y | DS001 | LC003 | ROOM 17 | MEHERRIN POWELLTON ELEMENTARY SCHOOL | DISTRIBUTION SYSTEM | FSD | 1
VA5025485 | PB | LC | RT | Y | DS001 | LC006 | ROOM 14 | MEHERRIN POWELLTON ELEMENTARY SCHOOL | DISTRIBUTION SYSTEM | FSD | 1
VA5025485 | PB | LC | RT | Y | DS001 | LC007 | ROOM 6 | MEHERRIN POWELLTON ELEMENTARY SCHOOL | DISTRIBUTION SYSTEM | FSD | 1
VA5025500 | PB | LC | RT | Y | DS001 | LC001 | 205 LAKEVIEW | BRUNSWICK ESTATES | DISTRIBUTION SYSTEM | FSD | 1
VA5025500 | PB | LC | RT | Y | DS001 | LC003 | 175 LAKEVIEW CIRCLE | BRUNSWICK ESTATES | DISTRIBUTION SYSTEM | FSD | 1
VA5025500 | PB | LC | RT | Y | DS001 | LC005 | 46 LAKEVIEW | BRUNSWICK ESTATES | DISTRIBUTION SYSTEM | FSD | 1
VA5025500 | PB | LC | RT | Y | DS001 | LC006 | 486 RIDGE ROAD | BRUNSWICK ESTATES | DISTRIBUTION SYSTEM | FSD | 1
VA5025500 | PB | LC | RT | Y | DS001 | LC008 | 197 LAKEVIEW CIRCLE | BRUNSWICK ESTATES | DISTRIBUTION SYSTEM | FSD | 1
VA5025580 | GE | VOC | RT | Y | EP001 | EP001 | VAULT | RED OAK ELEMENTARY SCHOOL | ENTRY POINT TAP - MANIFOLD TAP |  | 1
VA5025625 | PB | LC | RT | Y | DS001 | LC004 | 160 MEHERRIN TR | SIOUAN SHORES | DISTRIBUTION SYSTEM | FSD | 1
VA5025625 | PB | LC | RT | Y | DS001 | LC005 | 1199 OCCONEECHEE TR | SIOUAN SHORES | DISTRIBUTION SYSTEM | FSD | 1
VA5025625 | PB | LC | RT | Y | DS001 | LC007 | 68 WEANOCK LANE | SIOUAN SHORES | DISTRIBUTION SYSTEM | FSD | 1
VA5025625 | PB | LC | RT | Y | DS001 | LC009 | 40 CHANCO DR | SIOUAN SHORES | DISTRIBUTION SYSTEM | FSD | 1
VA5025625 | PB | LC | RT | Y | DS001 | LC010 | 1819 OCCONEECHEE TR | SIOUAN SHORES | DISTRIBUTION SYSTEM | FSD | 1
VA5025645 | PB | LC | RT | Y | DS001 | LC001 | CLINIC | BCPS CENTRAL SERVICES | DISTRIBUTION SYSTEM | FSD | 1
VA5025645 | PB | LC | RT | Y | DS001 | LC002 | RM 2 | BCPS CENTRAL SERVICES | DISTRIBUTION SYSTEM | FSD | 1
VA5025645 | PB | LC | RT | Y | DS001 | LC004 | ROOM 103 | BCPS CENTRAL SERVICES | DISTRIBUTION SYSTEM | FSD | 1
VA5025645 | PB | LC | RT | Y | DS001 | LC005 | KITCHEN | BCPS CENTRAL SERVICES | DISTRIBUTION SYSTEM | FSD | 1
VA5025645 | PB | LC | RT | Y | DS001 | LC010 | ROOM 101 | BCPS CENTRAL SERVICES | DISTRIBUTION SYSTEM | FSD | 1
VA5025650 | PB | LC | RT | Y | DS001 | LC001 | 3555 EVANS CREEK RD | SUNNYBROOK SUBDIVISION | DISTRIBUTION SYSTEM | FSD | 1
VA5025650 | PB | LC | RT | Y | DS001 | LC002 | 3695 EVANS CREEK RD | SUNNYBROOK SUBDIVISION | DISTRIBUTION SYSTEM | FSD | 1
VA5025650 | PB | LC | RT | Y | DS001 | LC008 | 3539 EVANS CREEK | SUNNYBROOK SUBDIVISION | DISTRIBUTION SYSTEM | FSD | 1
VA5025650 | PB | LC | RT | Y | DS001 | LC009 | 3521 EVANS CREEK RD | SUNNYBROOK SUBDIVISION | DISTRIBUTION SYSTEM | FSD | 1
VA5025650 | PB | LC | RT | Y | DS001 | LC010 | 3609 EVANS CREEK RD | SUNNYBROOK SUBDIVISION | DISTRIBUTION SYSTEM | FSD | 1
VA5025675 | GE | NIT | RT | Y | EP001 | EP001 | ENTRY POINT TAP | PEA HILL WATER SYSTEM | ENTRY POINT TAP |  | 1
VA5025680 | GE | NIT | RT | Y | EP001 | EP001 | ENTRY POINT | LAKE GASTON GOLF CLUB | ENTRY POINT |  | 1
VA5029070 | GE | VOC | RT | Y | EP001 | EP001 | ENTRY POINT TAP | BEAR GARDEN GENERATING STATION | ENTRY POINT TAP |  | 1
VA5029085 | GE | HAA | RT | Y | DS001 | DBP01 | WILSON TAYLOR RES | BUCKINGHAM CO WATER SYSTEM | BUCKINGHAM CO DISTRIBUTION SYSTEM |  | 1
VA5029085 | GE | THM | RT | Y | DS001 | DBP01 | WILSON TAYLOR RES | BUCKINGHAM CO WATER SYSTEM | BUCKINGHAM CO DISTRIBUTION SYSTEM |  | 1
VA5029085 | GE | HAA | RT | Y | DS001 | DBP02 | 13043 W JAMES ANDERSON | BUCKINGHAM CO WATER SYSTEM | BUCKINGHAM CO DISTRIBUTION SYSTEM |  | 1
VA5029085 | GE | THM | RT | Y | DS001 | DBP02 | 13043 W JAMES ANDERSON | BUCKINGHAM CO WATER SYSTEM | BUCKINGHAM CO DISTRIBUTION SYSTEM |  | 1
VA5029085 | GE | FL2 | ST | N | EP001 | EP001 | FINISHED TAP | BUCKINGHAM CO WATER SYSTEM | ENTRY POINT TAP |  | 3
VA5029085 | GE | TOA | RT | Y | IN001 | RW001 | TROUBLESOME CRK - RAW TAP | BUCKINGHAM CO WATER SYSTEM | TROUBLESOME CRK |  | 3
VA5029085 | GE | TOC | RT | Y | TP002 | UP002 | POST FILTRATION | BUCKINGHAM CO WATER SYSTEM | BUCKINGHAM COUNTY WTP NO.2 |  | 3
VA5029291 | GE | MET | RT | Y | EP001 | EP001 | HYDRO TANKS TAP | KYANITE MINE-EAST RIDGE | ENTRY POINT TAP |  | 1
VA5029770 | GE | HAA | RT | Y | DS001 | DBP01 | JANITORS CLOSET FLOOR 3 | SAINT THOMAS AQUINAS SEMINARY | DISTRIBUTION SYSTEM |  | 1
VA5029770 | GE | THM | RT | Y | DS001 | DBP01 | JANITORS CLOSET FLOOR 3 | SAINT THOMAS AQUINAS SEMINARY | DISTRIBUTION SYSTEM |  | 1
VA5029770 | PB | LC | RT | Y | DS001 | LC001 | KITCHEN SINK | SAINT THOMAS AQUINAS SEMINARY | DISTRIBUTION SYSTEM | FSD | 1
VA5029770 | PB | LC | RT | Y | DS001 | LC002 | LADIES BATHROOM | SAINT THOMAS AQUINAS SEMINARY | DISTRIBUTION SYSTEM | FSD | 1
VA5029770 | PB | LC | RT | Y | DS001 | LC003 | ROOM 228 | SAINT THOMAS AQUINAS SEMINARY | DISTRIBUTION SYSTEM | FSD | 1
VA5029770 | PB | LC | RT | Y | DS001 | LC004 | ROOM 276 | SAINT THOMAS AQUINAS SEMINARY | DISTRIBUTION SYSTEM | FSD | 1
VA5029770 | PB | LC | RT | Y | DS001 | LC005 | ROOM 310 | SAINT THOMAS AQUINAS SEMINARY | DISTRIBUTION SYSTEM | FSD | 1
VA5029770 | GE | VOC | RT | Y | EP001 | EP001 | ENTRY POINT TAP | SAINT THOMAS AQUINAS SEMINARY | ENTRY POINT TAP |  | 1
VA5031050 | GE | HAA | RT | Y | DS001 | DBP05 | EXXON STATION | ALTAVISTA, TOWN OF | DISTRIBUTION SYSTEM |  | 1
VA5031050 | GE | THM | RT | Y | DS001 | DBP05 | EXXON STATION | ALTAVISTA, TOWN OF | DISTRIBUTION SYSTEM |  | 1
VA5031050 | GE | HAA | RT | Y | DS001 | DBP06 | 112 CHIMNEY RIDGE CT | ALTAVISTA, TOWN OF | DISTRIBUTION SYSTEM |  | 1
VA5031050 | GE | THM | RT | Y | DS001 | DBP06 | 112 CHIMNEY RIDGE CT | ALTAVISTA, TOWN OF | DISTRIBUTION SYSTEM |  | 1
VA5031150 | PB | LC | RT | Y | DS001 | LC024 | 120 PATTON DRIVE | CAMPBELL COUNTY CENTRAL SYSTEM | DISTRIBUTION SYSTEM | FSD | 1
VA5031150 | PB | LC | RT | Y | DS001 | LC025 | 112 WHITE CYPRESS DR | CAMPBELL COUNTY CENTRAL SYSTEM | DISTRIBUTION SYSTEM | FSD | 1
VA5031150 | PB | LC | RT | Y | DS001 | LC027 | 141 WHITE CYPRESS DR | CAMPBELL COUNTY CENTRAL SYSTEM | DISTRIBUTION SYSTEM | FSD | 1
VA5031150 | PB | LC | RT | Y | DS001 | LC028 | 212 WILLOW OAK TERR | CAMPBELL COUNTY CENTRAL SYSTEM | DISTRIBUTION SYSTEM | FSD | 1
VA5031150 | PB | LC | RT | Y | DS001 | LC029 | 180 CHURCHILL DRIVE | CAMPBELL COUNTY CENTRAL SYSTEM | DISTRIBUTION SYSTEM | FSD | 1
VA5031150 | PB | LC | RT | Y | DS001 | LC030 | 415 WHITE CYPRESS DR | CAMPBELL COUNTY CENTRAL SYSTEM | DISTRIBUTION SYSTEM | FSD | 1
VA5031150 | PB | LC | RT | Y | DS001 | LC031 | 893 TURKEY FOOT RD | CAMPBELL COUNTY CENTRAL SYSTEM | DISTRIBUTION SYSTEM | FSD | 1
VA5031150 | PB | LC | RT | Y | DS001 | LC032 | 182 WHITE CYPRESS DR | CAMPBELL COUNTY CENTRAL SYSTEM | DISTRIBUTION SYSTEM | FSD | 1
VA5031150 | PB | LC | RT | Y | DS001 | LC033 | 93 EISENHOWER DR | CAMPBELL COUNTY CENTRAL SYSTEM | DISTRIBUTION SYSTEM | FSD | 1
VA5031150 | GE | FL2 | ST | N | EP001 | EP001 | FIN WATER TAP | CAMPBELL COUNTY CENTRAL SYSTEM | ENTRY POINT TAP |  | 3
VA5031150 | GE | INO | RT | Y | EP001 | EP001 | FIN WATER TAP | CAMPBELL COUNTY CENTRAL SYSTEM | ENTRY POINT TAP |  | 1
VA5031150 | GE | MET | RT | Y | EP001 | EP001 | FIN WATER TAP | CAMPBELL COUNTY CENTRAL SYSTEM | ENTRY POINT TAP |  | 1
VA5031150 | GE | NIT | RT | Y | EP001 | EP001 | FIN WATER TAP | CAMPBELL COUNTY CENTRAL SYSTEM | ENTRY POINT TAP |  | 1
VA5031150 | GE | FUM | RT | Y | EP001 | EP001 | FIN WATER TAP | CAMPBELL COUNTY CENTRAL SYSTEM | ENTRY POINT TAP |  | 1
VA5031150 | GE | SVO | RT | Y | EP001 | EP001 | FIN WATER TAP | CAMPBELL COUNTY CENTRAL SYSTEM | ENTRY POINT TAP |  | 1
VA5031150 | GE | CAH | RT | Y | EP001 | EP001 | FIN WATER TAP | CAMPBELL COUNTY CENTRAL SYSTEM | ENTRY POINT TAP |  | 1
VA5031150 | GE | CAR | RT | Y | EP001 | EP001 | FIN WATER TAP | CAMPBELL COUNTY CENTRAL SYSTEM | ENTRY POINT TAP |  | 1
VA5031150 | GE | VOC | RT | Y | EP001 | EP001 | FIN WATER TAP | CAMPBELL COUNTY CENTRAL SYSTEM | ENTRY POINT TAP |  | 1
VA5031150 | GE | TOA | RT | Y | IN001 | RW001 | BIG OTTER RWT | CAMPBELL COUNTY CENTRAL SYSTEM | BIG OTTER RIVER |  | 3
VA5031150 | GE | TOC | RT | Y | TP001 | UP001 | CFE TAP | CAMPBELL COUNTY CENTRAL SYSTEM | WATER TREATMENT PLANT |  | 3
VA5031170 | GE | HAA | RT | Y | DS001 | DBP01 | FRAMATOME SAMP STA | CAMPBELL COUNTY EAST SYSTEM | DISTRIBUTION SYSTEM |  | 1
VA5031170 | GE | THM | RT | Y | DS001 | DBP01 | FRAMATOME SAMP STA | CAMPBELL COUNTY EAST SYSTEM | DISTRIBUTION SYSTEM |  | 1
VA5031175 | GE | HAA | SP | N | DS001 | DBP01 | 633 COOK AVE, HERITA | BROOKNEAL, TOWN OF | DISTRIBUTION SYSTEM |  | 1
VA5031175 | GE | THM | SP | N | DS001 | DBP01 | 633 COOK AVE, HERITA | BROOKNEAL, TOWN OF | DISTRIBUTION SYSTEM |  | 1
VA5031175 | GE | THM | RT | Y | DS001 | DBP02 | 1402 LYNCHBURG AVE | BROOKNEAL, TOWN OF | DISTRIBUTION SYSTEM |  | 1
VA5031175 | GE | HAA | RT | Y | DS001 | DBP03 | 120 RUSH STREET | BROOKNEAL, TOWN OF | DISTRIBUTION SYSTEM |  | 1
VA5031175 | PB | LC | RT | Y | DS001 | LC001 | 110 LUSARDI DR | BROOKNEAL, TOWN OF | DISTRIBUTION SYSTEM | FSD | 1
VA5031175 | PB | LC | RT | Y | DS001 | LC003 | 104 CAROLINA AVE | BROOKNEAL, TOWN OF | DISTRIBUTION SYSTEM | FSD | 1
VA5031175 | PB | LC | RT | Y | DS001 | LC004 | 240-B LUSARDI DR | BROOKNEAL, TOWN OF | DISTRIBUTION SYSTEM | FSD | 1
VA5031175 | PB | LC | RT | Y | DS001 | LC005 | 508-C LUSARDI DR | BROOKNEAL, TOWN OF | DISTRIBUTION SYSTEM | FSD | 1
VA5031175 | PB | LC | RT | Y | DS001 | LC006 | 202 HUNTER RD | BROOKNEAL, TOWN OF | DISTRIBUTION SYSTEM | FSD | 1
VA5031175 | PB | LC | RT | Y | DS001 | LC007 | 102 DANIEL ST | BROOKNEAL, TOWN OF | DISTRIBUTION SYSTEM | FSD | 1
VA5031175 | PB | LC | RT | Y | DS001 | LC008 | 101 DANIEL ST | BROOKNEAL, TOWN OF | DISTRIBUTION SYSTEM | FSD | 1
VA5031175 | PB | LC | RT | Y | DS001 | LC009 | 209 SOUTHEAST ST. | BROOKNEAL, TOWN OF | DISTRIBUTION SYSTEM | FSD | 1
VA5031175 | PB | LC | RT | Y | DS001 | LC010 | TOWN HALL | BROOKNEAL, TOWN OF | DISTRIBUTION SYSTEM | FSD | 1
VA5031175 | PB | LC | RT | Y | DS001 | LC011 | 534 WICKLIFF | BROOKNEAL, TOWN OF | DISTRIBUTION SYSTEM | FSD | 1
VA5031175 | GE | FL2 | ST | N | EP001 | EP001 | PLANT TAP - FINISHED | BROOKNEAL, TOWN OF | ENTRY POINT TAP |  | 3
VA5031175 | GE | TOA | RT | Y | IN001 | RW001 | PHELPS CREEK RESERVOIR INTAKE | BROOKNEAL, TOWN OF | PHELPS CREEK RESERVOIR INTAKE |  | 3
VA5031175 | GE | TOC | RT | Y | TP001 | UP001 | CFE TAP | BROOKNEAL, TOWN OF | TREATMENT PLANT |  | 3
VA5031225 | PB | LC | RT | Y | DS001 | LC001 | 372 CASTLE CRAIG DR | CASTLE CRAIG SUBDIVISION | DISTRIBUTION SYSTEM | FSD | 1
VA5031225 | PB | LC | RT | Y | DS001 | LC004 | 177 CASTLE CRAIG DR | CASTLE CRAIG SUBDIVISION | DISTRIBUTION SYSTEM | FSD | 1
VA5031225 | PB | LC | RT | Y | DS001 | LC005 | 592 CASTLE CRAIG DR | CASTLE CRAIG SUBDIVISION | DISTRIBUTION SYSTEM | FSD | 1
VA5031225 | PB | LC | RT | Y | DS001 | LC006 | 161 CASTLE CRAIG DR | CASTLE CRAIG SUBDIVISION | DISTRIBUTION SYSTEM | FSD | 1
VA5031225 | PB | LC | RT | Y | DS001 | LC008 | 392 CASTLE CRAIG DR | CASTLE CRAIG SUBDIVISION | DISTRIBUTION SYSTEM | FSD | 1
VA5031312 | PB | LC | RT | Y | DS001 | LC003 | CLASSROOM NO.4 SINK | ELPIS CENTER | DISTRIBUTION SYSTEM | FSD | 1
VA5031312 | PB | LC | RT | Y | DS001 | LC004 | 2 BASIN SS KITCHN SINK | ELPIS CENTER | DISTRIBUTION SYSTEM | FSD | 2
VA5031312 | PB | LC | RT | Y | DS001 | LC005 | 3 BASIN SS KITCHN SINK | ELPIS CENTER | DISTRIBUTION SYSTEM | FSD | 2
VA5031500 | GE | RAD | RT | Y | EP001 | EP001 | KNOLLWOOD-POST TRM | KNOLL WOODS/IVY ACRES | KNOLLWOOD ENTRY POINT-POST TRMT |  | 1
VA5031530 | PB | LC | RT | Y | DS001 | LC001 | 73 TERRA WAY/LOT 1 | LAKESIDE MOBILE HOME PARK | DISTRIBUTION | FSD | 1
VA5031530 | PB | LC | RT | Y | DS001 | LC002 | 73 LOFTY VIEW/LOT 33 | LAKESIDE MOBILE HOME PARK | DISTRIBUTION | FSD | 1
VA5031530 | PB | LC | RT | Y | DS001 | LC003 | 103 LOFTY VIEW/LOT36 | LAKESIDE MOBILE HOME PARK | DISTRIBUTION | FSD | 1
VA5031530 | PB | LC | RT | Y | DS001 | LC004 | 28 LOFTY VIEW/LOT 11 | LAKESIDE MOBILE HOME PARK | DISTRIBUTION | FSD | 1
VA5031530 | PB | LC | RT | Y | DS001 | LC005 | 27 TERRA WAY/LOT 4 | LAKESIDE MOBILE HOME PARK | DISTRIBUTION | FSD | 1
VA5031690 | GE | NIT | RT | Y | EP001 | EP001 | POST TRMT | MOUNTAIN REST ESTATES | ENTRY POINT TAP |  | 1
VA5031693 | GE | INO | RT | Y | EP001 | EP001 | PLANT TAP - FINISHED | NARUNA WATER SYSTEM | ENTRY POINT TAP |  | 1
VA5031693 | GE | MET | RT | Y | EP001 | EP001 | PLANT TAP - FINISHED | NARUNA WATER SYSTEM | ENTRY POINT TAP |  | 1
VA5031693 | GE | NIT | RT | Y | EP001 | EP001 | PLANT TAP - FINISHED | NARUNA WATER SYSTEM | ENTRY POINT TAP |  | 1
VA5031693 | GE | VOC | RT | Y | EP001 | EP001 | PLANT TAP - FINISHED | NARUNA WATER SYSTEM | ENTRY POINT TAP |  | 1
VA5031798 | GE | NIT | RT | Y | EP001 | EP001 | ENTRY POINT | ROSIE'S COZY KITCHEN | ENTRY POINT |  | 1
VA5031799 | GE | NIT | RT | Y | EP001 | EP001 | ENTRY POINT | RUSTBURG DIXIE YOUTH BASEBALL | ENTRY POINT |  | 1
VA5031955 | GE | HAA | RT | Y | DS001 | DBP01 | CONCESSION STAND | WILLIAM CAMPBELL HIGH SCHOOL | DISTRIBUTION SYSTEM |  | 1
VA5031955 | GE | THM | RT | Y | DS001 | DBP01 | CONCESSION STAND | WILLIAM CAMPBELL HIGH SCHOOL | DISTRIBUTION SYSTEM |  | 1
VA5031955 | GE | HAA | RT | Y | DS001 | DBP02 | BOYS BATHRM NEW GYM | WILLIAM CAMPBELL HIGH SCHOOL | DISTRIBUTION SYSTEM |  | 1
VA5031955 | GE | THM | RT | Y | DS001 | DBP02 | BOYS BATHRM NEW GYM | WILLIAM CAMPBELL HIGH SCHOOL | DISTRIBUTION SYSTEM |  | 1
VA5031955 | GE | NIT | RT | Y | EP001 | EP001 | PLANT TAP - FINISHED | WILLIAM CAMPBELL HIGH SCHOOL | ENTRY POINT TAP |  | 1
VA5031980 | GE | NIT | RT | Y | EP001 | EP001 | POST TRMT | 501 TRAILER COURT | ENTRY POINT POST TRMT |  | 1
VA5037029 | GE | NIT | RT | Y | EP001 | EP001 | ENTRY POINT | MAGNOLIA BAR AND GRILLE | ENTRY POINT |  | 1
VA5037100 | GE | HAA | RT | Y | DS001 | DBP01 | KITCHEN KNOOK (DBP) | CARDINAL HOMES INC | DISTRIBUTION |  | 1
VA5037100 | GE | THM | RT | Y | DS001 | DBP01 | KITCHEN KNOOK (DBP) | CARDINAL HOMES INC | DISTRIBUTION |  | 1
VA5037150 | GE | HAA | RT | Y | DS001 | DBP02 | CHARTER OAKS | CHARLOTTE COURTHOUSE, TOWN OF | DISTRIBUTION SYSTEM |  | 1
VA5037150 | GE | THM | RT | Y | DS001 | DBP02 | CHARTER OAKS | CHARLOTTE COURTHOUSE, TOWN OF | DISTRIBUTION SYSTEM |  | 1
VA5037150 | GE | RAD | RT | Y | EP002 | EP002 | WELL NO. 3 ENTRY | CHARLOTTE COURTHOUSE, TOWN OF | ENTRY POINT TAP - WELL NO. 3 |  | 1
VA5037150 | GE | RAD | RT | Y | EP003 | EP003 | WELL NO. 4 ENTRY | CHARLOTTE COURTHOUSE, TOWN OF | ENTRY POINT TAP - WELL NO. 4 |  | 1
VA5037150 | GE | RAD | RT | Y | EP004 | EP004 | WELL NO. 5 ENTRY | CHARLOTTE COURTHOUSE, TOWN OF | ENTRY POINT TAP - WELL NO. 5 |  | 1
VA5037150 | GE | VOC | RT | Y | EP006 | EP006 | ENTRY POINT WELL 7 | CHARLOTTE COURTHOUSE, TOWN OF | ENTRY POINT TAP- WELL NO. 7 |  | 1
VA5037200 | GE | HAA | RT | Y | DS001 | DBP01 | 4224 DRAKES MAIN / HALL'S | DRAKES BRANCH, TOWN OF | DISTRIBUTION |  | 1
VA5037200 | GE | THM | RT | Y | DS001 | DBP01 | 4224 DRAKES MAIN / HALL'S | DRAKES BRANCH, TOWN OF | DISTRIBUTION |  | 1
VA5037200 | PB | LC | RT | Y | DS001 | LC001 | 4322 DRAKES MAIN ST | DRAKES BRANCH, TOWN OF | DISTRIBUTION | FSD | 1
VA5037200 | PB | LC | RT | Y | DS001 | LC002 | 130 MARSHALL STREET | DRAKES BRANCH, TOWN OF | DISTRIBUTION | FSD | 1
VA5037200 | PB | LC | RT | Y | DS001 | LC003 | 175 WHITE STREET | DRAKES BRANCH, TOWN OF | DISTRIBUTION | FSD | 1
VA5037200 | PB | LC | RT | Y | DS001 | LC004 | 5145 DRAKES MAIN ST | DRAKES BRANCH, TOWN OF | DISTRIBUTION | FSD | 1
VA5037200 | PB | LC | RT | Y | DS001 | LC005 | 3707 TOLLHOUSE HWY | DRAKES BRANCH, TOWN OF | DISTRIBUTION | FSD | 1
VA5037200 | PB | LC | RT | Y | DS001 | LC006 | 4171 DRAKES MAIN ST | DRAKES BRANCH, TOWN OF | DISTRIBUTION | FSD | 1
VA5037200 | PB | LC | RT | Y | DS001 | LC007 | 204 JACKSON STREET | DRAKES BRANCH, TOWN OF | DISTRIBUTION | FSD | 1
VA5037200 | PB | LC | RT | Y | DS001 | LC008 | 212 WHITE STREET | DRAKES BRANCH, TOWN OF | DISTRIBUTION | FSD | 1
VA5037200 | PB | LC | RT | Y | DS001 | LC009 | 116 GETHSEMANE CHUR | DRAKES BRANCH, TOWN OF | DISTRIBUTION | FSD | 1
VA5037200 | PB | LC | RT | Y | DS001 | LC010 | 455 PROCTOR STREET | DRAKES BRANCH, TOWN OF | DISTRIBUTION | FSD | 1
VA5037200 | GE | VOC | RT | Y | EP003 | EP003 | WELL NO. 5 ENTRY | DRAKES BRANCH, TOWN OF | ENTRY POINT TAP - WELL NO. 5 |  | 1
VA5037300 | GE | THM | RT | Y | DS001 | DBP01 | UPS LOCA, IND PARK | KEYSVILLE, TOWN OF | KEYSVILLE DISTRIBUTION SYSTEM |  | 1
VA5037300 | GE | HAA | RT | Y | DS001 | DBP04 | 255 RAILRD AV-WHITES | KEYSVILLE, TOWN OF | KEYSVILLE DISTRIBUTION SYSTEM |  | 1
VA5037300 | PB | LC | RT | Y | DS001 | LC001 | 133 SOUTHERN DR | KEYSVILLE, TOWN OF | KEYSVILLE DISTRIBUTION SYSTEM | FSD | 1
VA5037300 | PB | LC | RT | Y | DS001 | LC002 | 8577 CHURCH ST | KEYSVILLE, TOWN OF | KEYSVILLE DISTRIBUTION SYSTEM | FSD | 1
VA5037300 | PB | LC | RT | Y | DS001 | LC003 | 185 PRIDDY ST | KEYSVILLE, TOWN OF | KEYSVILLE DISTRIBUTION SYSTEM | FSD | 1
VA5037300 | PB | LC | RT | Y | DS001 | LC004 | 401 FARRAR ST | KEYSVILLE, TOWN OF | KEYSVILLE DISTRIBUTION SYSTEM | FSD | 1
VA5037300 | PB | LC | RT | Y | DS001 | LC005 | 1740 LUNENBURG DR | KEYSVILLE, TOWN OF | KEYSVILLE DISTRIBUTION SYSTEM | FSD | 1
VA5037300 | PB | LC | RT | Y | DS001 | LC006 | 201 HANMER LN | KEYSVILLE, TOWN OF | KEYSVILLE DISTRIBUTION SYSTEM | FSD | 1
VA5037300 | PB | LC | RT | Y | DS001 | LC007 | 8668 CHURCH ST | KEYSVILLE, TOWN OF | KEYSVILLE DISTRIBUTION SYSTEM | FSD | 1
VA5037300 | PB | LC | RT | Y | DS001 | LC008 | 801 LUNENBURG DR | KEYSVILLE, TOWN OF | KEYSVILLE DISTRIBUTION SYSTEM | FSD | 1
VA5037300 | PB | LC | RT | Y | DS001 | LC009 | 88 ARVIN ST | KEYSVILLE, TOWN OF | KEYSVILLE DISTRIBUTION SYSTEM | FSD | 1
VA5037300 | PB | LC | RT | Y | DS001 | LC011 | 123 HANMER LANE | KEYSVILLE, TOWN OF | KEYSVILLE DISTRIBUTION SYSTEM | FSD | 1
VA5037300 | PB | LC | RT | Y | DS001 | LC013 | 167 MERRY KNOLL LANE | KEYSVILLE, TOWN OF | KEYSVILLE DISTRIBUTION SYSTEM | FSD | 1
VA5037300 | PB | LC | RT | Y | DS001 | LC017 | 300 KING STREET | KEYSVILLE, TOWN OF | KEYSVILLE DISTRIBUTION SYSTEM | FSD | 1
VA5037300 | PB | LC | RT | Y | DS001 | LC018 | 8745 CHURCH STREET | KEYSVILLE, TOWN OF | KEYSVILLE DISTRIBUTION SYSTEM | FSD | 1
VA5037300 | PB | LC | RT | Y | DS001 | LC019 | 200 PRIDDY STREET | KEYSVILLE, TOWN OF | KEYSVILLE DISTRIBUTION SYSTEM | FSD | 1
VA5037300 | PB | LC | RT | Y | DS001 | LC020 | 151 MERRY KNOLL LANE | KEYSVILLE, TOWN OF | KEYSVILLE DISTRIBUTION SYSTEM | FSD | 1
VA5037300 | PB | LC | RT | Y | DS001 | LC021 | 8678 CHURCH STREET | KEYSVILLE, TOWN OF | KEYSVILLE DISTRIBUTION SYSTEM | FSD | 1
VA5037300 | PB | LC | RT | Y | DS001 | LC022 | 9175 CHURCH STREET | KEYSVILLE, TOWN OF | KEYSVILLE DISTRIBUTION SYSTEM | FSD | 1
VA5037300 | PB | LC | RT | Y | DS001 | LC023 | 119 J. STREET | KEYSVILLE, TOWN OF | KEYSVILLE DISTRIBUTION SYSTEM | FSD | 1
VA5037300 | PB | LC | RT | Y | DS001 | LC024 | 113 SPAULDING STREET | KEYSVILLE, TOWN OF | KEYSVILLE DISTRIBUTION SYSTEM | FSD | 1
VA5037300 | PB | LC | RT | Y | DS001 | LC025 | 162 SOUTHERN DRIVE | KEYSVILLE, TOWN OF | KEYSVILLE DISTRIBUTION SYSTEM | FSD | 1
VA5037300 | GE | FL2 | ST | N | EP001 | EP001 | FINISHED WATER TAP | KEYSVILLE, TOWN OF | ENTRY POINT TAP |  | 3
VA5037300 | GE | INO | RT | Y | EP001 | EP001 | FINISHED WATER TAP | KEYSVILLE, TOWN OF | ENTRY POINT TAP |  | 1
VA5037300 | GE | MET | RT | Y | EP001 | EP001 | FINISHED WATER TAP | KEYSVILLE, TOWN OF | ENTRY POINT TAP |  | 1
VA5037300 | GE | NIT | RT | Y | EP001 | EP001 | FINISHED WATER TAP | KEYSVILLE, TOWN OF | ENTRY POINT TAP |  | 1
VA5037300 | GE | VOC | RT | Y | EP001 | EP001 | FINISHED WATER TAP | KEYSVILLE, TOWN OF | ENTRY POINT TAP |  | 1
VA5037300 | GE | TOA | RT | Y | IN001 | RW001 | SPRING CREEK IMPOUNDMENT | KEYSVILLE, TOWN OF | SPRING CREEK IMPOUNDMENT |  | 3
VA5037300 | GE | TOC | RT | Y | TP001 | UP001 | POST FILTRATION | KEYSVILLE, TOWN OF | TREATMENT PLANT |  | 3
VA5037550 | GE | HAA | RT | Y | DS001 | DBP01 | MUNICIPAL BUILDING | PHENIX, TOWN OF | DISTRIBUTION |  | 1
VA5037550 | GE | THM | RT | Y | DS001 | DBP01 | MUNICIPAL BUILDING | PHENIX, TOWN OF | DISTRIBUTION |  | 1
VA5037550 | GE | NIT | RT | Y | EP003 | EP003 | COMMON ENTRY POINT | PHENIX, TOWN OF | ENTRY POINT TAP - WELL NO. 1 & 2 |  | 1
VA5037550 | GE | NIT | RT | Y | EP004 | EP004 | ENTRY POINT WELL NO. 3 | PHENIX, TOWN OF | ENTRY POINT- WELL NO. 3 |  | 1
VA5037820 | GE | NIT | RT | Y | EP001 | EP001 | MOP SINK | KEYSVILLE SAVE-U-TIME | ENTRY POINT TAP |  | 1
VA5049110 | PB | LC | RT | Y | DS001 | LC001 | MAIN OFFICE RESTROOM | ENVIGO - CUMBERLAND | DISTRIBUTION SYSTEM | FSD | 1
VA5049110 | PB | LC | RT | Y | DS001 | LC002 | BREAK ROOM KITCHEN SINK | ENVIGO - CUMBERLAND | DISTRIBUTION SYSTEM | FSD | 1
VA5049110 | PB | LC | RT | Y | DS001 | LC003 | MAINTENANCE SHOP SINK | ENVIGO - CUMBERLAND | DISTRIBUTION SYSTEM | FSD | 1
VA5049110 | PB | LC | RT | Y | DS001 | LC004 | ANIMAL PREP AREA - 96 | ENVIGO - CUMBERLAND | DISTRIBUTION SYSTEM | FSD | 1
VA5049110 | PB | LC | RT | Y | DS001 | LC005 | G-2 SINK | ENVIGO - CUMBERLAND | DISTRIBUTION SYSTEM | FSD | 1
VA5049110 | GE | NIT | RT | Y | EP001 | EP001 | ENTRY POINT TAP | ENVIGO - CUMBERLAND | ENTRY POINT TAP |  | 1
VA5049110 | GE | VOC | RT | Y | EP001 | EP001 | ENTRY POINT TAP | ENVIGO - CUMBERLAND | ENTRY POINT TAP |  | 1
VA5049150 | GE | HAA | RT | Y | DS001 | DBP02 | CUMBERLAND COMM CEN | CUMBERLAND COUNTY WATER SYSTEM | DISTRIBUTION SYSTEM |  | 1
VA5049150 | GE | THM | RT | Y | DS001 | DBP02 | CUMBERLAND COMM CEN | CUMBERLAND COUNTY WATER SYSTEM | DISTRIBUTION SYSTEM |  | 1
VA5049150 | GE | NIT | RT | Y | EP001 | EP001 | PLANT TAP-FINISHED | CUMBERLAND COUNTY WATER SYSTEM | ENTRY POINT TAP-COMB.WELL NOS.1&2 |  | 1
VA5049400 | GE | HAA | RT | Y | DS001 | DBP01 | 87 LAKESIDE DRIVE | LAKESIDE VILLAGE | DISTRIBUTION |  | 1
VA5049400 | GE | THM | RT | Y | DS001 | DBP01 | 87 LAKESIDE DRIVE | LAKESIDE VILLAGE | DISTRIBUTION |  | 1
VA5049400 | GE | VOC | RT | Y | EP002 | EP002 | HYDRO TNK TAP-WELL 2 | LAKESIDE VILLAGE | ENTRY POINT TAP WELL 2 |  | 1
VA5049500 | PB | LC | RT | Y | DS001 | LC001 | KITCHEN SINK-CONNECTION CENTR | NEW LIFE SCHOOLS | DISTRIBUTION SYSTEM | FSD | 1
VA5049500 | PB | LC | RT | Y | DS001 | LC002 | KITCHEN SINK - CHURCH OFFICE | NEW LIFE SCHOOLS | DISTRIBUTION SYSTEM | FSD | 1
VA5049500 | PB | LC | RT | Y | DS001 | LC003 | KITCHEN SINK-SCHOOL CAFETERIA | NEW LIFE SCHOOLS | DISTRIBUTION SYSTEM | FSD | 1
VA5049500 | PB | LC | RT | Y | DS001 | LC004 | GYM KITCHEN | NEW LIFE SCHOOLS | DISTRIBUTION SYSTEM | FSD | 1
VA5049500 | PB | LC | RT | Y | DS001 | LC005 | YOUTH CENTR-UPSTAIRS CAFE SINK | NEW LIFE SCHOOLS | DISTRIBUTION SYSTEM | FSD | 1
VA5049500 | GE | NIT | RT | Y | EP002 | EP002 | ENTRY POINT TWO | NEW LIFE SCHOOLS | ENTRY POINT TWO |  | 1
VA5049819 | PB | LC | RT | Y | DS001 | LC001 | SSE FRONT BATHRM-BY ROAD | SOUTHSIDE ENTERPRISES | DISTRIBUTION SYSTEM | FSD | 1
VA5049819 | PB | LC | RT | Y | DS001 | LC002 | SSE KITCHEN | SOUTHSIDE ENTERPRISES | DISTRIBUTION SYSTEM | FSD | 1
VA5049819 | PB | LC | RT | Y | DS001 | LC003 | SSE BACK BATHROOM | SOUTHSIDE ENTERPRISES | DISTRIBUTION SYSTEM | FSD | 1
VA5049819 | PB | LC | RT | Y | DS001 | LC004 | ADS FRONT BATHROOM | SOUTHSIDE ENTERPRISES | DISTRIBUTION SYSTEM | FSD | 1
VA5049819 | PB | LC | RT | Y | DS001 | LC005 | ADS KITCHEN | SOUTHSIDE ENTERPRISES | DISTRIBUTION SYSTEM | FSD | 1
VA5067035 | GE | HAA | RT | Y | DS001 | DBP01 | 272 PENINSULA PT DR | BERNARDS LANDING | BERNARD S LANDING |  | 1
VA5067035 | GE | THM | RT | Y | DS001 | DBP01 | 272 PENINSULA PT DR | BERNARDS LANDING | BERNARD S LANDING |  | 1
VA5067035 | PB | LC | RT | Y | DS001 | LC002 | HILLSIDE 1205 | BERNARDS LANDING | BERNARD S LANDING | FSD | 1
VA5067035 | PB | LC | RT | Y | DS001 | LC010 | HILLSIDE 1223 | BERNARDS LANDING | BERNARD S LANDING | FSD | 1
VA5067035 | PB | LC | RT | Y | DS001 | LC011 | SAILORS COVE 809 | BERNARDS LANDING | BERNARD S LANDING | FSD | 1
VA5067035 | PB | LC | RT | Y | DS001 | LC016 | HILLSIDE 1201 | BERNARDS LANDING | BERNARD S LANDING | FSD | 1
VA5067035 | PB | LC | RT | Y | DS001 | LC017 | HILLSIDE 1203 | BERNARDS LANDING | BERNARD S LANDING | FSD | 1
VA5067035 | GE | RAD | RT | Y | EP001 | EP001 | LAB SINK TAP | BERNARDS LANDING | ENTRY POINT TAP |  | 1
VA5067043 | PB | LC | RT | Y | DS001 | LC001 | 500 HEATHRWD BLDG1 | BOONES MILL TOWN OF | BOONES MILL, TOWN OF | FSD | 1
VA5067043 | PB | LC | RT | Y | DS001 | LC002 | 153 LONGVIEW LN | BOONES MILL TOWN OF | BOONES MILL, TOWN OF | FSD | 1
VA5067043 | PB | LC | RT | Y | DS001 | LC003 | 10 TURNER LANE | BOONES MILL TOWN OF | BOONES MILL, TOWN OF | FSD | 1
VA5067043 | PB | LC | RT | Y | DS001 | LC005 | 70 MURRAY HILL RD | BOONES MILL TOWN OF | BOONES MILL, TOWN OF | FSD | 1
VA5067043 | PB | LC | RT | Y | DS001 | LC009 | 80 HEATHERWOOD DR | BOONES MILL TOWN OF | BOONES MILL, TOWN OF | FSD | 1
VA5067043 | GE | NIT | RT | Y | EP001 | EP001 | TAP AT ATMO TANK | BOONES MILL TOWN OF | ENTRY POINT TREATMENT TAP |  | 1
VA5067064 | GE | HAA | RT | Y | DS001 | DBP01 | BOYS RESTRM NO.8 | CALLAWAY ELEMENTARY SCHOOL | CALLAWAY DISTRIBUTION SYSTEM |  | 1
VA5067064 | GE | THM | RT | Y | DS001 | DBP01 | BOYS RESTRM NO.8 | CALLAWAY ELEMENTARY SCHOOL | CALLAWAY DISTRIBUTION SYSTEM |  | 1
VA5067064 | PB | LC | RT | Y | DS001 | LC002 | KINDERGARTEN RM SINK | CALLAWAY ELEMENTARY SCHOOL | CALLAWAY DISTRIBUTION SYSTEM | FSD | 1
VA5067064 | PB | LC | RT | Y | DS001 | LC003 | LIBRARY HAND SINK | CALLAWAY ELEMENTARY SCHOOL | CALLAWAY DISTRIBUTION SYSTEM | FSD | 1
VA5067064 | PB | LC | RT | Y | DS001 | LC006 | FOUNT-GYM HALLWAY | CALLAWAY ELEMENTARY SCHOOL | CALLAWAY DISTRIBUTION SYSTEM | FSD | 1
VA5067064 | PB | LC | RT | Y | DS001 | LC007 | FOUNT-WORKRM HALLWAY | CALLAWAY ELEMENTARY SCHOOL | CALLAWAY DISTRIBUTION SYSTEM | FSD | 1
VA5067064 | PB | LC | RT | Y | DS001 | LC010 | FOUNT-CUSTOD RM HALL | CALLAWAY ELEMENTARY SCHOOL | CALLAWAY DISTRIBUTION SYSTEM | FSD | 1
VA5067064 | GE | VOC | RT | Y | EP001 | EP001 | HYDRO TANK TAP | CALLAWAY ELEMENTARY SCHOOL | ENTRY POINT TAP |  | 1
VA5067077 | GE | INO | RT | Y | EP001 | EP001 | ENTRY POINT TAP | COTTAGE EDGE | ENTRY POINT TAP |  | 1
VA5067077 | GE | MET | RT | Y | EP001 | EP001 | ENTRY POINT TAP | COTTAGE EDGE | ENTRY POINT TAP |  | 1
VA5067077 | GE | NIT | RT | Y | EP001 | EP001 | ENTRY POINT TAP | COTTAGE EDGE | ENTRY POINT TAP |  | 1
VA5067083 | GE | HAA | RT | Y | DS001 | DBP01 | 45 COMPASS COVE CIR | COMPASS COVE | DISTRIBUTION SYSTEM |  | 1
VA5067083 | GE | THM | RT | Y | DS001 | DBP01 | 45 COMPASS COVE CIR | COMPASS COVE | DISTRIBUTION SYSTEM |  | 1
VA5067087 | GE | NIT | RT | Y | EP001 | EP001 | ENT SAMPLING STATION | CRAZYHORSE CAMPGROUND TES | ENTRY POINT TAP |  | 1
VA5067100 | GE | NIT | RT | Y | EP001 | EP001 | ENT SAMPLING STATION | NAPOLI COWBOY | ENTRY POINT TAP |  | 1
VA5067120 | GE | HAA | RT | Y | DS001 | DBP02 | WWP LABORATORY TAP | FERRUM WATER & SEWAGE AUTHORITY | FERRUM DISTRIBUTION SYSTEM |  | 1
VA5067120 | GE | THM | RT | Y | DS001 | DBP02 | WWP LABORATORY TAP | FERRUM WATER & SEWAGE AUTHORITY | FERRUM DISTRIBUTION SYSTEM |  | 1
VA5067120 | GE | NIT | RT | Y | EP001 | EP001 | POST TREATMENT TAP | FERRUM WATER & SEWAGE AUTHORITY | ENTRY POINT TAP |  | 1
VA5067129 | GE | NIT | RT | Y | EP001 | EP001 | LAUNDRY ROOM | FORK MOUNTAIN ADULT REST HOME | ENTRY POINT TAP |  | 1
VA5067137 | GE | HAA | RT | Y | DS001 | DBP01 | LAB SNK WSTEWTR PLNT | FRANKLIN COUNTY COMMERCE CENTER | DISTRIBUTION SYSTEM |  | 1
VA5067137 | GE | THM | RT | Y | DS001 | DBP01 | LAB SNK WSTEWTR PLNT | FRANKLIN COUNTY COMMERCE CENTER | DISTRIBUTION SYSTEM |  | 1
VA5067137 | GE | INO | RT | Y | EP001 | EP001 | ENTRY POINT | FRANKLIN COUNTY COMMERCE CENTER | ENTRY POINT SAMPLING STATION |  | 1
VA5067137 | GE | MET | RT | Y | EP001 | EP001 | ENTRY POINT | FRANKLIN COUNTY COMMERCE CENTER | ENTRY POINT SAMPLING STATION |  | 1
VA5067137 | GE | NIT | RT | Y | EP001 | EP001 | ENTRY POINT | FRANKLIN COUNTY COMMERCE CENTER | ENTRY POINT SAMPLING STATION |  | 1
VA5067160 | GE | HAA | RT | Y | DS001 | DBP02 | 1949 TRUMAN HILL ROAD | FREDERICK ACRES | FREDERICK ACRES DISTRIBUTION SYSTEM |  | 1
VA5067160 | GE | THM | RT | Y | DS001 | DBP02 | 1949 TRUMAN HILL ROAD | FREDERICK ACRES | FREDERICK ACRES DISTRIBUTION SYSTEM |  | 1
VA5067238 | GE | RAD | RT | Y | EP001 | EP001 | HYDRO TANK TAP | FRANKLIN ACRES | ENTRY POINT TAP |  | 1
VA5067241 | GE | NIT | RT | Y | EP001 | EP001 | ENT SAMPLING STATION | FRANKLIN CO RECREATION PARK | ENTRY POINT TAP |  | 1
VA5067244 | GE | HAA | RT | Y | DS001 | DBP01 | 219 WINDMERE TRAIL | WESTLAKE AREA PUBLIC WATER SYSTEM | DISTRIBUTION SYSTEM |  | 1
VA5067244 | GE | THM | RT | Y | DS001 | DBP01 | 219 WINDMERE TRAIL | WESTLAKE AREA PUBLIC WATER SYSTEM | DISTRIBUTION SYSTEM |  | 1
VA5067244 | GE | HAA | RT | Y | DS001 | DBP02 | 96 REVOLUTION RD | WESTLAKE AREA PUBLIC WATER SYSTEM | DISTRIBUTION SYSTEM |  | 1
VA5067244 | GE | THM | RT | Y | DS001 | DBP02 | 96 REVOLUTION RD | WESTLAKE AREA PUBLIC WATER SYSTEM | DISTRIBUTION SYSTEM |  | 1
VA5067254 | GE | HAA | RT | Y | DS001 | DBP01 | APARTMENT A-2 | THE MEADOWS | DIST SYS |  | 1
VA5067254 | GE | THM | RT | Y | DS001 | DBP01 | APARTMENT A-2 | THE MEADOWS | DIST SYS |  | 1
VA5067255 | PB | LC | RT | Y | DS001 | LC002 | BOYS RESTROOM-GYM | GLADE HILL ELEMENTARY SCHOOL | GLADE HILL ELEMENTARY SCHOOL | FSD | 1
VA5067255 | PB | LC | RT | Y | DS001 | LC004 | LIBRARY HAND SINK | GLADE HILL ELEMENTARY SCHOOL | GLADE HILL ELEMENTARY SCHOOL | FSD | 1
VA5067255 | PB | LC | RT | Y | DS001 | LC006 | CHILDERS RM HAND SINK | GLADE HILL ELEMENTARY SCHOOL | GLADE HILL ELEMENTARY SCHOOL | FSD | 1
VA5067255 | PB | LC | RT | Y | DS001 | LC008 | CAFE HALL FOUNT#2 | GLADE HILL ELEMENTARY SCHOOL | GLADE HILL ELEMENTARY SCHOOL | FSD | 1
VA5067255 | PB | LC | RT | Y | DS001 | LC010 | RM 108 HALL FOUNT#4 | GLADE HILL ELEMENTARY SCHOOL | GLADE HILL ELEMENTARY SCHOOL | FSD | 1
VA5067256 | GE | NIT | RT | Y | EP001 | EP001 | HYDRO TANK | GLADE HILL MINUTE MARKET | ENTRY POINT TAP |  | 1
VA5067341 | GE | RAD | RT | Y | EP001 | EP001 | STANDPIPE | IDLEWOOD SHORES | ENTRY POINT TAP |  | 1
VA5067349 | GE | NIT | RT | Y | EP001 | EP001 | ENT SAMPLING STATION | WESTLAKE WATERFRONT INN | ENTRY POINT TAP |  | 1
VA5067357 | GE | NIT | RT | Y | EP001 | EP001 | ENT SAMPLING STATION | LARC FIELD RECREATION AREA | ENTRY POINT TAP |  | 1
VA5067360 | PB | LC | RT | Y | DS001 | LC001 | 52 BAILEY BLVD | LAKESHORE TERRACE CORPORATION | DIST SYSTEM | FSD | 1
VA5067360 | PB | LC | RT | Y | DS001 | LC002 | 125 BAILEY BLVD | LAKESHORE TERRACE CORPORATION | DIST SYSTEM | FSD | 1
VA5067360 | PB | LC | RT | Y | DS001 | LC005 | 240 LAKESHORE TER RD | LAKESHORE TERRACE CORPORATION | DIST SYSTEM | FSD | 1
VA5067360 | PB | LC | RT | Y | DS001 | LC011 | 420 LAKESHORE TERR RD | LAKESHORE TERRACE CORPORATION | DIST SYSTEM | FSD | 1
VA5067360 | PB | LC | RT | Y | DS001 | LC023 | 209 LAKESHORE TERRACE ROAD | LAKESHORE TERRACE CORPORATION | DIST SYSTEM | FSD | 1
VA5067415 | GE | HAA | RT | Y | DS001 | DBP01 | 11 HIGHLAND LAKE ROAD | DILLARDS HILL | DISTRIBUTION SYSTEM |  | 1
VA5067415 | GE | THM | RT | Y | DS001 | DBP01 | 11 HIGHLAND LAKE ROAD | DILLARDS HILL | DISTRIBUTION SYSTEM |  | 1
VA5067576 | GE | NIT | RT | Y | EP001 | EP001 | ENTRY POINT | COUNTRY BARN | ENTRY POINT |  | 1
VA5067725 | GE | HAA | RT | Y | DS001 | DBP02 | 3949 BLUEWATER DR | PARK PLACE | DISTRIBUTION SYSTEM |  | 1
VA5067725 | GE | THM | RT | Y | DS001 | DBP02 | 3949 BLUEWATER DR | PARK PLACE | DISTRIBUTION SYSTEM |  | 1
VA5067725 | GE | CYN | RT | Y | EP001 | EP001 | POST TREATMENT TAP | PARK PLACE | ENTRY POINT TAP |  | 1
VA5067754 | GE | NIT | RT | Y | EP001 | EP001 | ENT SAMPLING STATION | PENHOOK MINUTE MARKET | ENTRY POINT TAP |  | 1
VA5067769 | GE | NIT | RT | Y | EP028 | EP028 | HYDRO. TANK TAP | PHILPOTT RES - JAMISON MILL-BUILDING | ENTRY POINT TAP |  | 1
VA5067786 | PB | LC | RT | Y | DS001 | LC002 | 1 AZALEA CIR | THE RETREAT | DISTRIBUTION SYSTEM | FSD | 1
VA5067786 | PB | LC | RT | Y | DS001 | LC006 | 235 STILLWATER DR | THE RETREAT | DISTRIBUTION SYSTEM | FSD | 1
VA5067786 | PB | LC | RT | Y | DS001 | LC009 | 38 CEDAR RIDGE CIRCLE | THE RETREAT | DISTRIBUTION SYSTEM | FSD | 1
VA5067786 | PB | LC | RT | Y | DS001 | LC024 | 75 AZALEA CIR. UNIT 302 | THE RETREAT | DISTRIBUTION SYSTEM | FSD | 1
VA5067786 | PB | LC | RT | Y | DS001 | LC025 | 51 CEDAR RIDGE CIR | THE RETREAT | DISTRIBUTION SYSTEM | FSD | 1
VA5067786 | GE | RAD | RT | Y | EP001 | EP001 | ENTRY POINT | THE RETREAT | ENTRY POINT |  | 1
VA5067788 | PB | LC | RT | Y | DS001 | LC001 | 330 OAK POINT DR | RIVERBAY | RIVER BAY DISTRIBUTION SYSTEM | FSD | 1
VA5067788 | PB | LC | RT | Y | DS001 | LC002 | 58 RIVERBAY DR | RIVERBAY | RIVER BAY DISTRIBUTION SYSTEM | FSD | 1
VA5067788 | PB | LC | RT | Y | DS001 | LC003 | 289 RIVERBAY DR | RIVERBAY | RIVER BAY DISTRIBUTION SYSTEM | FSD | 1
VA5067788 | PB | LC | RT | Y | DS001 | LC005 | 440 OAK POINT DR | RIVERBAY | RIVER BAY DISTRIBUTION SYSTEM | FSD | 1
VA5067788 | PB | LC | RT | Y | DS001 | LC006 | 260 RIVERBAY DR | RIVERBAY | RIVER BAY DISTRIBUTION SYSTEM | FSD | 1
VA5067840 | GE | HAA | RT | Y | DS001 | DBP01 | 005 BEVERLY HILLS | ROCKY MOUNT, TOWN OF | DISTRIBUTION SYSTEM |  | 1
VA5067840 | GE | THM | RT | Y | DS001 | DBP01 | 005 BEVERLY HILLS | ROCKY MOUNT, TOWN OF | DISTRIBUTION SYSTEM |  | 1
VA5067840 | GE | HAA | RT | Y | DS001 | DBP02 | DOE RUN ROAD | ROCKY MOUNT, TOWN OF | DISTRIBUTION SYSTEM |  | 1
VA5067840 | GE | THM | RT | Y | DS001 | DBP02 | DOE RUN ROAD | ROCKY MOUNT, TOWN OF | DISTRIBUTION SYSTEM |  | 1
VA5067840 | GE | FL2 | ST | N | EP001 | EP001 | FINISHED PLANT TAP | ROCKY MOUNT, TOWN OF | ENTRY POINT TAP |  | 3
VA5067840 | GE | TOA | RT | Y | IN001 | RW001 | RAW INTAKE TAP | ROCKY MOUNT, TOWN OF | BLACKWATER RIVER |  | 1
VA5067840 | GE | TOC | RT | Y | TP001 | UP001 | COMPOS FILTER EFFL | ROCKY MOUNT, TOWN OF | ROCKY MOUNT WTP |  | 1
VA5067925 | GE | NIT | RT | Y | EP001 | EP001 | HYDRO TANK TAP | SICHER, BRYAN DENTAL OFFICE | ENTRY POINT TAP |  | 1
VA5067932 | GE | NIT | RT | Y | EP001 | EP001 | ENTRY POINT TAP | SHORELINE MARINA & CONDO ASSOC. (SMCPOA) | ENTRY POINT TAP |  | 1
VA5067935 | PB | LC | RT | Y | DS001 | LC001 | MEN S BATH | OMNI SOURCE | DISTRIBUTION SYSTEM | FSD | 1
VA5067935 | PB | LC | RT | Y | DS001 | LC002 | WOMEN S BATH | OMNI SOURCE | DISTRIBUTION SYSTEM | FSD | 1
VA5067935 | PB | LC | RT | Y | DS001 | LC003 | LUNCH ROOM | OMNI SOURCE | DISTRIBUTION SYSTEM | FSD | 1
VA5067935 | PB | LC | RT | Y | DS001 | LC004 | MAINTENANCE SHOP | OMNI SOURCE | DISTRIBUTION SYSTEM | FSD | 1
VA5067935 | PB | LC | RT | Y | DS001 | LC005 | PLANT | OMNI SOURCE | DISTRIBUTION SYSTEM | FSD | 1
VA5067981 | GE | NIT | RT | Y | EP001 | EP001 | ENT SAMPLING STATION | WHISTLE STOP | ENTRY POINT TAP |  | 1
VA5067982 | PB | LC | RT | Y | DS001 | LC004 | CAFETERIA DRINKING FOUNTAIN | WINDY GAP ELEMENTARY SCHOOL | DISTRIBUTION SYSTEM | FSD | 1
VA5067982 | PB | LC | RT | Y | DS001 | LC005 | CAFETERIA HALLWAY FOUNTAIN | WINDY GAP ELEMENTARY SCHOOL | DISTRIBUTION SYSTEM | FSD | 1
VA5067982 | PB | LC | RT | Y | DS001 | LC006 | CLINIC HAND SINK | WINDY GAP ELEMENTARY SCHOOL | DISTRIBUTION SYSTEM | FSD | 1
VA5067982 | PB | LC | RT | Y | DS001 | LC007 | ROOM 13 HAND SINK | WINDY GAP ELEMENTARY SCHOOL | DISTRIBUTION SYSTEM | FSD | 1
VA5067982 | PB | LC | RT | Y | DS001 | LC008 | GYM WEST DRINKING FOUNTAIN | WINDY GAP ELEMENTARY SCHOOL | DISTRIBUTION SYSTEM | FSD | 1
VA5067982 | PB | LC | RT | Y | DS001 | LC009 | GYM HALLWAY DRINKING FOUNTAIN | WINDY GAP ELEMENTARY SCHOOL | DISTRIBUTION SYSTEM | FSD | 1
VA5067982 | PB | LC | RT | Y | DS001 | LC010 | GYM EAST DRINKING FOUNTAIN | WINDY GAP ELEMENTARY SCHOOL | DISTRIBUTION SYSTEM | FSD | 1
VA5067982 | PB | LC | RT | Y | DS001 | LC011 | CONFERENCE ROOM HAND SINK | WINDY GAP ELEMENTARY SCHOOL | DISTRIBUTION SYSTEM | FSD | 1
VA5067982 | PB | LC | RT | Y | DS001 | LC012 | KITCHEN WEST HAND SINK | WINDY GAP ELEMENTARY SCHOOL | DISTRIBUTION SYSTEM | FSD | 1
VA5067982 | PB | LC | RT | Y | DS001 | LC013 | KITCHEN EAST HAND SINK | WINDY GAP ELEMENTARY SCHOOL | DISTRIBUTION SYSTEM | FSD | 1
VA5067990 | PB | LC | RT | Y | DS001 | LC001 | 12 CRESTWOOD DR | WOODCREST | DISTRIBUTION SYSTEM | FSD | 1
VA5067990 | PB | LC | RT | Y | DS001 | LC002 | 31 CRESTWOOD DR | WOODCREST | DISTRIBUTION SYSTEM | FSD | 1
VA5067990 | PB | LC | RT | Y | DS001 | LC003 | 72 CRESTWOOD DR | WOODCREST | DISTRIBUTION SYSTEM | FSD | 1
VA5067990 | PB | LC | RT | Y | DS001 | LC004 | 129 CRESTWOOD DR | WOODCREST | DISTRIBUTION SYSTEM | FSD | 1
VA5067990 | PB | LC | RT | Y | DS001 | LC005 | 133 CRESTWOOD DR | WOODCREST | DISTRIBUTION SYSTEM | FSD | 1
VA5067990 | GE | INO | RT | Y | EP001 | EP001 | ENTRY POINT | WOODCREST | ENTRY POINT |  | 1
VA5067990 | GE | MET | RT | Y | EP001 | EP001 | ENTRY POINT | WOODCREST | ENTRY POINT |  | 1
VA5083270 | PB | LC | RT | Y | DS001 | LC007 | DINING HALL HANDSINK | SOUTHSTONE BEHAVIORAL HEALTH | DISTRIBUTION SYSTEM | FSD | 1
VA5083270 | PB | LC | RT | Y | DS001 | LC008 | ADMIN 1ST FLOOR RESTRM SINK | SOUTHSTONE BEHAVIORAL HEALTH | DISTRIBUTION SYSTEM | FSD | 1
VA5083270 | PB | LC | RT | Y | DS001 | LC009 | COMM HSE 2ND FLOOR STAFF | SOUTHSTONE BEHAVIORAL HEALTH | DISTRIBUTION SYSTEM | FSD | 1
VA5083270 | PB | LC | RT | Y | DS001 | LC010 | BOYS DORM STAFF RESTRM SINK | SOUTHSTONE BEHAVIORAL HEALTH | DISTRIBUTION SYSTEM | FSD | 1
VA5083270 | PB | LC | RT | Y | DS001 | LC011 | GIRLS DORM STAFF RESTRM SINK | SOUTHSTONE BEHAVIORAL HEALTH | DISTRIBUTION SYSTEM | FSD | 1
VA5083370 | PB | LC | RT | Y | DS001 | LC001 | ROOM 120 HAND SINK | CLAYS MILL ELEMENTARY SCHOOL | DISTRIBUTION SYSTEM | FSD | 1
VA5083370 | PB | LC | RT | Y | DS001 | LC002 | MAIN OFFICE MENS RR | CLAYS MILL ELEMENTARY SCHOOL | DISTRIBUTION SYSTEM | FSD | 1
VA5083370 | PB | LC | RT | Y | DS001 | LC003 | ROOM 113 HAND SINK | CLAYS MILL ELEMENTARY SCHOOL | DISTRIBUTION SYSTEM | FSD | 1
VA5083370 | PB | LC | RT | Y | DS001 | LC004 | KITCHEN RESTRM SINK | CLAYS MILL ELEMENTARY SCHOOL | DISTRIBUTION SYSTEM | FSD | 1
VA5083370 | PB | LC | RT | Y | DS001 | LC005 | BOYS RESTRM HANDSK | CLAYS MILL ELEMENTARY SCHOOL | DISTRIBUTION SYSTEM | FSD | 1
VA5083370 | GE | NIT | RT | Y | EP001 | EP001 | TANK TAP | CLAYS MILL ELEMENTARY SCHOOL | ENTRY POINT TAP |  | 1
VA5083400 | GE | HAA | RT | Y | DS001 | DBP01 | FACILITY RESTRM H-107 | CLUSTER SPRINGS ELEMENTARY SCHOOL | DISTRIBUTION SYSTEM |  | 1
VA5083400 | GE | THM | RT | Y | DS001 | DBP01 | FACILITY RESTRM H-107 | CLUSTER SPRINGS ELEMENTARY SCHOOL | DISTRIBUTION SYSTEM |  | 1
VA5083400 | GE | NIT | RT | Y | EP001 | EP001 | ENTRY PT SAMP. STAT. | CLUSTER SPRINGS ELEMENTARY SCHOOL | ENTRY PT SAMPLING STATION |  | 1
VA5083480 | PB | LC | RT | Y | DS001 | LC001 | 1015 MOSLEY FERRY RD | CLOVER, COMMUNITY OF | DISTRIBUTION SYSTEM | FSD | 1
VA5083480 | PB | LC | RT | Y | DS001 | LC002 | 1022 SOUTH GAYLE ST | CLOVER, COMMUNITY OF | DISTRIBUTION SYSTEM | FSD | 1
VA5083480 | PB | LC | RT | Y | DS001 | LC003 | 1059 MT LAUREL RD | CLOVER, COMMUNITY OF | DISTRIBUTION SYSTEM | FSD | 1
VA5083480 | PB | LC | RT | Y | DS001 | LC004 | 1193 CLOVER RD | CLOVER, COMMUNITY OF | DISTRIBUTION SYSTEM | FSD | 1
VA5083480 | PB | LC | RT | Y | DS001 | LC005 | 204 CLOVER RD | CLOVER, COMMUNITY OF | DISTRIBUTION SYSTEM | FSD | 1
VA5083480 | GE | NIT | RT | Y | EP001 | EP001 | DNSTRM TAP-1 | CLOVER, COMMUNITY OF | ENTRY POINT TAP-WELL NO.1 |  | 1
VA5083480 | GE | VOC | RT | Y | EP001 | EP001 | DNSTRM TAP-1 | CLOVER, COMMUNITY OF | ENTRY POINT TAP-WELL NO.1 |  | 1
VA5083480 | GE | NIT | RT | Y | EP002 | EP002 | DNSTRM TAP-2 | CLOVER, COMMUNITY OF | ENTRY POINT TAP -WELL NO. 2 |  | 1
VA5083480 | GE | VOC | RT | Y | EP002 | EP002 | DNSTRM TAP-2 | CLOVER, COMMUNITY OF | ENTRY POINT TAP -WELL NO. 2 |  | 1
VA5083525 | GE | NIT | RT | Y | EP001 | EP001 | ENTRY POINT | THE RANCH MARKET AND RESTAURANT | ENTRY POINT TAP |  | 1
VA5083565 | GE | NIT | RT | Y | EP001 | EP001 | ENTRY POINT TAP | CLUSTER SPRINGS RV PARK | ENTRY POINT TAP |  | 1
VA5083578 | PB | LC | RT | Y | DS001 | LC001 | MOBILE SHOP NO.2 | HUBER PLANT | DISTRIBUTION SYSTEM | FSD | 1
VA5083578 | PB | LC | RT | Y | DS001 | LC002 | FLAKER WASHRM NO.2 | HUBER PLANT | DISTRIBUTION SYSTEM | FSD | 1
VA5083578 | PB | LC | RT | Y | DS001 | LC003 | MOBILE SHOP NO.1 | HUBER PLANT | DISTRIBUTION SYSTEM | FSD | 1
VA5083578 | PB | LC | RT | Y | DS001 | LC004 | FLAKER WASHROOM #1 | HUBER PLANT | DISTRIBUTION SYSTEM | FSD | 1
VA5083578 | PB | LC | RT | Y | DS001 | LC005 | ADMIN KITCH WOMENS | HUBER PLANT | DISTRIBUTION SYSTEM | FSD | 1
VA5083578 | GE | NIT | RT | Y | EP001 | EP001 | ATM TK MANIFOLD | HUBER PLANT | ENTRY POINT TAP |  | 1
VA5083620 | PB | LC | RT | Y | DS001 | LC001 | KITCHEN HAND SINK | MEADVILLE ELEMENTARY SCHOOL | DISTRIBUTION SYSTEM | FSD | 1
VA5083620 | PB | LC | RT | Y | DS001 | LC002 | ROOM 110 HAND SINK | MEADVILLE ELEMENTARY SCHOOL | DISTRIBUTION SYSTEM | FSD | 1
VA5083620 | PB | LC | RT | Y | DS001 | LC003 | ROOM 111 HAND SINK | MEADVILLE ELEMENTARY SCHOOL | DISTRIBUTION SYSTEM | FSD | 1
VA5083620 | PB | LC | RT | Y | DS001 | LC004 | ROOM 103 HAND SINK | MEADVILLE ELEMENTARY SCHOOL | DISTRIBUTION SYSTEM | FSD | 1
VA5083620 | PB | LC | RT | Y | DS001 | LC005 | ROOM 102 HAND SINK | MEADVILLE ELEMENTARY SCHOOL | DISTRIBUTION SYSTEM | FSD | 1
VA5083620 | GE | NIT | RT | Y | EP001 | EP001 | ATM TK MANIFOLD | MEADVILLE ELEMENTARY SCHOOL | ENTRY POINT TAP |  | 1
VA5083628 | GE | NIT | RT | Y | EP001 | EP001 | BOOSTER PP MANIFOLD | ODEC / VIRGINIA POWER PLANT | ENTRY POINT TAP |  | 1
VA5083693 | GE | NIT | RT | Y | EP001 | EP001 | HYDRO. TK TAP | SINAI ELEMENTARY SCHOOL | ENTRY POINT TAP |  | 1
VA5083760 | PB | LC | RT | Y | DS001 | LC001 | ROOM 6 | SYDNOR JENNINGS ELEMENTARY SCHOOL | DISTRIBUTION SYSTEM | FSD | 1
VA5083760 | PB | LC | RT | Y | DS001 | LC002 | KITCHEN | SYDNOR JENNINGS ELEMENTARY SCHOOL | DISTRIBUTION SYSTEM | FSD | 1
VA5083760 | PB | LC | RT | Y | DS001 | LC003 | ROOM 1 | SYDNOR JENNINGS ELEMENTARY SCHOOL | DISTRIBUTION SYSTEM | FSD | 1
VA5083760 | PB | LC | RT | Y | DS001 | LC004 | ROOM 13 | SYDNOR JENNINGS ELEMENTARY SCHOOL | DISTRIBUTION SYSTEM | FSD | 1
VA5083760 | PB | LC | RT | Y | DS001 | LC005 | MENS RESTROOM | SYDNOR JENNINGS ELEMENTARY SCHOOL | DISTRIBUTION SYSTEM | FSD | 1
VA5083760 | GE | NIT | RT | Y | EP001 | EP001 | HYDRO TAP | SYDNOR JENNINGS ELEMENTARY SCHOOL | ENTRY POINT TAP |  | 1
VA5083810 | PB | LC | RT | Y | DS001 | LC006 | SUITE 601 | VIRGINIA INTERNATIONAL RACEWAY | DISTRIBUTION SYSTEM | FSD | 1
VA5083810 | PB | LC | RT | Y | DS001 | LC007 | SUITE 607 | VIRGINIA INTERNATIONAL RACEWAY | DISTRIBUTION SYSTEM | FSD | 1
VA5083810 | PB | LC | RT | Y | DS001 | LC009 | SUITE 609 | VIRGINIA INTERNATIONAL RACEWAY | DISTRIBUTION SYSTEM | FSD | 1
VA5083810 | PB | LC | RT | Y | DS001 | LC010 | SUITE 611 | VIRGINIA INTERNATIONAL RACEWAY | DISTRIBUTION SYSTEM | FSD | 1
VA5083810 | PB | LC | RT | Y | DS001 | LC011 | SUITE 605 | VIRGINIA INTERNATIONAL RACEWAY | DISTRIBUTION SYSTEM | FSD | 1
VA5083940 | GE | RAD | RT | Y | EP002 | EP002 | WELL 2 TREATED TAP | VIRGILINA, TOWN OF | ENTRY POINT TAP - WELL 2 |  | 1
VA5083940 | GE | RAD | RT | Y | EP005 | EP005 | WELL 5 TREATED TAP | VIRGILINA, TOWN OF | ENTRY POINT TAP - WELL 5 |  | 1
VA5083980 | GE | NIT | RT | Y | EP001 | EP001 | BATHROOM SINK | TIMBERLAND TOO | ENTRY POINT TAP |  | 1
VA5089075 | GE | NIT | RT | Y | EP001 | EP001 | ENT SAMPLING STATION | BASSETT MIRROR CO.-PHILPOTT | ENTRY POINT TAP |  | 1
VA5089115 | PB | LC | RT | Y | DS001 | LC021 | LOT NO. 93 | TWIN OAKS MOBILE HOME PARK | DISTRIBUTION SYSTEM | FSD | 1
VA5089115 | PB | LC | RT | Y | DS001 | LC022 | LOT NO. 121 | TWIN OAKS MOBILE HOME PARK | DISTRIBUTION SYSTEM | FSD | 1
VA5089115 | PB | LC | RT | Y | DS001 | LC023 | LOT NO. 40 | TWIN OAKS MOBILE HOME PARK | DISTRIBUTION SYSTEM | FSD | 1
VA5089115 | PB | LC | RT | Y | DS001 | LC024 | LOT NO. 81 | TWIN OAKS MOBILE HOME PARK | DISTRIBUTION SYSTEM | FSD | 1
VA5089115 | PB | LC | RT | Y | DS001 | LC025 | LOT NO. 45 | TWIN OAKS MOBILE HOME PARK | DISTRIBUTION SYSTEM | FSD | 1
VA5089115 | GE | NIT | RT | Y | EP001 | EP001 | HYDRO TANK TAP | TWIN OAKS MOBILE HOME PARK | ENTRY POINT |  | 1
VA5089345 | GE | NIT | RT | Y | EP001 | EP001 | ENTRY POINT TAP | FISHER FARM PARK | ENTRY POINT TAP |  | 1
VA5089571 | GE | HAA | RT | Y | DS001 | DBP01 | LOT 50 | MOUNTAIN VISTA VILLAGE | DISTRIBUTION SYSTEM SECTION NO. 1 |  | 1
VA5089571 | GE | THM | RT | Y | DS001 | DBP01 | LOT 50 | MOUNTAIN VISTA VILLAGE | DISTRIBUTION SYSTEM SECTION NO. 1 |  | 1
VA5089571 | PB | LC | RT | Y | DS001 | LC001 | LOT 50 | MOUNTAIN VISTA VILLAGE | DISTRIBUTION SYSTEM SECTION NO. 1 | FSD | 1
VA5089571 | PB | LC | RT | Y | DS001 | LC006 | LOT 15 | MOUNTAIN VISTA VILLAGE | DISTRIBUTION SYSTEM SECTION NO. 1 | FSD | 1
VA5089571 | PB | LC | RT | Y | DS001 | LC007 | LOT 25 | MOUNTAIN VISTA VILLAGE | DISTRIBUTION SYSTEM SECTION NO. 1 | FSD | 1
VA5089571 | PB | LC | RT | Y | DS001 | LC008 | LOT 46 | MOUNTAIN VISTA VILLAGE | DISTRIBUTION SYSTEM SECTION NO. 1 | FSD | 1
VA5089571 | PB | LC | RT | Y | DS001 | LC009 | LOT 24 | MOUNTAIN VISTA VILLAGE | DISTRIBUTION SYSTEM SECTION NO. 1 | FSD | 1
VA5089571 | GE | VOC | RT | Y | EP003 | EP003 | HYDRO TANK SAMPLE TAP | MOUNTAIN VISTA VILLAGE | ENTRY POINT COMBINED WELLS 1 & 2 |  | 1
VA5089634 | GE | VOC | RT | Y | EP001 | EP001 | HYDRO TANK TAP | PINE FOREST | ENTRY POINT TAP WELL NO. 1 |  | 1
VA5089700 | GE | RAD | RT | Y | EP001 | EP001 | HYDRO TANKS TAP | RIDGEWAY TRAILER PARK | ENTRY POINT TAP |  | 1
VA5089753 | GE | HAA | RT | Y | DS001 | DBP01 | APT. NO.46-OFFICE | SHERWOOD MANOR | DISTRIBUTION |  | 1
VA5089753 | GE | THM | RT | Y | DS001 | DBP01 | APT. NO.46-OFFICE | SHERWOOD MANOR | DISTRIBUTION |  | 1
VA5089770 | PB | LC | RT | Y | DS001 | LC001 | LOT NO.4 | FAIRFIELD MOBILE HOME PARK | DISTRIBUTION SYSTEM | FSD | 1
VA5089770 | PB | LC | RT | Y | DS001 | LC002 | LOT NO.13 | FAIRFIELD MOBILE HOME PARK | DISTRIBUTION SYSTEM | FSD | 1
VA5089770 | PB | LC | RT | Y | DS001 | LC004 | LOT NO.18 | FAIRFIELD MOBILE HOME PARK | DISTRIBUTION SYSTEM | FSD | 1
VA5089770 | PB | LC | RT | Y | DS001 | LC005 | LOT 3-MUST SAMPLE | FAIRFIELD MOBILE HOME PARK | DISTRIBUTION SYSTEM | FSD | 1
VA5089770 | PB | LC | RT | Y | DS001 | LC006 | LOT NO.8 | FAIRFIELD MOBILE HOME PARK | DISTRIBUTION SYSTEM | FSD | 1
VA5089852 | GE | HAA | RT | Y | DS001 | DBP01 | 2557 WILLIE CRAIG RD. | UPPER SMITH RIVER WATER SUPPLY | DISTRIBUTION SYSTEM |  | 1
VA5089852 | GE | THM | RT | Y | DS001 | DBP01 | 2557 WILLIE CRAIG RD. | UPPER SMITH RIVER WATER SUPPLY | DISTRIBUTION SYSTEM |  | 1
VA5089852 | GE | HAA | RT | Y | DS001 | DBP02 | 2400 FIGSBORO RD | UPPER SMITH RIVER WATER SUPPLY | DISTRIBUTION SYSTEM |  | 1
VA5089852 | GE | THM | RT | Y | DS001 | DBP02 | 2400 FIGSBORO RD | UPPER SMITH RIVER WATER SUPPLY | DISTRIBUTION SYSTEM |  | 1
VA5089852 | GE | HAA | RT | Y | DS001 | DBP03 | 509 CARVER RD | UPPER SMITH RIVER WATER SUPPLY | DISTRIBUTION SYSTEM |  | 1
VA5089852 | GE | THM | RT | Y | DS001 | DBP03 | 509 CARVER RD | UPPER SMITH RIVER WATER SUPPLY | DISTRIBUTION SYSTEM |  | 1
VA5089852 | GE | HAA | RT | Y | DS001 | DBP04 | 7895 AXTON RD | UPPER SMITH RIVER WATER SUPPLY | DISTRIBUTION SYSTEM |  | 1
VA5089852 | GE | THM | RT | Y | DS001 | DBP04 | 7895 AXTON RD | UPPER SMITH RIVER WATER SUPPLY | DISTRIBUTION SYSTEM |  | 1
VA5089852 | PB | LC | RT | Y | DS001 | LC001 | 49 SPRING GARDEN-BA | UPPER SMITH RIVER WATER SUPPLY | DISTRIBUTION SYSTEM | FSD | 1
VA5089852 | PB | LC | RT | Y | DS001 | LC007 | 3113 LONGVIEW DR-COL | UPPER SMITH RIVER WATER SUPPLY | DISTRIBUTION SYSTEM | FSD | 1
VA5089852 | PB | LC | RT | Y | DS001 | LC008 | 49 HOMESTEAD TRAIL-C | UPPER SMITH RIVER WATER SUPPLY | DISTRIBUTION SYSTEM | FSD | 1
VA5089852 | PB | LC | RT | Y | DS001 | LC010 | 120 HOMESTEAD TR-COL | UPPER SMITH RIVER WATER SUPPLY | DISTRIBUTION SYSTEM | FSD | 1
VA5089852 | PB | LC | RT | Y | DS001 | LC011 | 262 HOMESTEAD TR-COL | UPPER SMITH RIVER WATER SUPPLY | DISTRIBUTION SYSTEM | FSD | 1
VA5089852 | PB | LC | RT | Y | DS001 | LC015 | 299 HOMESTEAD TR-COL | UPPER SMITH RIVER WATER SUPPLY | DISTRIBUTION SYSTEM | FSD | 1
VA5089852 | PB | LC | RT | Y | DS001 | LC016 | 348 HOMESTEAD TR-COL | UPPER SMITH RIVER WATER SUPPLY | DISTRIBUTION SYSTEM | FSD | 1
VA5089852 | PB | LC | RT | Y | DS001 | LC019 | 91 BERKLEY PLACE-COL | UPPER SMITH RIVER WATER SUPPLY | DISTRIBUTION SYSTEM | FSD | 1
VA5089852 | PB | LC | RT | Y | DS001 | LC020 | 776 COLONIAL DRIVE-C | UPPER SMITH RIVER WATER SUPPLY | DISTRIBUTION SYSTEM | FSD | 1
VA5089852 | PB | LC | RT | Y | DS001 | LC025 | 590 COVINGTON-RDGWY | UPPER SMITH RIVER WATER SUPPLY | DISTRIBUTION SYSTEM | FSD | 1
VA5089852 | PB | LC | RT | Y | DS001 | LC026 | 200 SENIC VIEW-RDGWY | UPPER SMITH RIVER WATER SUPPLY | DISTRIBUTION SYSTEM | FSD | 1
VA5089852 | PB | LC | RT | Y | DS001 | LC027 | 356 SHANNON CT-RDGWY | UPPER SMITH RIVER WATER SUPPLY | DISTRIBUTION SYSTEM | FSD | 1
VA5089852 | PB | LC | RT | Y | DS001 | LC029 | 520 MULBERRY-RDGWY | UPPER SMITH RIVER WATER SUPPLY | DISTRIBUTION SYSTEM | FSD | 1
VA5089852 | PB | LC | RT | Y | DS001 | LC033 | 101 MARHILL-RDGWY | UPPER SMITH RIVER WATER SUPPLY | DISTRIBUTION SYSTEM | FSD | 1
VA5089852 | PB | LC | RT | Y | DS001 | LC034 | 349 HANDOVER-RDGWY | UPPER SMITH RIVER WATER SUPPLY | DISTRIBUTION SYSTEM | FSD | 1
VA5089852 | PB | LC | RT | Y | DS001 | LC035 | 190 GREENLEAF-RDGWY | UPPER SMITH RIVER WATER SUPPLY | DISTRIBUTION SYSTEM | FSD | 1
VA5089852 | PB | LC | RT | Y | DS001 | LC038 | 626 JOS MARTIN-MART | UPPER SMITH RIVER WATER SUPPLY | DISTRIBUTION SYSTEM | FSD | 1
VA5089852 | PB | LC | RT | Y | DS001 | LC042 | 441 LAUREL PK-MART | UPPER SMITH RIVER WATER SUPPLY | DISTRIBUTION SYSTEM | FSD | 1
VA5089852 | PB | LC | RT | Y | DS001 | LC043 | 805 LAUREL PK-MART | UPPER SMITH RIVER WATER SUPPLY | DISTRIBUTION SYSTEM | FSD | 1
VA5089852 | PB | LC | RT | Y | DS001 | LC045 | 1164 MT OLIVET-MART | UPPER SMITH RIVER WATER SUPPLY | DISTRIBUTION SYSTEM | FSD | 1
VA5089852 | PB | LC | RT | Y | DS001 | LC046 | 54 MULBERRY RD RDGWY | UPPER SMITH RIVER WATER SUPPLY | DISTRIBUTION SYSTEM | FSD | 1
VA5089852 | PB | LC | RT | Y | DS001 | LC050 | 800 TURNR ASHBY-MART | UPPER SMITH RIVER WATER SUPPLY | DISTRIBUTION SYSTEM | FSD | 1
VA5089852 | PB | LC | RT | Y | DS001 | LC051 | 115 CARLISLE RD | UPPER SMITH RIVER WATER SUPPLY | DISTRIBUTION SYSTEM | FSD | 1
VA5089852 | PB | LC | RT | Y | DS001 | LC052 | 259 JEB STUART-MART | UPPER SMITH RIVER WATER SUPPLY | DISTRIBUTION SYSTEM | FSD | 1
VA5089852 | PB | LC | RT | Y | DS001 | LC053 | 400 JEB STUART-MART | UPPER SMITH RIVER WATER SUPPLY | DISTRIBUTION SYSTEM | FSD | 1
VA5089852 | PB | LC | RT | Y | DS001 | LC054 | 400 STNWALL JCK-MART | UPPER SMITH RIVER WATER SUPPLY | DISTRIBUTION SYSTEM | FSD | 1
VA5089852 | PB | LC | RT | Y | DS001 | LC060 | 5937 IRISBURG-AXTON | UPPER SMITH RIVER WATER SUPPLY | DISTRIBUTION SYSTEM | FSD | 1
VA5089852 | PB | LC | RT | Y | DS001 | LC061 | 7895 AXTON ROAD | UPPER SMITH RIVER WATER SUPPLY | DISTRIBUTION SYSTEM | FSD | 1
VA5089852 | PB | LC | RT | Y | DS001 | LC062 | 7375 MORGAN FORD ROAD | UPPER SMITH RIVER WATER SUPPLY | DISTRIBUTION SYSTEM | FSD | 1
VA5089852 | PB | LC | RT | Y | DS001 | LC063 | 84 KEEN DRIVE | UPPER SMITH RIVER WATER SUPPLY | DISTRIBUTION SYSTEM | FSD | 1
VA5089852 | GE | FL2 | ST | N | EP001 | EP001 | WTP FINISHED TAP | UPPER SMITH RIVER WATER SUPPLY | ENTRY POINT TAP UPPER SMITH RIVER WTP |  | 3
VA5089852 | GE | FUM | RT | Y | EP001 | EP001 | WTP FINISHED TAP | UPPER SMITH RIVER WATER SUPPLY | ENTRY POINT TAP UPPER SMITH RIVER WTP |  | 1
VA5089852 | GE | SVO | RT | Y | EP001 | EP001 | WTP FINISHED TAP | UPPER SMITH RIVER WATER SUPPLY | ENTRY POINT TAP UPPER SMITH RIVER WTP |  | 1
VA5089852 | GE | CAH | RT | Y | EP001 | EP001 | WTP FINISHED TAP | UPPER SMITH RIVER WATER SUPPLY | ENTRY POINT TAP UPPER SMITH RIVER WTP |  | 1
VA5089852 | GE | CAR | RT | Y | EP001 | EP001 | WTP FINISHED TAP | UPPER SMITH RIVER WATER SUPPLY | ENTRY POINT TAP UPPER SMITH RIVER WTP |  | 1
VA5089852 | GE | TOA | RT | Y | IN001 | RW001 | SMITH RIVER INTAKE RAW TAP | UPPER SMITH RIVER WATER SUPPLY | SMITH RIVER INTAKE |  | 1
VA5089852 | GE | TOC | RT | Y | TP001 | UP001 | COMPOSITE.FILT.EFFL. | UPPER SMITH RIVER WATER SUPPLY | UPPER SMITH RIVER WTP |  | 1
VA5089853 | PB | LC | RT | Y | DS001 | LC001 | MENS RESTRM HANDSNK | VICTORY BAPTIST ACADEMY | DISTRIBUTION SYSTEM | FSD | 1
VA5089853 | PB | LC | RT | Y | DS001 | LC002 | WATER FOUNTAIN | VICTORY BAPTIST ACADEMY | DISTRIBUTION SYSTEM | FSD | 1
VA5089853 | PB | LC | RT | Y | DS001 | LC003 | WOMENS RSTRM HNDSINK | VICTORY BAPTIST ACADEMY | DISTRIBUTION SYSTEM | FSD | 1
VA5089853 | PB | LC | RT | Y | DS001 | LC004 | KITCH UTILITY SINK | VICTORY BAPTIST ACADEMY | DISTRIBUTION SYSTEM | FSD | 1
VA5089853 | PB | LC | RT | Y | DS001 | LC005 | KITCHEN HAND SINK | VICTORY BAPTIST ACADEMY | DISTRIBUTION SYSTEM | FSD | 1
VA5089853 | GE | NIT | RT | Y | EP001 | EP001 | ENTRY POINT SAMPLE POINT | VICTORY BAPTIST ACADEMY | ENTRY POINT SAMPLE POINT |  | 1
VA5089955 | GE | HAA | RT | Y | DS001 | DBP01 | 122 BARONWOOD RD | WOODLAND AVENUE EXT | DISTRIBUTION |  | 1
VA5089955 | GE | THM | RT | Y | DS001 | DBP01 | 122 BARONWOOD RD | WOODLAND AVENUE EXT | DISTRIBUTION |  | 1
VA5111430 | PB | LC | RT | Y | DS001 | LC001 | OLD COURTHSE UPSTAIRS | LUNENBURG COUNTY SEAT | DISTRIBUTION | FSD | 1
VA5111430 | PB | LC | RT | Y | DS001 | LC002 | HUMAN RESOURCES BLDG | LUNENBURG COUNTY SEAT | DISTRIBUTION | FSD | 1
VA5111430 | PB | LC | RT | Y | DS001 | LC003 | COUNTY ADM.BLDG. | LUNENBURG COUNTY SEAT | DISTRIBUTION | FSD | 1
VA5111430 | PB | LC | RT | Y | DS001 | LC007 | NEW SHERIFF S OFFICE | LUNENBURG COUNTY SEAT | DISTRIBUTION | FSD | 1
VA5111430 | PB | LC | RT | Y | DS001 | LC009 | NEWCOURTHSE.DOWNST | LUNENBURG COUNTY SEAT | DISTRIBUTION | FSD | 1
VA5111450 | GE | THM | RT | Y | DS001 | DBP01 | 101 LEA ROAD | KENBRIDGE, TOWN OF | DISTRIBUTION SYSTEM |  | 1
VA5111450 | GE | HAA | RT | Y | DS001 | DBP02 | KENBRIDGE ELEM SCH | KENBRIDGE, TOWN OF | DISTRIBUTION SYSTEM |  | 1
VA5111450 | GE | FL2 | ST | N | EP001 | EP001 | FINISHED WATER TAP | KENBRIDGE, TOWN OF | ENTRY POINT TAP |  | 3
VA5117125 | PB | LC | RT | Y | DS001 | LC002 | 400 BUCKHEAD DR | BUCKHEAD SUBDIVISION | DISTRIBUTION SYSTEM | FSD | 1
VA5117125 | PB | LC | RT | Y | DS001 | LC003 | 278 WHITE TAIL RUN | BUCKHEAD SUBDIVISION | DISTRIBUTION SYSTEM | FSD | 1
VA5117125 | PB | LC | RT | Y | DS001 | LC007 | 59 DOE COURT | BUCKHEAD SUBDIVISION | DISTRIBUTION SYSTEM | FSD | 1
VA5117125 | PB | LC | RT | Y | DS001 | LC008 | 280 BUCKHEAD DRIVE | BUCKHEAD SUBDIVISION | DISTRIBUTION SYSTEM | FSD | 1
VA5117125 | PB | LC | RT | Y | DS001 | LC011 | 49 ANTLER COURT | BUCKHEAD SUBDIVISION | DISTRIBUTION SYSTEM | FSD | 1
VA5117200 | GE | THM | RT | Y | DS001 | DBP01 | 4961 HIGHWAY 47 | CHASE CITY,TOWN OF | DISTRIBUTION SYSTEM |  | 1
VA5117200 | GE | HAA | RT | Y | DS001 | DBP02 | 19 JONBIL ROAD | CHASE CITY,TOWN OF | DISTRIBUTION SYSTEM |  | 1
VA5117310 | GE | HAA | RT | Y | DS001 | DBP01 | CROWDER INSURANCE | CLARKSVILLE, TOWN OF | DISTRIBUTION SYSTEM |  | 1
VA5117310 | GE | THM | RT | Y | DS001 | DBP02 | LONG BEACH BLVD. | CLARKSVILLE, TOWN OF | DISTRIBUTION SYSTEM |  | 1
VA5117310 | PB | LC | RT | Y | DS001 | LC001 | 204 VIRGINIA AVE | CLARKSVILLE, TOWN OF | DISTRIBUTION SYSTEM | FSD | 1
VA5117310 | PB | LC | RT | Y | DS001 | LC002 | 1066 VIRGINIA AVE | CLARKSVILLE, TOWN OF | DISTRIBUTION SYSTEM | FSD | 1
VA5117310 | PB | LC | RT | Y | DS001 | LC005 | 610 ROSE HILL | CLARKSVILLE, TOWN OF | DISTRIBUTION SYSTEM | FSD | 1
VA5117310 | PB | LC | RT | Y | DS001 | LC006 | 168 BUFFALO RD | CLARKSVILLE, TOWN OF | DISTRIBUTION SYSTEM | FSD | 1
VA5117310 | PB | LC | RT | Y | DS001 | LC009 | 309 7TH STREET | CLARKSVILLE, TOWN OF | DISTRIBUTION SYSTEM | FSD | 1
VA5117310 | PB | LC | RT | Y | DS001 | LC011 | 176 BUFFALO RD | CLARKSVILLE, TOWN OF | DISTRIBUTION SYSTEM | FSD | 1
VA5117310 | PB | LC | RT | Y | DS001 | LC012 | 107 VENEBLE LANE | CLARKSVILLE, TOWN OF | DISTRIBUTION SYSTEM | FSD | 1
VA5117310 | PB | LC | RT | Y | DS001 | LC014 | 158 BUFFALO ROAD | CLARKSVILLE, TOWN OF | DISTRIBUTION SYSTEM | FSD | 1
VA5117310 | PB | LC | RT | Y | DS001 | LC015 | 116 FAIRFIELD DRIVE | CLARKSVILLE, TOWN OF | DISTRIBUTION SYSTEM | FSD | 1
VA5117310 | PB | LC | RT | Y | DS001 | LC016 | 106 SUNNYSIDE ST | CLARKSVILLE, TOWN OF | DISTRIBUTION SYSTEM | FSD | 1
VA5117310 | GE | FL2 | ST | N | EP001 | EP001 | HIGH SERVICE TAP | CLARKSVILLE, TOWN OF | ENTRY POINT TAP |  | 3
VA5117310 | GE | RAD | RT | Y | EP001 | EP001 | HIGH SERVICE TAP | CLARKSVILLE, TOWN OF | ENTRY POINT TAP |  | 1
VA5117310 | GE | TOA | RT | Y | IN001 | RW001 | RAW WATER SAMPLE TAP | CLARKSVILLE, TOWN OF | KERR RESERVOIR INTAKE |  | 3
VA5117310 | GE | TOC | RT | Y | TP001 | UP001 | FILTER EFFLUENT | CLARKSVILLE, TOWN OF | TREATMENT PLANT |  | 3
VA5117360 | GE | HAA | RT | Y | DS001 | DBP01 | 843 GRANITE HALL DRIVE | GRANITE HALL SHORES | DISTRIBUTION SYSTEM |  | 1
VA5117360 | GE | THM | RT | Y | DS001 | DBP01 | 843 GRANITE HALL DRIVE | GRANITE HALL SHORES | DISTRIBUTION SYSTEM |  | 1
VA5117360 | PB | LC | RT | Y | DS001 | LC004 | 1039 GRANITE HALL DRIVE | GRANITE HALL SHORES | DISTRIBUTION SYSTEM | FSD | 1
VA5117360 | PB | LC | RT | Y | DS001 | LC005 | 1070 GRANITE HALL DRIVE | GRANITE HALL SHORES | DISTRIBUTION SYSTEM | FSD | 1
VA5117360 | PB | LC | RT | Y | DS001 | LC010 | 122 SHORE DRIVE | GRANITE HALL SHORES | DISTRIBUTION SYSTEM | FSD | 1
VA5117360 | PB | LC | RT | Y | DS001 | LC011 | 987 GRANITE HALL DRIVE | GRANITE HALL SHORES | DISTRIBUTION SYSTEM | FSD | 1
VA5117360 | PB | LC | RT | Y | DS001 | LC012 | 843 GRANITE HALL DRIVE | GRANITE HALL SHORES | DISTRIBUTION SYSTEM | FSD | 1
VA5117371 | PB | LC | RT | Y | DS001 | LC001 | 1409 GREAT CREEK DR | GREAT CREEK LANDING | DISTRIBUTION SYSTEM | FSD | 1
VA5117371 | PB | LC | RT | Y | DS001 | LC006 | 349 GREAT CREEK DR | GREAT CREEK LANDING | DISTRIBUTION SYSTEM | FSD | 1
VA5117371 | PB | LC | RT | Y | DS001 | LC010 | 1465 GREAT CREEK DRIVE | GREAT CREEK LANDING | DISTRIBUTION SYSTEM | FSD | 1
VA5117371 | PB | LC | RT | Y | DS001 | LC012 | 2235 GREAT CREEK DRIVE | GREAT CREEK LANDING | DISTRIBUTION SYSTEM | FSD | 1
VA5117371 | PB | LC | RT | Y | DS001 | LC014 | 2707 GREAT CREEK DR | GREAT CREEK LANDING | DISTRIBUTION SYSTEM | FSD | 1
VA5117371 | GE | CYN | RT | Y | EP001 | EP001 | HYDRO. TANK TAP | GREAT CREEK LANDING | ENTRY POINT TAP |  | 1
VA5117371 | GE | INO | RT | Y | EP001 | EP001 | HYDRO. TANK TAP | GREAT CREEK LANDING | ENTRY POINT TAP |  | 1
VA5117371 | GE | MET | RT | Y | EP001 | EP001 | HYDRO. TANK TAP | GREAT CREEK LANDING | ENTRY POINT TAP |  | 1
VA5117378 | PB | LC | RT | Y | DS001 | LC001 | 525 HICKS DR | HICKS HILL SUBDIVISION | DISTRIBUTION SYSTEM | FSD | 1
VA5117378 | PB | LC | RT | Y | DS001 | LC002 | 310 HICKS DR | HICKS HILL SUBDIVISION | DISTRIBUTION SYSTEM | FSD | 1
VA5117378 | PB | LC | RT | Y | DS001 | LC003 | 442 HICKS DR | HICKS HILL SUBDIVISION | DISTRIBUTION SYSTEM | FSD | 1
VA5117378 | PB | LC | RT | Y | DS001 | LC004 | 338 HICKS DR | HICKS HILL SUBDIVISION | DISTRIBUTION SYSTEM | FSD | 1
VA5117378 | PB | LC | RT | Y | DS001 | LC006 | 456 HICKS DR | HICKS HILL SUBDIVISION | DISTRIBUTION SYSTEM | FSD | 1
VA5117400 | GE | THM | RT | Y | DS001 | DBP01 | LA CROSSE ELEM SCH | LA CROSSE, TOWN OF | DISTRIBUTION SYSTEM |  | 1
VA5117400 | GE | HAA | RT | Y | DS001 | DBP02 | SAMPLING STATN-EST | LA CROSSE, TOWN OF | DISTRIBUTION SYSTEM |  | 1
VA5117420 | PB | LC | RT | Y | DS001 | LC001 | LOT 10 | LONGVIEW TRAILER PARK | DISTRIBUTION SYSTEM | FSD | 1
VA5117420 | PB | LC | RT | Y | DS001 | LC003 | LOT 8 | LONGVIEW TRAILER PARK | DISTRIBUTION SYSTEM | FSD | 1
VA5117420 | PB | LC | RT | Y | DS001 | LC005 | LOT 3 | LONGVIEW TRAILER PARK | DISTRIBUTION SYSTEM | FSD | 1
VA5117420 | PB | LC | RT | Y | DS001 | LC006 | LOT 1 | LONGVIEW TRAILER PARK | DISTRIBUTION SYSTEM | FSD | 1
VA5117420 | PB | LC | RT | Y | DS001 | LC007 | LOT 17 | LONGVIEW TRAILER PARK | DISTRIBUTION SYSTEM | FSD | 1
VA5117660 | GE | HAA | RT | Y | DS001 | DBP01 | 566 MOUNTAIN ROCK TRAIL | PEETE RIVER FARM | DISTRIBUTION SYSTEM |  | 1
VA5117660 | GE | THM | RT | Y | DS001 | DBP01 | 566 MOUNTAIN ROCK TRAIL | PEETE RIVER FARM | DISTRIBUTION SYSTEM |  | 1
VA5117660 | PB | LC | RT | Y | DS001 | LC005 | 524 MOUNTAIN ROCK TRAIL | PEETE RIVER FARM | DISTRIBUTION SYSTEM | FSD | 1
VA5117660 | PB | LC | RT | Y | DS001 | LC008 | 636 MOUNTAIN ROCK TRAIL | PEETE RIVER FARM | DISTRIBUTION SYSTEM | FSD | 1
VA5117660 | PB | LC | RT | Y | DS001 | LC014 | 604 MOUNTAIN ROCK TRAIL | PEETE RIVER FARM | DISTRIBUTION SYSTEM | FSD | 1
VA5117660 | PB | LC | RT | Y | DS001 | LC015 | 168 ROANOKE BEND | PEETE RIVER FARM | DISTRIBUTION SYSTEM | FSD | 1
VA5117660 | PB | LC | RT | Y | DS001 | LC017 | 304 MOUNTAIN ROCK TRAIL | PEETE RIVER FARM | DISTRIBUTION SYSTEM | FSD | 1
VA5117700 | GE | THM | RT | Y | DS001 | DBP01 | LOT 38 F | RIVER RIDGE | DISTRIBUTION SYSTEM |  | 1
VA5117700 | GE | HAA | RT | Y | DS001 | DBP02 | 3L LARAMIE DR | RIVER RIDGE | DISTRIBUTION SYSTEM |  | 1
VA5117707 | GE | HAA | RT | Y | DS001 | DBP01 | CHASE CITY ENTRY PT | ROANOKE RIVER SERVICE AUTHORITY | DISTRIBUTION SYSTEM |  | 1
VA5117707 | GE | THM | RT | Y | DS001 | DBP02 | UPSTREAM RT 92 TANK | ROANOKE RIVER SERVICE AUTHORITY | DISTRIBUTION SYSTEM |  | 1
VA5117707 | GE | THM | RT | Y | DS001 | DBP03 | BRODNAX ENTRY POINT | ROANOKE RIVER SERVICE AUTHORITY | DISTRIBUTION SYSTEM |  | 1
VA5117707 | PB | LC | RT | Y | DS001 | LC002 | 8878 HIGHWAY 1 | ROANOKE RIVER SERVICE AUTHORITY | DISTRIBUTION SYSTEM | FSD | 1
VA5117707 | PB | LC | RT | Y | DS001 | LC003 | 8770 HIGHWAY 1 | ROANOKE RIVER SERVICE AUTHORITY | DISTRIBUTION SYSTEM | FSD | 1
VA5117707 | PB | LC | RT | Y | DS001 | LC004 | 8315 HIGHWAY 1 | ROANOKE RIVER SERVICE AUTHORITY | DISTRIBUTION SYSTEM | FSD | 1
VA5117707 | PB | LC | RT | Y | DS001 | LC005 | 9860 RED LAWN RD | ROANOKE RIVER SERVICE AUTHORITY | DISTRIBUTION SYSTEM | FSD | 1
VA5117707 | PB | LC | RT | Y | DS001 | LC006 | 219 BEECHWOOD RD | ROANOKE RIVER SERVICE AUTHORITY | DISTRIBUTION SYSTEM | FSD | 1
VA5117707 | GE | FL2 | ST | N | EP001 | EP001 | HIGH SERVICE TAP | ROANOKE RIVER SERVICE AUTHORITY | ENTRY POINT TAP |  | 3
VA5117707 | GE | INO | RT | Y | EP001 | EP001 | HIGH SERVICE TAP | ROANOKE RIVER SERVICE AUTHORITY | ENTRY POINT TAP |  | 1
VA5117707 | GE | TOA | RT | Y | IN001 | RW001 | RAW PUMP HOUSE | ROANOKE RIVER SERVICE AUTHORITY | LAKE GASTON INTAKE |  | 3
VA5117707 | GE | TOC | RT | Y | TP001 | UP001 | FILTERED WATER TAP | ROANOKE RIVER SERVICE AUTHORITY | WATER TREATMENT WORKS |  | 3
VA5117800 | GE | HAA | RT | Y | DS001 | DBP01 | 808 FOREST LANE | SOUTH HILL, TOWN OF | DISTRIBUTION SYSTEM |  | 1
VA5117800 | GE | THM | RT | Y | DS001 | DBP01 | 808 FOREST LANE | SOUTH HILL, TOWN OF | DISTRIBUTION SYSTEM |  | 1
VA5117800 | GE | HAA | RT | Y | DS001 | DBP02 | NORTH SIDE TANK | SOUTH HILL, TOWN OF | DISTRIBUTION SYSTEM |  | 1
VA5117800 | GE | THM | RT | Y | DS001 | DBP02 | NORTH SIDE TANK | SOUTH HILL, TOWN OF | DISTRIBUTION SYSTEM |  | 1
VA5117833 | PB | LC | RT | Y | DS001 | LC002 | 765 HAWTHORNE DR | TANGLEWOOD SECTION U | DISTRIBUTION SYSTEM | FSD | 1
VA5117833 | PB | LC | RT | Y | DS001 | LC006 | 646 HAWTHORNE DR | TANGLEWOOD SECTION U | DISTRIBUTION SYSTEM | FSD | 1
VA5117833 | PB | LC | RT | Y | DS001 | LC011 | 91 ALMOND COURT | TANGLEWOOD SECTION U | DISTRIBUTION SYSTEM | FSD | 1
VA5117833 | PB | LC | RT | Y | DS001 | LC012 | 878 HAWTHORNE DRIVE | TANGLEWOOD SECTION U | DISTRIBUTION SYSTEM | FSD | 1
VA5117833 | PB | LC | RT | Y | DS001 | LC013 | 816 HAWTHORNE DRIVE | TANGLEWOOD SECTION U | DISTRIBUTION SYSTEM | FSD | 1
VA5117834 | GE | HAA | RT | Y | DS001 | DBP01 | 328 ASPEN WAY | TANGLEWOOD SECTION A | DISTRIBUTION SYSTEM |  | 1
VA5117834 | GE | THM | RT | Y | DS001 | DBP01 | 328 ASPEN WAY | TANGLEWOOD SECTION A | DISTRIBUTION SYSTEM |  | 1
VA5117834 | PB | LC | RT | Y | DS001 | LC001 | 74 HOLLY COURT | TANGLEWOOD SECTION A | DISTRIBUTION SYSTEM | FSD | 1
VA5117834 | PB | LC | RT | Y | DS001 | LC003 | 518 TANGLEWOOD DR | TANGLEWOOD SECTION A | DISTRIBUTION SYSTEM | FSD | 1
VA5117834 | PB | LC | RT | Y | DS001 | LC007 | 422 TANGLEWOOD DR | TANGLEWOOD SECTION A | DISTRIBUTION SYSTEM | FSD | 1
VA5117834 | PB | LC | RT | Y | DS001 | LC009 | 62 HOLLY COURT | TANGLEWOOD SECTION A | DISTRIBUTION SYSTEM | FSD | 1
VA5117834 | PB | LC | RT | Y | DS001 | LC010 | 523 TANGLEWOOD DR | TANGLEWOOD SECTION A | DISTRIBUTION SYSTEM | FSD | 1
VA5117938 | GE | NIT | RT | Y | EP001 | EP001 | WELL HEAD TAP | KERR RESERVOIR-BUFFALO LANDING | ENTRY POINT TAP |  | 1
VA5117939 | GE | NIT | RT | Y | EP001 | EP001 | WELL HEAD | KERR RESERVOIR-BUFFALO SPRINGS | ENTRY POINT TAP |  | 1
VA5117947 | GE | NIT | RT | Y | EP046 | EP046 | WELL46 WELLHEAD TAP | KERR RESERVOIR-LONGWOOD PARK UTILITY | ENTRY POINT TAP WELL 46 |  | 1
VA5117950 | PB | LC | RT | Y | DS001 | LC001 | VAC EMPLOYEE RSTRM | KERR RESERVOIR-NORTH BEND PARK | DISTRIBUTION SYSTEM | FSD | 1
VA5117950 | PB | LC | RT | Y | DS001 | LC004 | POWRHSE EMPLOY KITCH | KERR RESERVOIR-NORTH BEND PARK | DISTRIBUTION SYSTEM | FSD | 1
VA5117950 | PB | LC | RT | Y | DS001 | LC006 | POWRHSE CONTRL RSTRM | KERR RESERVOIR-NORTH BEND PARK | DISTRIBUTION SYSTEM | FSD | 1
VA5117950 | PB | LC | RT | Y | DS001 | LC008 | VAC EMPLOYEE KITCH | KERR RESERVOIR-NORTH BEND PARK | DISTRIBUTION SYSTEM | FSD | 1
VA5117950 | PB | LC | RT | Y | DS001 | LC009 | VAC VISITOR RSTRM | KERR RESERVOIR-NORTH BEND PARK | DISTRIBUTION SYSTEM | FSD | 1
VA5117950 | GE | NIT | RT | Y | EP001 | EP001 | HYDRO. TANK TAP | KERR RESERVOIR-NORTH BEND PARK | ENTRY POINT TAP |  | 1
VA5117955 | GE | NIT | RT | Y | EP001 | EP001 | HYDRO. TANK TAP | KERR RESERVOIR-RUDDS CR. NORTH | ENTRY POINT TAP |  | 1
VA5117957 | GE | NIT | RT | Y | EP001 | EP001 | HYDRO. TANK TAP | KERR RESERVOIR-RUDDS CR. UTILITY A | ENTRY POINT TAP |  | 1
VA5117961 | GE | NIT | RT | Y | EP051 | EP051 | WELL 51 TAP | KERR RESERVOIR-RUDDS CR. COMFORT STATION | ENTRY POINT TAP WELL 51 |  | 1
VA5117961 | GE | NIT | RT | Y | EP056 | EP056 | WELL 56 TAP | KERR RESERVOIR-RUDDS CR. COMFORT STATION | ENTRY POINT TAP WELL 56 |  | 1
VA5135100 | GE | HAA | RT | Y | DS001 | DBP01 | BUILDING 0050 AIRPRT | BLACKSTONE, TOWN OF | BLACKSTONE DISTRIBUTION SYSTEM |  | 1
VA5135100 | GE | THM | RT | Y | DS001 | DBP01 | BUILDING 0050 AIRPRT | BLACKSTONE, TOWN OF | BLACKSTONE DISTRIBUTION SYSTEM |  | 1
VA5135100 | GE | HAA | RT | Y | DS001 | DBP02 | RESCUE SQUAD BUILDING | BLACKSTONE, TOWN OF | BLACKSTONE DISTRIBUTION SYSTEM |  | 1
VA5135100 | GE | THM | RT | Y | DS001 | DBP02 | RESCUE SQUAD BUILDING | BLACKSTONE, TOWN OF | BLACKSTONE DISTRIBUTION SYSTEM |  | 1
VA5135100 | PB | LC | RT | Y | DS001 | LC001 | 36 MAPLE LANE | BLACKSTONE, TOWN OF | BLACKSTONE DISTRIBUTION SYSTEM | FSD | 1
VA5135100 | PB | LC | RT | Y | DS001 | LC002 | 306 5TH STREET | BLACKSTONE, TOWN OF | BLACKSTONE DISTRIBUTION SYSTEM | FSD | 1
VA5135100 | PB | LC | RT | Y | DS001 | LC003 | 138 TAYLOR ST | BLACKSTONE, TOWN OF | BLACKSTONE DISTRIBUTION SYSTEM | FSD | 1
VA5135100 | PB | LC | RT | Y | DS001 | LC004 | AIRPORT 0050 | BLACKSTONE, TOWN OF | BLACKSTONE DISTRIBUTION SYSTEM | FSD | 1
VA5135100 | PB | LC | RT | Y | DS001 | LC005 | 1613 GYM | BLACKSTONE, TOWN OF | BLACKSTONE DISTRIBUTION SYSTEM | FSD | 1
VA5135100 | PB | LC | RT | Y | DS001 | LC007 | 100 W. ELM STREET | BLACKSTONE, TOWN OF | BLACKSTONE DISTRIBUTION SYSTEM | FSD | 1
VA5135100 | PB | LC | RT | Y | DS001 | LC009 | BLDG 472 | BLACKSTONE, TOWN OF | BLACKSTONE DISTRIBUTION SYSTEM | FSD | 1
VA5135100 | PB | LC | RT | Y | DS001 | LC010 | BLDG 495 | BLACKSTONE, TOWN OF | BLACKSTONE DISTRIBUTION SYSTEM | FSD | 1
VA5135100 | PB | LC | RT | Y | DS001 | LC011 | 410 6TH ST | BLACKSTONE, TOWN OF | BLACKSTONE DISTRIBUTION SYSTEM | FSD | 1
VA5135100 | PB | LC | RT | Y | DS001 | LC012 | 306 COURTHOUSE RD | BLACKSTONE, TOWN OF | BLACKSTONE DISTRIBUTION SYSTEM | FSD | 1
VA5135100 | PB | LC | RT | Y | DS001 | LC016 | 505 EIGHTH ST | BLACKSTONE, TOWN OF | BLACKSTONE DISTRIBUTION SYSTEM | FSD | 1
VA5135100 | PB | LC | RT | Y | DS001 | LC017 | 54 RIDGE ROAD | BLACKSTONE, TOWN OF | BLACKSTONE DISTRIBUTION SYSTEM | FSD | 1
VA5135100 | PB | LC | RT | Y | DS001 | LC018 | 801 THIRD STREET | BLACKSTONE, TOWN OF | BLACKSTONE DISTRIBUTION SYSTEM | FSD | 1
VA5135100 | PB | LC | RT | Y | DS001 | LC024 | 703 10TH ST, R COBBS | BLACKSTONE, TOWN OF | BLACKSTONE DISTRIBUTION SYSTEM | FSD | 1
VA5135100 | PB | LC | RT | Y | DS001 | LC025 | 206 BIRCH ST | BLACKSTONE, TOWN OF | BLACKSTONE DISTRIBUTION SYSTEM | FSD | 1
VA5135100 | PB | LC | RT | Y | DS001 | LC026 | 410 BRUNSWICK AVE | BLACKSTONE, TOWN OF | BLACKSTONE DISTRIBUTION SYSTEM | FSD | 1
VA5135100 | PB | LC | RT | Y | DS001 | LC032 | BLDG 1485 FIRE DEPT | BLACKSTONE, TOWN OF | BLACKSTONE DISTRIBUTION SYSTEM | FSD | 1
VA5135100 | PB | LC | RT | Y | DS001 | LC033 | 300 S. HARRIS ST | BLACKSTONE, TOWN OF | BLACKSTONE DISTRIBUTION SYSTEM | FSD | 1
VA5135100 | PB | LC | RT | Y | DS001 | LC034 | 601 CENTER STREET | BLACKSTONE, TOWN OF | BLACKSTONE DISTRIBUTION SYSTEM | FSD | 1
VA5135100 | PB | LC | RT | Y | DS001 | LC059 | 714 LESTER STREET | BLACKSTONE, TOWN OF | BLACKSTONE DISTRIBUTION SYSTEM | FSD | 1
VA5135100 | GE | VOC | RT | Y | EP001 | EP001 | FINISHED SAMPLE TAP | BLACKSTONE, TOWN OF | ENTRY POINT TAP |  | 1
VA5135100 | GE | TOA | RT | Y | IN001 | RW001 | NOTTOWAY RESERVOIR | BLACKSTONE, TOWN OF | NOTTOWAY RESERVOIR |  | 3
VA5135100 | GE | TOC | RT | Y | TP001 | UP001 | POST FILTRATION | BLACKSTONE, TOWN OF | BLACKSTONE WATER TREATMENT WORKS NO.1 |  | 3
VA5135110 | GE | HAA | RT | Y | DS001 | DBP02 | SIMMONS ST DEAD END | BURKEVILLE, TOWN OF | DISTRIBUTION |  | 1
VA5135110 | GE | THM | RT | Y | DS001 | DBP02 | SIMMONS ST DEAD END | BURKEVILLE, TOWN OF | DISTRIBUTION |  | 1
VA5135110 | PB | LC | RT | Y | DS001 | LC001 | 223 HARRIS SPRING RD | BURKEVILLE, TOWN OF | DISTRIBUTION | FSD | 1
VA5135110 | PB | LC | RT | Y | DS001 | LC002 | 202 OAK STREET | BURKEVILLE, TOWN OF | DISTRIBUTION | FSD | 1
VA5135110 | PB | LC | RT | Y | DS001 | LC003 | 418 N AGNEW ST | BURKEVILLE, TOWN OF | DISTRIBUTION | FSD | 1
VA5135110 | PB | LC | RT | Y | DS001 | LC004 | 420 S. AGNEW ST. | BURKEVILLE, TOWN OF | DISTRIBUTION | FSD | 1
VA5135110 | PB | LC | RT | Y | DS001 | LC005 | 341 LODGE LANE | BURKEVILLE, TOWN OF | DISTRIBUTION | FSD | 1
VA5135160 | GE | HAA | RT | Y | DS001 | DBP01 | PGH BUILDING #47 | CREWE, TOWN OF | DISTRIBUTION SYSTEM |  | 1
VA5135160 | GE | THM | RT | Y | DS001 | DBP01 | PGH BUILDING #47 | CREWE, TOWN OF | DISTRIBUTION SYSTEM |  | 1
VA5135160 | GE | HAA | RT | Y | DS001 | DBP02 | FASMART | CREWE, TOWN OF | DISTRIBUTION SYSTEM |  | 1
VA5135160 | GE | THM | RT | Y | DS001 | DBP02 | FASMART | CREWE, TOWN OF | DISTRIBUTION SYSTEM |  | 1
VA5135160 | GE | FL2 | ST | N | EP001 | EP001 | FINISHED WATER TAP | CREWE, TOWN OF | ENTRY POINT TAP |  | 3
VA5135160 | GE | INO | RT | Y | EP001 | EP001 | FINISHED WATER TAP | CREWE, TOWN OF | ENTRY POINT TAP |  | 1
VA5135160 | GE | MET | RT | Y | EP001 | EP001 | FINISHED WATER TAP | CREWE, TOWN OF | ENTRY POINT TAP |  | 1
VA5135160 | GE | NIT | RT | Y | EP001 | EP001 | FINISHED WATER TAP | CREWE, TOWN OF | ENTRY POINT TAP |  | 1
VA5135160 | GE | VOC | RT | Y | EP001 | EP001 | FINISHED WATER TAP | CREWE, TOWN OF | ENTRY POINT TAP |  | 1
VA5135160 | GE | TOA | RT | Y | IN001 | RW001 | CRYSTAL LAKE RWT | CREWE, TOWN OF | CRYSTAL LAKE |  | 3
VA5135160 | GE | TOC | RT | Y | TP001 | UP001 | POST FILTRATION | CREWE, TOWN OF | CREWE WATER TREATMENT WORKS |  | 3
VA5135295 | GE | INO | RT | Y | EP002 | EP002 | WELL NO. 5 ENTRY TAP | TYSON FOODS INC | ENTRY POINT TAP - WELL NO. 5 |  | 1
VA5135295 | GE | MET | RT | Y | EP002 | EP002 | WELL NO. 5 ENTRY TAP | TYSON FOODS INC | ENTRY POINT TAP - WELL NO. 5 |  | 1
VA5135295 | GE | VOC | RT | Y | EP002 | EP002 | WELL NO. 5 ENTRY TAP | TYSON FOODS INC | ENTRY POINT TAP - WELL NO. 5 |  | 1
VA5135295 | GE | NIT | RT | Y | EP003 | EP003 | WELL NOS. 9 + 12 + 15 | TYSON FOODS INC | ENTRY POINT TAP - WELL NOS. 9 + 12 +15 |  | 1
VA5135300 | GE | VOC | RT | Y | EP001 | EP001 | ENTRY POINT SAMPLE TAP | STATE POLICE DRIVER TRAINING FACILITY | ENTRY POINT SAMPLE TAP |  | 1
VA5141269 | GE | NIT | RT | Y | EP001 | EP001 | WELL HEAD | CANA ADULT HOME | ENTRY POINT TAP |  | 1
VA5141330 | GE | NIT | RT | Y | EP001 | EP001 | HYDRO. TANK TAP | BLUE RIDGE ELEMENTARY SCHOOL | ENTRY POINT TAP |  | 1
VA5141337 | GE | NIT | RT | Y | EP001 | EP001 | ENT SAMPLING STATION | BOYD`S RESTAURANT | ENTRY POINT TAP |  | 1
VA5141355 | GE | NIT | RT | Y | EP001 | EP001 | WELLHEAD NO.1 | DEER RUN CAMPGROUND | ENTRY POINT TAP WELL NO.1 |  | 1
VA5141355 | GE | NIT | RT | Y | EP002 | EP002 | WELLHEAD NO.2 | DEER RUN CAMPGROUND | ENTRY POINT TAP WELL NO.2 |  | 1
VA5141366 | GE | INO | RT | Y | EP001 | EP001 | ENTRY POINT SAMPLE STATION | PRIMLAND COMMUNITY WATERWORKS | ENTRY POINT SAMPLE STATION |  | 1
VA5141366 | GE | MET | RT | Y | EP001 | EP001 | ENTRY POINT SAMPLE STATION | PRIMLAND COMMUNITY WATERWORKS | ENTRY POINT SAMPLE STATION |  | 1
VA5141370 | PB | LC | RT | Y | DS001 | LC001 | MEN S ROOM SMALL | CAPEWELL AERIAL SYSTEMS, LLC | DISTRIBUTION SYSTEM | FSD | 1
VA5141370 | PB | LC | RT | Y | DS001 | LC002 | MENS ROOM LARGE | CAPEWELL AERIAL SYSTEMS, LLC | DISTRIBUTION SYSTEM | FSD | 1
VA5141370 | PB | LC | RT | Y | DS001 | LC003 | LADIES ROOM | CAPEWELL AERIAL SYSTEMS, LLC | DISTRIBUTION SYSTEM | FSD | 1
VA5141370 | PB | LC | RT | Y | DS001 | LC004 | KITCHEN | CAPEWELL AERIAL SYSTEMS, LLC | DISTRIBUTION SYSTEM | FSD | 1
VA5141370 | PB | LC | RT | Y | DS001 | LC005 | 2ND FLOOR RESTROOM | CAPEWELL AERIAL SYSTEMS, LLC | DISTRIBUTION SYSTEM | FSD | 1
VA5141370 | GE | INO | RT | Y | EP001 | EP001 | HYDRO. TANK TAP | CAPEWELL AERIAL SYSTEMS, LLC | ENTRY POINT TAP |  | 1
VA5141370 | GE | MET | RT | Y | EP001 | EP001 | HYDRO. TANK TAP | CAPEWELL AERIAL SYSTEMS, LLC | ENTRY POINT TAP |  | 1
VA5141370 | GE | VOC | RT | Y | EP001 | EP001 | HYDRO. TANK TAP | CAPEWELL AERIAL SYSTEMS, LLC | ENTRY POINT TAP |  | 1
VA5141506 | PB | LC | RT | Y | DS001 | LC001 | CLINIC | HARDIN REYNOLDS ELEMENTARY SCHOOL | DISTRIBUTION SYSTEM | FSD | 1
VA5141506 | PB | LC | RT | Y | DS001 | LC006 | KITCHEN RESTRM SINK | HARDIN REYNOLDS ELEMENTARY SCHOOL | DISTRIBUTION SYSTEM | FSD | 1
VA5141506 | PB | LC | RT | Y | DS001 | LC007 | RM 4 HANDICAP SINK | HARDIN REYNOLDS ELEMENTARY SCHOOL | DISTRIBUTION SYSTEM | FSD | 1
VA5141506 | PB | LC | RT | Y | DS001 | LC008 | BOYS RESTRM-OPEN SEC | HARDIN REYNOLDS ELEMENTARY SCHOOL | DISTRIBUTION SYSTEM | FSD | 1
VA5141506 | PB | LC | RT | Y | DS001 | LC009 | BOYS RESTRM-GYM | HARDIN REYNOLDS ELEMENTARY SCHOOL | DISTRIBUTION SYSTEM | FSD | 1
VA5141506 | GE | NIT | RT | Y | EP001 | EP001 | HYDRO. TANK TAP | HARDIN REYNOLDS ELEMENTARY SCHOOL | ENTRY POINT TAP |  | 1
VA5141535 | PB | LC | RT | Y | DS003 | LC001 | CAFE POD HANDSINK | MEADOWS OF DAN ELEMENTARY SCHOOL | DISTRIBUTION SYSTEM | FSD | 1
VA5141535 | PB | LC | RT | Y | DS003 | LC002 | GYM WATER FOUNTAIN | MEADOWS OF DAN ELEMENTARY SCHOOL | DISTRIBUTION SYSTEM | FSD | 1
VA5141535 | PB | LC | RT | Y | DS003 | LC003 | GYM BOYS HANDSINK | MEADOWS OF DAN ELEMENTARY SCHOOL | DISTRIBUTION SYSTEM | FSD | 1
VA5141535 | PB | LC | RT | Y | DS003 | LC004 | GYM GIRLS HANDSINK | MEADOWS OF DAN ELEMENTARY SCHOOL | DISTRIBUTION SYSTEM | FSD | 1
VA5141535 | PB | LC | RT | Y | DS003 | LC006 | CLINIC HAND SINK | MEADOWS OF DAN ELEMENTARY SCHOOL | DISTRIBUTION SYSTEM | FSD | 1
VA5141535 | GE | NIT | RT | Y | EP003 | EP003 | ENTRY POINT-WELL NO.3 | MEADOWS OF DAN ELEMENTARY SCHOOL | ENTRY POINT-WELL NO.3 |  | 1
VA5141535 | GE | VOC | RT | Y | EP003 | EP003 | ENTRY POINT-WELL NO.3 | MEADOWS OF DAN ELEMENTARY SCHOOL | ENTRY POINT-WELL NO.3 |  | 1
VA5141548 | GE | NIT | RT | Y | EP001 | EP001 | ENTRY POINT TAP | ORCHARD VIEW MARKET | SAMPLING STATION |  | 1
VA5141560 | GE | NIT | RT | Y | EP001 | EP001 | WELL HEAD | PANEL PROCESSING OF VA, INC. | ENTRY POINT TAP |  | 1
VA5141640 | GE | HAA | RT | Y | DS001 | DBP02 | STUART WWTP | STUART, TOWN OF | DISTRIBUTION SYSTEM |  | 1
VA5141640 | GE | THM | RT | Y | DS001 | DBP03 | PAT SPRINGS FIRE DPT | STUART, TOWN OF | DISTRIBUTION SYSTEM |  | 1
VA5141640 | PB | LC | RT | Y | DS001 | LC003 | 344 ASHBY DRIVE | STUART, TOWN OF | DISTRIBUTION SYSTEM | FSD | 1
VA5141640 | PB | LC | RT | Y | DS001 | LC004 | 160 GLENWD TERR EXT | STUART, TOWN OF | DISTRIBUTION SYSTEM | FSD | 1
VA5141640 | PB | LC | RT | Y | DS001 | LC006 | 191 GLENWD TERR EXT | STUART, TOWN OF | DISTRIBUTION SYSTEM | FSD | 1
VA5141640 | PB | LC | RT | Y | DS001 | LC012 | 22 ELEMENTARY LANE | STUART, TOWN OF | DISTRIBUTION SYSTEM | FSD | 1
VA5141640 | PB | LC | RT | Y | DS001 | LC013 | 159 GLENWD TERR EXT | STUART, TOWN OF | DISTRIBUTION SYSTEM | FSD | 1
VA5141640 | PB | LC | RT | Y | DS001 | LC014 | 2194 POPLAR DRIVE | STUART, TOWN OF | DISTRIBUTION SYSTEM | FSD | 1
VA5141640 | PB | LC | RT | Y | DS001 | LC015 | 204 BUENA VISTA AVE | STUART, TOWN OF | DISTRIBUTION SYSTEM | FSD | 1
VA5141640 | PB | LC | RT | Y | DS001 | LC016 | 102 SUNSET DRIVE | STUART, TOWN OF | DISTRIBUTION SYSTEM | FSD | 1
VA5141640 | PB | LC | RT | Y | DS001 | LC017 | 454 ASHBY DRIVE | STUART, TOWN OF | DISTRIBUTION SYSTEM | FSD | 1
VA5141640 | PB | LC | RT | Y | DS001 | LC018 | 100 PATRICK AVENUE | STUART, TOWN OF | DISTRIBUTION SYSTEM | FSD | 1
VA5141640 | GE | FL2 | ST | N | EP001 | EP001 | ENT SAMPLING STATION | STUART, TOWN OF | ENTRY POINT TAP |  | 3
VA5141640 | GE | FUM | RT | Y | EP001 | EP001 | ENT SAMPLING STATION | STUART, TOWN OF | ENTRY POINT TAP |  | 1
VA5141640 | GE | SVO | RT | Y | EP001 | EP001 | ENT SAMPLING STATION | STUART, TOWN OF | ENTRY POINT TAP |  | 1
VA5141640 | GE | CAH | RT | Y | EP001 | EP001 | ENT SAMPLING STATION | STUART, TOWN OF | ENTRY POINT TAP |  | 1
VA5141640 | GE | CAR | RT | Y | EP001 | EP001 | ENT SAMPLING STATION | STUART, TOWN OF | ENTRY POINT TAP |  | 1
VA5141640 | GE | TOA | RT | Y | IN001 | RW001 | SOUTH MAYO RIVER RWT | STUART, TOWN OF | SOUTH MAYO RIVER RAW WATER INTAKE |  | 1
VA5141640 | GE | TOC | RT | Y | TP001 | UP001 | FILTER EFFLUENT | STUART, TOWN OF | TOWN OF STUART WTP |  | 1
VA5141800 | PB | LC | RT | Y | DS001 | LC001 | CUSTOMER SERV AREA | NARROFLEX, INC. | DISTRIBUTION SYSTEM | FSD | 1
VA5141800 | PB | LC | RT | Y | DS001 | LC002 | BOILER ROOM | NARROFLEX, INC. | DISTRIBUTION SYSTEM | FSD | 1
VA5141800 | PB | LC | RT | Y | DS001 | LC003 | NO. 1 BLDG MENS RRM | NARROFLEX, INC. | DISTRIBUTION SYSTEM | FSD | 1
VA5141800 | PB | LC | RT | Y | DS001 | LC004 | FRONT OFFICE MENS RR | NARROFLEX, INC. | DISTRIBUTION SYSTEM | FSD | 1
VA5141800 | PB | LC | RT | Y | DS001 | LC005 | NO. 4 BLDG MENS RRM | NARROFLEX, INC. | DISTRIBUTION SYSTEM | FSD | 1
VA5141800 | GE | INO | RT | Y | EP001 | EP001 | HYDRO. TANK TAP | NARROFLEX, INC. | ENTRY POINT TAP |  | 1
VA5141800 | GE | MET | RT | Y | EP001 | EP001 | HYDRO. TANK TAP | NARROFLEX, INC. | ENTRY POINT TAP |  | 1
VA5141800 | GE | VOC | RT | Y | EP001 | EP001 | HYDRO. TANK TAP | NARROFLEX, INC. | ENTRY POINT TAP |  | 1
VA5141805 | PB | LC | RT | Y | DS001 | LC001 | K/W RESTROOM 001 | HANESBRANDS, INC. | DISTRIBUTION SYSTEM | FSD | 1
VA5141805 | PB | LC | RT | Y | DS001 | LC002 | S. WARPING RSTRM 002 | HANESBRANDS, INC. | DISTRIBUTION SYSTEM | FSD | 1
VA5141805 | PB | LC | RT | Y | DS001 | LC003 | D/F RESTROOM 003 | HANESBRANDS, INC. | DISTRIBUTION SYSTEM | FSD | 1
VA5141805 | PB | LC | RT | Y | DS001 | LC004 | MAINT. RESTROOM 004 | HANESBRANDS, INC. | DISTRIBUTION SYSTEM | FSD | 1
VA5141805 | PB | LC | RT | Y | DS001 | LC005 | CAFETERIA 005 | HANESBRANDS, INC. | DISTRIBUTION SYSTEM | FSD | 1
VA5141805 | GE | NIT | RT | Y | EP001 | EP001 | HYDRO. TANK TAP | HANESBRANDS, INC. | ENTRY POINT TAP |  | 1
VA5141805 | GE | VOC | RT | Y | EP001 | EP001 | HYDRO. TANK TAP | HANESBRANDS, INC. | ENTRY POINT TAP |  | 1
VA5141815 | GE | NIT | RT | Y | EP001 | EP001 | HYDRO. TANK TAP | WOOLWINE ELEMENTARY SCHOOL | ENTRY POINT TAP |  | 1
VA5143114 | GE | THM | RT | Y | DS001 | DBP01 | PRKS OF CHATHAM APTS | CHATHAM, TOWN OF | DISTRIBUTION SYSTEM |  | 1
VA5143114 | GE | HAA | RT | Y | DS001 | DBP03 | TOWN SHOP | CHATHAM, TOWN OF | DISTRIBUTION SYSTEM |  | 1
VA5143114 | GE | FL2 | ST | N | EP001 | EP001 | FINISHED WATER TAP | CHATHAM, TOWN OF | ENTRY POINT TAP |  | 3
VA5143114 | GE | TOA | RT | Y | IN001 | RW001 | CHERRYSTONE CREEK RWT | CHATHAM, TOWN OF | CHERRYSTONE CREEK INTAKE |  | 3
VA5143114 | GE | TOC | RT | Y | TP001 | UP001 | COMPOS FILTER EFFL | CHATHAM, TOWN OF | CHERRYSTONE CREEK WTP |  | 3
VA5143150 | PB | LC | RT | Y | DS001 | LC005 | LOT 15 | CRESTVIEW TRAILER COURT | DISTRIBUTION SYSTEM | FSD | 1
VA5143150 | PB | LC | RT | Y | DS001 | LC008 | LOT 5 | CRESTVIEW TRAILER COURT | DISTRIBUTION SYSTEM | FSD | 1
VA5143150 | PB | LC | RT | Y | DS001 | LC011 | LOT 8 | CRESTVIEW TRAILER COURT | DISTRIBUTION SYSTEM | FSD | 1
VA5143150 | PB | LC | RT | Y | DS001 | LC017 | LOT 2A | CRESTVIEW TRAILER COURT | DISTRIBUTION SYSTEM | FSD | 1
VA5143150 | PB | LC | RT | Y | DS001 | LC020 | LOT 16 | CRESTVIEW TRAILER COURT | DISTRIBUTION SYSTEM | FSD | 1
VA5147280 | GE | NIT | RT | Y | EP001 | EP001 | CENTRAL ENTRY TAP | HAMPDEN-SYDNEY COLLEGE | ENTRY POINT TAP - CENTRAL PLANT |  | 1
VA5147280 | GE | VOC | RT | Y | EP001 | EP001 | CENTRAL ENTRY TAP | HAMPDEN-SYDNEY COLLEGE | ENTRY POINT TAP - CENTRAL PLANT |  | 1
VA5147280 | GE | NIT | RT | Y | EP002 | EP002 | WELL NO.4 ENTRY TAP | HAMPDEN-SYDNEY COLLEGE | ENTRY POINT TAP - WELL NO. 4 |  | 1
VA5147280 | GE | VOC | RT | Y | EP002 | EP002 | WELL NO.4 ENTRY TAP | HAMPDEN-SYDNEY COLLEGE | ENTRY POINT TAP - WELL NO. 4 |  | 1
VA5590100 | GE | HAA | RT | Y | DS001 | DBP01 | STOKESLAND TANK | DANVILLE, CITY OF | DISTRIBUTION SYSTEM |  | 1
VA5590100 | GE | THM | RT | Y | DS001 | DBP01 | STOKESLAND TANK | DANVILLE, CITY OF | DISTRIBUTION SYSTEM |  | 1
VA5590100 | GE | HAA | RT | Y | DS001 | DBP02 | PINEY FOREST TANK | DANVILLE, CITY OF | DISTRIBUTION SYSTEM |  | 1
VA5590100 | GE | THM | RT | Y | DS001 | DBP02 | PINEY FOREST TANK | DANVILLE, CITY OF | DISTRIBUTION SYSTEM |  | 1
VA5590100 | GE | HAA | RT | Y | DS001 | DBP03 | HOLLAND ROAD #711 | DANVILLE, CITY OF | DISTRIBUTION SYSTEM |  | 1
VA5590100 | GE | THM | RT | Y | DS001 | DBP03 | HOLLAND ROAD #711 | DANVILLE, CITY OF | DISTRIBUTION SYSTEM |  | 1
VA5590100 | GE | HAA | RT | Y | DS001 | DBP04 | LOMBARDY AT WESTOVER | DANVILLE, CITY OF | DISTRIBUTION SYSTEM |  | 1
VA5590100 | GE | THM | RT | Y | DS001 | DBP04 | LOMBARDY AT WESTOVER | DANVILLE, CITY OF | DISTRIBUTION SYSTEM |  | 1
VA5590100 | PB | LC | RT | Y | DS001 | LC009 | 183 HAWTHORNE DR. | DANVILLE, CITY OF | DISTRIBUTION SYSTEM | FSD | 1
VA5590100 | PB | LC | RT | Y | DS001 | LC015 | 822 BUFORD ST | DANVILLE, CITY OF | DISTRIBUTION SYSTEM | FSD | 1
VA5590100 | PB | LC | RT | Y | DS001 | LC020 | 120 PEARL ST | DANVILLE, CITY OF | DISTRIBUTION SYSTEM | FSD | 1
VA5590100 | PB | LC | RT | Y | DS001 | LC023 | 444 DOGWOOD DR | DANVILLE, CITY OF | DISTRIBUTION SYSTEM | FSD | 1
VA5590100 | PB | LC | RT | Y | DS001 | LC024 | 421 W MAIN ST | DANVILLE, CITY OF | DISTRIBUTION SYSTEM | FSD | 1
VA5590100 | PB | LC | RT | Y | DS001 | LC034 | 304 LINDEN DRIVE | DANVILLE, CITY OF | DISTRIBUTION SYSTEM | FSD | 1
VA5590100 | PB | LC | RT | Y | DS001 | LC035 | 248 LINDEN DR | DANVILLE, CITY OF | DISTRIBUTION SYSTEM | FSD | 1
VA5590100 | PB | LC | RT | Y | DS001 | LC036 | 432 HAWTHORNE | DANVILLE, CITY OF | DISTRIBUTION SYSTEM | FSD | 1
VA5590100 | PB | LC | RT | Y | DS001 | LC045 | 1012 PAXTON | DANVILLE, CITY OF | DISTRIBUTION SYSTEM | FSD | 1
VA5590100 | PB | LC | RT | Y | DS001 | LC046 | 130 MT VERNON AVE | DANVILLE, CITY OF | DISTRIBUTION SYSTEM | FSD | 1
VA5590100 | PB | LC | RT | Y | DS001 | LC047 | 112 CANTEBURY RD | DANVILLE, CITY OF | DISTRIBUTION SYSTEM | FSD | 1
VA5590100 | PB | LC | RT | Y | DS001 | LC048 | 144 WINSTON COURT | DANVILLE, CITY OF | DISTRIBUTION SYSTEM | FSD | 1
VA5590100 | PB | LC | RT | Y | DS001 | LC049 | 634 MONUMENT ST | DANVILLE, CITY OF | DISTRIBUTION SYSTEM | FSD | 1
VA5590100 | PB | LC | RT | Y | DS001 | LC053 | 184 ACORN LN | DANVILLE, CITY OF | DISTRIBUTION SYSTEM | FSD | 1
VA5590100 | PB | LC | RT | Y | DS001 | LC058 | 116 WINSTON CT | DANVILLE, CITY OF | DISTRIBUTION SYSTEM | FSD | 1
VA5590100 | PB | LC | RT | Y | DS001 | LC059 | 183 ACORN LANE | DANVILLE, CITY OF | DISTRIBUTION SYSTEM | FSD | 1
VA5590100 | PB | LC | RT | Y | DS001 | LC064 | 622 VICAR | DANVILLE, CITY OF | DISTRIBUTION SYSTEM | FSD | 1
VA5590100 | PB | LC | RT | Y | DS001 | LC066 | 920 KEMPER RD | DANVILLE, CITY OF | DISTRIBUTION SYSTEM | FSD | 1
VA5590100 | PB | LC | RT | Y | DS001 | LC068 | 323 FLORAL AVE. | DANVILLE, CITY OF | DISTRIBUTION SYSTEM | FSD | 1
VA5590100 | PB | LC | RT | Y | DS001 | LC070 | 122 BERMAN DR | DANVILLE, CITY OF | DISTRIBUTION SYSTEM | FSD | 1
VA5590100 | PB | LC | RT | Y | DS001 | LC072 | 131 RAINTREE COURT | DANVILLE, CITY OF | DISTRIBUTION SYSTEM | FSD | 1
VA5590100 | PB | LC | RT | Y | DS001 | LC075 | 236 BERMAN DR | DANVILLE, CITY OF | DISTRIBUTION SYSTEM | FSD | 1
VA5590100 | PB | LC | RT | Y | DS001 | LC115 | 305 SKYLARK DR | DANVILLE, CITY OF | DISTRIBUTION SYSTEM | FSD | 1
VA5590100 | PB | LC | RT | Y | DS001 | LC118 | 732 VICAR RD | DANVILLE, CITY OF | DISTRIBUTION SYSTEM | FSD | 1
VA5590100 | PB | LC | RT | Y | DS001 | LC119 | 751 VICAR ROAD | DANVILLE, CITY OF | DISTRIBUTION SYSTEM | FSD | 1
VA5590100 | PB | LC | RT | Y | DS001 | LC120 | 224 WHEATLY ROAD | DANVILLE, CITY OF | DISTRIBUTION SYSTEM | FSD | 1
VA5590100 | PB | LC | RT | Y | DS001 | LC121 | 236 SKYLARK DRIVE | DANVILLE, CITY OF | DISTRIBUTION SYSTEM | FSD | 1
VA5590100 | GE | FL2 | ST | N | EP001 | EP001 | BALLOU PARK RES/P.S. | DANVILLE, CITY OF | ENTRY POINT TAP |  | 3
VA5590100 | GE | INO | RT | Y | EP001 | EP001 | BALLOU PARK RES/P.S. | DANVILLE, CITY OF | ENTRY POINT TAP |  | 1
VA5590100 | GE | MET | RT | Y | EP001 | EP001 | BALLOU PARK RES/P.S. | DANVILLE, CITY OF | ENTRY POINT TAP |  | 1
VA5590100 | GE | NIT | RT | Y | EP001 | EP001 | BALLOU PARK RES/P.S. | DANVILLE, CITY OF | ENTRY POINT TAP |  | 1
VA5590100 | GE | VOC | RT | Y | EP001 | EP001 | BALLOU PARK RES/P.S. | DANVILLE, CITY OF | ENTRY POINT TAP |  | 1
VA5590100 | GE | TOA | RT | Y | IN001 | RW001 | RAW WATER | DANVILLE, CITY OF | DAN RIVER INTAKE |  | 3
VA5590100 | GE | TOC | RT | Y | TP001 | UP001 | COMBINED FILTER EFF | DANVILLE, CITY OF | DANVILLE WTP |  | 3
VA5680200 | GE | HAA | RT | Y | DS001 | DBP09 | 1301 GREENVIEW DR | LYNCHBURG, CITY OF | LYNCHBURG, WEST DISTRIBUTION SYSTEM |  | 1
VA5680200 | GE | THM | RT | Y | DS001 | DBP09 | 1301 GREENVIEW DR | LYNCHBURG, CITY OF | LYNCHBURG, WEST DISTRIBUTION SYSTEM |  | 1
VA5680200 | GE | HAA | RT | Y | DS001 | DBP13 | 1320 WARD'S FERRY RD | LYNCHBURG, CITY OF | LYNCHBURG, WEST DISTRIBUTION SYSTEM |  | 1
VA5680200 | GE | THM | RT | Y | DS001 | DBP13 | 1320 WARD'S FERRY RD | LYNCHBURG, CITY OF | LYNCHBURG, WEST DISTRIBUTION SYSTEM |  | 1
VA5680200 | PB | LC | RT | Y | DS001 | LC001 | 2124 BEDFORD AVE | LYNCHBURG, CITY OF | LYNCHBURG, WEST DISTRIBUTION SYSTEM | FSD | 1
VA5680200 | PB | LC | RT | Y | DS001 | LC002 | 3117 DOWNING DR | LYNCHBURG, CITY OF | LYNCHBURG, WEST DISTRIBUTION SYSTEM | FSD | 1
VA5680200 | PB | LC | RT | Y | DS001 | LC003 | 1812 LAXTON RD | LYNCHBURG, CITY OF | LYNCHBURG, WEST DISTRIBUTION SYSTEM | FSD | 1
VA5680200 | PB | LC | RT | Y | DS001 | LC004 | 1401 LIGGATES RD | LYNCHBURG, CITY OF | LYNCHBURG, WEST DISTRIBUTION SYSTEM | FSD | 1
VA5680200 | PB | LC | RT | Y | DS001 | LC005 | 1504 LIGGATES RD | LYNCHBURG, CITY OF | LYNCHBURG, WEST DISTRIBUTION SYSTEM | FSD | 1
VA5680200 | PB | LC | RT | Y | DS001 | LC006 | 120 LINDEN AVE | LYNCHBURG, CITY OF | LYNCHBURG, WEST DISTRIBUTION SYSTEM | FSD | 1
VA5680200 | PB | LC | RT | Y | DS001 | LC007 | 2021 RIVERMONT AVE | LYNCHBURG, CITY OF | LYNCHBURG, WEST DISTRIBUTION SYSTEM | FSD | 1
VA5680200 | PB | LC | RT | Y | DS001 | LC008 | 2135 RIVERMONT AVE | LYNCHBURG, CITY OF | LYNCHBURG, WEST DISTRIBUTION SYSTEM | FSD | 1
VA5680200 | PB | LC | RT | Y | DS001 | LC009 | 2140 RIVERMONT AVE | LYNCHBURG, CITY OF | LYNCHBURG, WEST DISTRIBUTION SYSTEM | FSD | 1
VA5680200 | PB | LC | RT | Y | DS001 | LC010 | 615 RIVERSIDE DR | LYNCHBURG, CITY OF | LYNCHBURG, WEST DISTRIBUTION SYSTEM | FSD | 1
VA5680200 | PB | LC | RT | Y | DS001 | LC121 | 116 MILL LANE | LYNCHBURG, CITY OF | LYNCHBURG, WEST DISTRIBUTION SYSTEM | FSD | 1
VA5680200 | PB | LC | RT | Y | DS001 | LC122 | 150 MILL LANE | LYNCHBURG, CITY OF | LYNCHBURG, WEST DISTRIBUTION SYSTEM | FSD | 1
VA5680200 | PB | LC | RT | Y | DS001 | LC123 | 2126 BURNT BRIDGE RD | LYNCHBURG, CITY OF | LYNCHBURG, WEST DISTRIBUTION SYSTEM | FSD | 1
VA5680200 | PB | LC | RT | Y | DS001 | LC124 | 312 WADSWORTH ST | LYNCHBURG, CITY OF | LYNCHBURG, WEST DISTRIBUTION SYSTEM | FSD | 1
VA5680200 | PB | LC | RT | Y | DS001 | LC125 | 305 LANGHORNE LN | LYNCHBURG, CITY OF | LYNCHBURG, WEST DISTRIBUTION SYSTEM | FSD | 1
VA5680200 | PB | LC | RT | Y | DS001 | LC126 | 109 PENN. AVE | LYNCHBURG, CITY OF | LYNCHBURG, WEST DISTRIBUTION SYSTEM | FSD | 1
VA5680200 | PB | LC | RT | Y | DS001 | LC127 | 1608 LAXTON RD | LYNCHBURG, CITY OF | LYNCHBURG, WEST DISTRIBUTION SYSTEM | FSD | 1
VA5680200 | PB | LC | RT | Y | DS001 | LC603 | 611 DINWIDDIE ST | LYNCHBURG, CITY OF | LYNCHBURG, WEST DISTRIBUTION SYSTEM | FSD | 1
VA5680200 | PB | LC | RT | Y | DS001 | LC604 | 39 DENVER AVE | LYNCHBURG, CITY OF | LYNCHBURG, WEST DISTRIBUTION SYSTEM | FSD | 1
VA5680200 | PB | LC | RT | Y | DS001 | LC606 | 1502 LIGGATES RD | LYNCHBURG, CITY OF | LYNCHBURG, WEST DISTRIBUTION SYSTEM | FSD | 1
VA5680200 | PB | LC | RT | Y | DS001 | LC901 | 326 NORFOLK AVE | LYNCHBURG, CITY OF | LYNCHBURG, WEST DISTRIBUTION SYSTEM | FSD | 1
VA5680200 | PB | LC | RT | Y | DS001 | LC903 | 400 MADISON ST | LYNCHBURG, CITY OF | LYNCHBURG, WEST DISTRIBUTION SYSTEM | FSD | 1
VA5680200 | PB | LC | RT | Y | DS001 | LC904 | 2315 RIVERMONT AVE | LYNCHBURG, CITY OF | LYNCHBURG, WEST DISTRIBUTION SYSTEM | FSD | 1
VA5680200 | PB | LC | RT | Y | DS001 | LC910 | 4712 FORT AVE | LYNCHBURG, CITY OF | LYNCHBURG, WEST DISTRIBUTION SYSTEM | FSD | 1
VA5680200 | PB | LC | RT | Y | DS001 | LC912 | 2044 OVERBROOK RD | LYNCHBURG, CITY OF | LYNCHBURG, WEST DISTRIBUTION SYSTEM | FSD | 1
VA5680200 | PB | LC | RT | Y | DS001 | LC915 | 105 TOMAHAWK DR | LYNCHBURG, CITY OF | LYNCHBURG, WEST DISTRIBUTION SYSTEM | FSD | 1
VA5680200 | PB | LC | RT | Y | DS001 | LC925 | 3211 AZALEA LPACE | LYNCHBURG, CITY OF | LYNCHBURG, WEST DISTRIBUTION SYSTEM | FSD | 1
VA5680200 | PB | LC | RT | Y | DS001 | LC928 | 123 LINDEN AVE | LYNCHBURG, CITY OF | LYNCHBURG, WEST DISTRIBUTION SYSTEM | FSD | 1
VA5680200 | PB | LC | RT | Y | DS001 | LC929 | 239 WARWICK LN | LYNCHBURG, CITY OF | LYNCHBURG, WEST DISTRIBUTION SYSTEM | FSD | 1
VA5680200 | PB | LC | RT | Y | DS001 | LC930 | 1532 LEXINGTON DR | LYNCHBURG, CITY OF | LYNCHBURG, WEST DISTRIBUTION SYSTEM | FSD | 1
VA5680200 | GE | HAA | RT | Y | DS002 | DBP05 | 500 BREVARD STREET | LYNCHBURG, CITY OF | LYNCHBURG, EAST DISTRIBUTION SYSTEM |  | 1
VA5680200 | GE | THM | RT | Y | DS002 | DBP05 | 500 BREVARD STREET | LYNCHBURG, CITY OF | LYNCHBURG, EAST DISTRIBUTION SYSTEM |  | 1
VA5680200 | GE | HAA | RT | Y | DS002 | DBP07 | 5006 RICHMOND HWY | LYNCHBURG, CITY OF | LYNCHBURG, EAST DISTRIBUTION SYSTEM |  | 1
VA5680200 | GE | THM | RT | Y | DS002 | DBP07 | 5006 RICHMOND HWY | LYNCHBURG, CITY OF | LYNCHBURG, EAST DISTRIBUTION SYSTEM |  | 1
VA5680200 | GE | HAA | RT | Y | DS002 | DBP08 | FORT AVE FIRE STAT | LYNCHBURG, CITY OF | LYNCHBURG, EAST DISTRIBUTION SYSTEM |  | 1
VA5680200 | GE | THM | RT | Y | DS002 | DBP08 | FORT AVE FIRE STAT | LYNCHBURG, CITY OF | LYNCHBURG, EAST DISTRIBUTION SYSTEM |  | 1
VA5680200 | GE | HAA | RT | Y | DS002 | DBP10 | 1521 CONCORD TRNPIKE | LYNCHBURG, CITY OF | LYNCHBURG, EAST DISTRIBUTION SYSTEM |  | 1
VA5680200 | GE | THM | RT | Y | DS002 | DBP10 | 1521 CONCORD TRNPIKE | LYNCHBURG, CITY OF | LYNCHBURG, EAST DISTRIBUTION SYSTEM |  | 1
VA5680200 | GE | HAA | RT | Y | DS002 | DBP11 | 3176 FORT AVE | LYNCHBURG, CITY OF | LYNCHBURG, EAST DISTRIBUTION SYSTEM |  | 1
VA5680200 | GE | THM | RT | Y | DS002 | DBP11 | 3176 FORT AVE | LYNCHBURG, CITY OF | LYNCHBURG, EAST DISTRIBUTION SYSTEM |  | 1
VA5680200 | GE | HAA | RT | Y | DS002 | DBP12 | 3744 CANDLER'S MT RD | LYNCHBURG, CITY OF | LYNCHBURG, EAST DISTRIBUTION SYSTEM |  | 1
VA5680200 | GE | THM | RT | Y | DS002 | DBP12 | 3744 CANDLER'S MT RD | LYNCHBURG, CITY OF | LYNCHBURG, EAST DISTRIBUTION SYSTEM |  | 1
VA5680200 | GE | CYN | RT | Y | EP001 | EP001 | ABERT FINISHED WATER | LYNCHBURG, CITY OF | ENTRY POINT TAP ABERT -WEST |  | 1
VA5680200 | GE | FL2 | ST | N | EP001 | EP001 | ABERT FINISHED WATER | LYNCHBURG, CITY OF | ENTRY POINT TAP ABERT -WEST |  | 3
VA5680200 | GE | CYN | RT | Y | EP002 | EP002 | COLLEGE HILL EP | LYNCHBURG, CITY OF | ENTRY POINT TAP COLLEGE HILL -EAST |  | 1
VA5680200 | GE | FL2 | ST | N | EP002 | EP002 | COLLEGE HILL EP | LYNCHBURG, CITY OF | ENTRY POINT TAP COLLEGE HILL -EAST |  | 3
VA5680200 | GE | TOA | RT | Y | IN004 | RW001 | COMBINED INTAKE RWT | LYNCHBURG, CITY OF | ABERT COMBINED INTAKE - SAMPLING |  | 1
VA5680200 | GE | TOA | RT | Y | IN005 | RW001 | COMBINED INTAKE RWT | LYNCHBURG, CITY OF | COLLEGE HILL COMBINED INTAKE - SAMPLING |  | 1
VA5680200 | GE | TOC | RT | Y | TP001 | UP001 | ABERT CFE TAP | LYNCHBURG, CITY OF | ABERT WTP |  | 1
VA5680200 | GE | TOC | RT | Y | TP002 | UP002 | COLLEGE HILL CFE TAP | LYNCHBURG, CITY OF | COLLEGE HILL WTP |  | 1
VA5690400 | GE | HAA | RT | Y | DS001 | DBP01 | 835 SMITH RD | MARTINSVILLE, CITY OF | MARTINSVILLE, CITY OF, DISTRIBUTION SYST |  | 1
VA5690400 | GE | THM | RT | Y | DS001 | DBP01 | 835 SMITH RD | MARTINSVILLE, CITY OF | MARTINSVILLE, CITY OF, DISTRIBUTION SYST |  | 1
VA5690400 | GE | HAA | RT | Y | DS001 | DBP02 | 916 CORN TASSLE TR | MARTINSVILLE, CITY OF | MARTINSVILLE, CITY OF, DISTRIBUTION SYST |  | 1
VA5690400 | GE | THM | RT | Y | DS001 | DBP02 | 916 CORN TASSLE TR | MARTINSVILLE, CITY OF | MARTINSVILLE, CITY OF, DISTRIBUTION SYST |  | 1
VA5690400 | GE | HAA | RT | Y | DS001 | DBP03 | 55 W. CHURCH STREET | MARTINSVILLE, CITY OF | MARTINSVILLE, CITY OF, DISTRIBUTION SYST |  | 1
VA5690400 | GE | THM | RT | Y | DS001 | DBP03 | 55 W. CHURCH STREET | MARTINSVILLE, CITY OF | MARTINSVILLE, CITY OF, DISTRIBUTION SYST |  | 1
VA5690400 | GE | HAA | RT | Y | DS001 | DBP04 | 116 SUMMIT VIEW DR | MARTINSVILLE, CITY OF | MARTINSVILLE, CITY OF, DISTRIBUTION SYST |  | 1
VA5690400 | GE | THM | RT | Y | DS001 | DBP04 | 116 SUMMIT VIEW DR | MARTINSVILLE, CITY OF | MARTINSVILLE, CITY OF, DISTRIBUTION SYST |  | 1
VA5690400 | GE | FL2 | ST | N | EP001 | EP001 | WTP FIN. WATER TAP | MARTINSVILLE, CITY OF | CITY OF MARTINSVILLE WTP ENTRY POINT |  | 3
VA5690400 | GE | INO | RT | Y | EP001 | EP001 | WTP FIN. WATER TAP | MARTINSVILLE, CITY OF | CITY OF MARTINSVILLE WTP ENTRY POINT |  | 1
VA5690400 | GE | MET | RT | Y | EP001 | EP001 | WTP FIN. WATER TAP | MARTINSVILLE, CITY OF | CITY OF MARTINSVILLE WTP ENTRY POINT |  | 1
VA5690400 | GE | NIT | RT | Y | EP001 | EP001 | WTP FIN. WATER TAP | MARTINSVILLE, CITY OF | CITY OF MARTINSVILLE WTP ENTRY POINT |  | 1
VA5690400 | GE | FUM | RT | Y | EP001 | EP001 | WTP FIN. WATER TAP | MARTINSVILLE, CITY OF | CITY OF MARTINSVILLE WTP ENTRY POINT |  | 1
VA5690400 | GE | SVO | RT | Y | EP001 | EP001 | WTP FIN. WATER TAP | MARTINSVILLE, CITY OF | CITY OF MARTINSVILLE WTP ENTRY POINT |  | 1
VA5690400 | GE | CAH | RT | Y | EP001 | EP001 | WTP FIN. WATER TAP | MARTINSVILLE, CITY OF | CITY OF MARTINSVILLE WTP ENTRY POINT |  | 1
VA5690400 | GE | CAR | RT | Y | EP001 | EP001 | WTP FIN. WATER TAP | MARTINSVILLE, CITY OF | CITY OF MARTINSVILLE WTP ENTRY POINT |  | 1
VA5690400 | GE | VOC | RT | Y | EP001 | EP001 | WTP FIN. WATER TAP | MARTINSVILLE, CITY OF | CITY OF MARTINSVILLE WTP ENTRY POINT |  | 1
VA5690400 | GE | TOA | RT | Y | IN004 | RW001 | COMBINED INTAKE SAMPLING RWT | MARTINSVILLE, CITY OF | COMBINED INTAKE - SAMPLING |  | 3
VA5690400 | GE | TOC | RT | Y | TP001 | UP001 | COMPOSITE FILT.EFFL. | MARTINSVILLE, CITY OF | CITY OF MARTINSVILLE WTP |  | 3
VA5780600 | GE | HAA | RT | Y | DS001 | DBP01 | 1030 COWFORD ROAD | HCSA- LEIGH STREET PLANT | DISTRIBUTION SYSTEM |  | 1
VA5780600 | GE | THM | RT | Y | DS001 | DBP01 | 1030 COWFORD ROAD | HCSA- LEIGH STREET PLANT | DISTRIBUTION SYSTEM |  | 1
VA5780600 | GE | HAA | RT | Y | DS001 | DBP05 | 710 HAMILTON BLVD | HCSA- LEIGH STREET PLANT | DISTRIBUTION SYSTEM |  | 1
VA5780600 | GE | THM | RT | Y | DS001 | DBP05 | 710 HAMILTON BLVD | HCSA- LEIGH STREET PLANT | DISTRIBUTION SYSTEM |  | 1
VA5780600 | PB | LC | RT | Y | DS001 | LC003 | 310 DUNCROFT | HCSA- LEIGH STREET PLANT | DISTRIBUTION SYSTEM | FSD | 1
VA5780600 | PB | LC | RT | Y | DS001 | LC004 | 4389 BRENTWOOD AVE | HCSA- LEIGH STREET PLANT | DISTRIBUTION SYSTEM | FSD | 1
VA5780600 | PB | LC | RT | Y | DS001 | LC005 | 302 DUNCROFT | HCSA- LEIGH STREET PLANT | DISTRIBUTION SYSTEM | FSD | 1
VA5780600 | PB | LC | RT | Y | DS001 | LC006 | 1320 IRISH ST | HCSA- LEIGH STREET PLANT | DISTRIBUTION SYSTEM | FSD | 1
VA5780600 | PB | LC | RT | Y | DS001 | LC008 | 1905 NORWOOD AVE | HCSA- LEIGH STREET PLANT | DISTRIBUTION SYSTEM | FSD | 1
VA5780600 | PB | LC | RT | Y | DS001 | LC009 | 306 FOREST DR | HCSA- LEIGH STREET PLANT | DISTRIBUTION SYSTEM | FSD | 1
VA5780600 | PB | LC | RT | Y | DS001 | LC013 | 4386 BRENTWOOD DR. | HCSA- LEIGH STREET PLANT | DISTRIBUTION SYSTEM | FSD | 1
VA5780600 | PB | LC | RT | Y | DS001 | LC014 | 3206 N. MAIN ST. | HCSA- LEIGH STREET PLANT | DISTRIBUTION SYSTEM | FSD | 1
VA5780600 | PB | LC | RT | Y | DS001 | LC015 | 837 N. MAIN ST | HCSA- LEIGH STREET PLANT | DISTRIBUTION SYSTEM | FSD | 1
VA5780600 | PB | LC | RT | Y | DS001 | LC016 | 405 FOREST DR. | HCSA- LEIGH STREET PLANT | DISTRIBUTION SYSTEM | FSD | 1
VA5780600 | PB | LC | RT | Y | DS001 | LC017 | 2502 FERNWICK DR | HCSA- LEIGH STREET PLANT | DISTRIBUTION SYSTEM | FSD | 1
VA5780600 | PB | LC | RT | Y | DS001 | LC019 | 603 FOREST DR | HCSA- LEIGH STREET PLANT | DISTRIBUTION SYSTEM | FSD | 1
VA5780600 | PB | LC | RT | Y | DS001 | LC020 | 100 FOREST DR | HCSA- LEIGH STREET PLANT | DISTRIBUTION SYSTEM | FSD | 1
VA5780600 | PB | LC | RT | Y | DS001 | LC021 | 607 LINDEN PLACE | HCSA- LEIGH STREET PLANT | DISTRIBUTION SYSTEM | FSD | 1
VA5780600 | PB | LC | RT | Y | DS001 | LC023 | 1345 JEFFRESS ST | HCSA- LEIGH STREET PLANT | DISTRIBUTION SYSTEM | FSD | 1
VA5780600 | PB | LC | RT | Y | DS001 | LC024 | 2505 FERNWICK DRIVE | HCSA- LEIGH STREET PLANT | DISTRIBUTION SYSTEM | FSD | 1
VA5780600 | PB | LC | RT | Y | DS001 | LC026 | 1811 JEFFERSON AVE. | HCSA- LEIGH STREET PLANT | DISTRIBUTION SYSTEM | FSD | 1
VA5780600 | PB | LC | RT | Y | DS001 | LC039 | 1014 WASHINGTON AVE | HCSA- LEIGH STREET PLANT | DISTRIBUTION SYSTEM | FSD | 1
VA5780600 | PB | LC | RT | Y | DS001 | LC041 | 1102 WASHINGTON AVE | HCSA- LEIGH STREET PLANT | DISTRIBUTION SYSTEM | FSD | 1
VA5780600 | PB | LC | RT | Y | DS001 | LC045 | 1317 SHEPARD ST | HCSA- LEIGH STREET PLANT | DISTRIBUTION SYSTEM | FSD | 1
VA5780600 | GE | FL2 | ST | N | EP001 | EP001 | HIGH SERVICE TAP | HCSA- LEIGH STREET PLANT | ENTRY POINT TAP |  | 3
VA5780600 | GE | TOA | RT | Y | IN001 | RW001 | RAW WATER TAP | HCSA- LEIGH STREET PLANT | RAW WATER INTAKE |  | 1
VA5780600 | GE | TOC | RT | Y | TP001 | UP001 | FILTER EFFLUENT | HCSA- LEIGH STREET PLANT | TREATMENT PLANT |  | 1
VA5007015 | TC | TC | RT | Y | DS001 | TCR01 |  | ABC PRESCHOOL OF ARBOR BAPTIST CHURCH | DISTRIBUTION SYSTEM |  | 1
VA5007070 | TC | TC | RT | Y | DS001 | TCR01 |  | AMELIA FAMILY CAMPGROUND | DISTRIBUTION SYSTEM |  | 1
VA5007135 | TC | TC | RT | Y | DS001 | TCR01 |  | AMELIA COURTHOUSE | DISTRIBUTION |  | 9
VA5007150 | TC | TC | RT | Y | DS001 | TCR01 |  | BLACK FOREST HAUS | DISTRIBUTION SYSTEM |  | 1
VA5007230 | TC | TC | RT | Y | DS001 | TCR01 |  | JOURNEY COMMUNITY CENTER | DISTRIBUTION SYSTEM |  | 3
VA5011045 | TC | TC | RT | Y | DS001 | TCR01 |  | APPOMATTOX COUNTY COMMUNITY PARK | DISTRIBUTION SYSTEM |  | 1
VA5011047 | TC | TC | RT | Y | DS001 | TCR01 |  | APPOMATTOX CHRISTIAN ACADEMY | DISTRIBUTION SYSTEM |  | 3
VA5011050 | TC | TC | RT | Y | DS001 | TCR01 |  | APPOMATTOX WATER SYSTEM | DISTRIBUTION SYSTEM |  | 6
VA5011104 | TC | TC | RT | Y | DS001 | TCR01 |  | CORNERSTONE CHRISTIAN ACADEMY | DISTRIBUTION SYSTEM |  | 3
VA5011120 | TC | TC | RT | Y | DS001 | TCR01 |  | FALLING RIVER COUNTRY CLUB | DISTRIBUTION SYSTEM |  | 1
VA5011200 | TC | TC | RT | Y | DS001 | TCR01 |  | HOLLIDAY LAKE STATE PARK | DISTRIBUTION SYSTEM |  | 1
VA5011201 | TC | TC | RT | Y | DS001 | TCR01 |  | HOLIDAY LAKE 4-H EDUCATIONAL CENTER | DISTRIBUTION SYSTEM |  | 1
VA5011215 | TC | TC | RT | Y | DS001 | TCR01 |  | JESUS CENTER | DISTRIBUTRION SYSTEM |  | 1
VA5011400 | TC | TC | RT | Y | DS001 | TCR01 |  | PAMPLIN CITY, TOWN OF | DISTRIBUTION |  | 3
VA5011410 | TC | TC | RT | Y | DS001 | TCR01 |  | MOOSE LODGE 975 | DISTRIBUTION SYSTEM |  | 1
VA5011454 | TC | TC | RT | Y | DS001 | TCR01 |  | PARADISE LAKE, SECTION 1 | DISTRIBUTION SYSTEM |  | 1
VA5011455 | TC | TC | RT | Y | DS001 | TCR01 |  | PARADISE LAKE, SECTION 2 | DISTRIBUTION SYSTEM |  | 1
VA5019012 | TC | TC | RT | Y | DS001 | TCR01 |  | APPLE MARKET #511 | DISTRIBUTION SYSTEM |  | 1
VA5019035 | TC | TC | RT | Y | DS001 | TCR01 |  | VIRGINIA DARE CRUISES AND MARINA | DISTRIBUTION SYSTEM |  | 3
VA5019052 | TC | TC | RT | Y | DS001 | TCR01 |  | BEDFORD REGIONAL WATER AUTHORITY (BRWA) | BRWA DISTRIBUTION SYSTEM |  | 90
VA5019071 | TC | TC | RT | Y | DS001 | TCR01 |  | BIG ISLAND ELEMENTARY SCHOOL | DISTRIBUTION SYSTEM |  | 3
VA5019147 | TC | TC | RT | Y | DS001 | TCR01 |  | WHITE HOUSE CORNER COMPLEX | DISTRIBUTION SYSTEM |  | 1
VA5019158 | TC | TC | RT | Y | DS001 | TCR01 |  | CRYSTAL SHORES MARINA | DISTRIBUTION SYSTEM |  | 1
VA5019250 | TC | TC | RT | Y | DS001 | TCR01 |  | EAGLE EYRIE BAPTIST CONFERENCE CENTER | DISTRIBUTION SYSTEM |  | 3
VA5019340 | TC | TC | RT | Y | DS001 | TCR01 |  | GP BIG ISLAND | DISTRIBUTION SYSTEM |  | 3
VA5019355 | TC | TC | RT | Y | DS001 | TCR01 |  | GUNNOE SAUSAGE COMPANY | DISTRIBUTION SYSTEM |  | 3
VA5019358 | TC | TC | RT | Y | DS001 | TCR01 |  | HANNABASS CROUCH CAMPGROUND | DISTRIBUTION SYSTEM |  | 1
VA5019360 | TC | TC | RT | Y | DS001 | TCR01 |  | HARBOR RIDGE HOMEOWNERS ASSOCIATION, INC | DISTRIBUTION SYSTEM |  | 3
VA5019365 | TC | TC | RT | Y | DS001 | TCR01 |  | H&H RESTAURANT | DISTRIBUTION SYSTEM |  | 1
VA5019370 | TC | TC | RT | Y | DS001 | TCR01 |  | STALLION RUN ESTATES | DISTRIBUTION SYSTEM |  | 3
VA5019379 | TC | TC | RT | Y | DS001 | TCR01 |  | HARDY ROAD TRAILER PARK, SECTION 2 | DISTRIBUTION SYSTEM |  | 3
VA5019430 | TC | TC | RT | Y | DS001 | TCR01 |  | HILLCREST MOBILE HOME PARK | LOWER DISTRIBUTION SYSTEM |  | 6
VA5019460 | TC | TC | RT | Y | DS001 | TCR01 |  | DOLLAR GENERAL - HUDDLESTON | DISTRIBUTION SYSTEM |  | 1
VA5019465 | TC | TC | RT | Y | DS001 | TCR01 |  | HUDDLESTON ELEMENTARY SCHOOL | DISTIBUTION SYSTEM |  | 3
VA5019468 | TC | TC | RT | Y | DS001 | TCR01 |  | GLENWOOD PLAZA | DISTRIBUTION SYSTEM |  | 1
VA5019605 | TC | TC | RT | Y | DS001 | TCR01 |  | NININGER WATERWORKS | DISTRIBUTION SYSTEM |  | 3
VA5019612 | TC | TC | RT | Y | DS001 | TCR01 |  | LAKE HAVEN MARINA | DISTRIBUTION SYSTEM |  | 3
VA5019624 | TC | TC | RT | Y | DS001 | TCR01 |  | WHITE HOUSE CORNER STORE | DISTRIBUTION SYSTEM |  | 1
VA5019628 | TC | TC | RT | Y | DS001 | TCR01 |  | HUDDLESTON MARKET | DISTRIBUTION SYSTEM |  | 1
VA5019645 | TC | TC | RT | Y | DS001 | TCR01 |  | MITCHELL`S POINT MARINA | DISTRIBUTION SYSTEM |  | 1
VA5019670 | TC | TC | RT | Y | DS001 | TCR01 |  | MINERAL SPRINGS CHRISTIAN SCHOOL | DISTRIBUTION SYSTEM |  | 3
VA5019675 | TC | TC | RT | Y | DS001 | TCR01 |  | MONTVALE WATER, INC. | DISTRIBUTION SYSTEM |  | 3
VA5019682 | TC | TC | RT | Y | DS001 | TCR01 |  | BEDFORD MOOSE LODGE | DISTRIBUTION SYSTEM |  | 1
VA5019685 | TC | TC | RT | Y | DS001 | TCR01 |  | MOUNTAIN VIEW SHORES | DISTRIBUTION SYSTEM |  | 3
VA5019710 | TC | TC | RT | Y | DS001 | TCR01 |  | OTTER RIVER ELEMENTARY SCHOOL | DISTRIBUTION SYSTEM |  | 3
VA5019735 | TC | TC | RT | Y | DS001 | TCR01 |  | PARADISE POINT ESTATES | DISTRIBUTION SYSTEM |  | 3
VA5019739 | TC | TC | RT | Y | DS001 | TCR01 |  | DALE'S DINER | DISTRIBUTION SYSTEM |  | 1
VA5019751 | TC | TC | RT | Y | DS001 | TCR01 |  | PARKWAY MARINA | DISTRIBUTION SYSTEM |  | 1
VA5019765 | TC | TC | RT | Y | DS001 | TCR01 |  | RED ROCK STORE & BARNYARD CATERING | DISTRIBUTION SYSTEM |  | 1
VA5019767 | TC | TC | RT | Y | DS001 | TCR01 |  | RIDGEVIEW VILLAGE | RIDGEVIEW VILLAGE MHP |  | 3
VA5019781 | TC | TC | RT | Y | DS001 | TCR01 |  | SHANGRI-LA WATERWORKS HOMEOWNERS ASSOCIA | DISTRIBUTION SYSTEM |  | 3
VA5019782 | TC | TC | RT | Y | DS001 | TCR01 |  | SML STATE PARK, DISCOVERY CENTER | DISTRIBUTION SYSTEM |  | 1
VA5019783 | TC | TC | RT | Y | DS001 | TCR01 |  | SMITH MT LAKE STATE PARK, BOAT LAUNCH | DISTRIBUTION SYSTEM |  | 1
VA5019784 | TC | TC | RT | Y | DS001 | TCR01 |  | SMITH MT LAKE STATE PARK, PICNIC AREA | DISTRIBUTION SYSTEM |  | 3
VA5019788 | TC | TC | RT | Y | DS001 | TCR01 |  | SMITH MT LAKE MOOSE LODGE | DISTRIBUTION SYSTEM |  | 1
VA5019789 | TC | TC | RT | Y | DS001 | TCR01 |  | STAUNTON RIVER HIGH SCHOOL | DISTRIBUTION SYSTEM |  | 6
VA5019795 | TC | TC | RT | Y | DS001 | TCR01 |  | STEWARTSVILLE CONSECUTIVE | DISTRIBUTION SYSTEM |  | 3
VA5019800 | TC | TC | RT | Y | DS001 | TCR01 |  | TIMBER RIDGE SUBDIVISION | DISTRIBUTION SYSTEM |  | 3
VA5019802 | TC | TC | RT | Y | DS001 | TCR01 |  | SWEETWATER RV PARK | DISTRIBUTION SYSTEM |  | 1
VA5019809 | TC | TC | RT | Y | DS001 | TCR01 |  | TUCK AWAY CAMPGROUND | DISTRIBUTION SYSTEM |  | 3
VA5019865 | TC | TC | RT | Y | DS001 | TCR01 |  | TWIN OAKS TRAILER PARK | DISTRIBUTION SYSTEM |  | 3
VA5019875 | TC | TC | RT | Y | DS001 | TCR01 |  | VALLEY MILLS CROSSING | DISTRIBUTION SYSTEM |  | 3
VA5019878 | TC | TC | RT | Y | DS001 | TCR01 |  | VIRGINIA RIDGE | DISTRIBUTION SYSTEM |  | 3
VA5019881 | TC | TC | RT | Y | DS001 | TCR01 |  | CENTRA MEDICAL GROUP VILLAGE | DISTRIBUTION SYSTEM |  | 3
VA5019885 | TC | TC | RT | Y | DS001 | TCR01 |  | MILL IRON GRILL | DISTRIBUTION SYSTEM |  | 1
VA5019895 | TC | TC | RT | Y | DS001 | TCR01 |  | WATERFRONT PARK | DISTRIBUTION SYSTEM |  | 1
VA5019924 | TC | TC | RT | Y | DS001 | TCR01 |  | WOODHAVEN NURSING HOME | DISTRIBUTION SYSTEM |  | 3
VA5025050 | TC | TC | RT | Y | DS001 | TCR01 |  | ALBERTA, TOWN OF | DISTRIBUTION SYSTEM |  | 3
VA5025100 | TC | TC | RT | Y | DS001 | TCR01 |  | DAVIS TRAVEL CENTER | DISTRIBUTION SYSTEM |  | 1
VA5025120 | TC | TC | RT | Y | DS001 | TCR01 |  | BRODNAX, TOWN OF | DISTRIBUTION SYSTEM |  | 3
VA5025150 | TC | TC | RT | Y | DS001 | TCR01 |  | BRUNSWICK IDA - NORTH | DISTRIBUTION SYSTEM |  | 6
VA5025200 | TC | TC | RT | Y | DS001 | TCR01 |  | EM-TRAV | DISTRIBUTION SYSTEM |  | 1
VA5025215 | TC | TC | RT | Y | DS001 | TCR01 |  | LAKE GASTON RESORT | WELL NO.1 DISTRIBUTION SYSTEM |  | 2
VA5025319 | TC | TC | RT | Y | DS001 | TCR01 |  | I-85 REST AREA-NORTH BOUND LANE | DISTRIBUTION SYSTEM |  | 6
VA5025320 | TC | TC | RT | Y | DS001 | TCR01 |  | I-85 REST AREA-SOUTH BOUND LANE | DISTRIBUTION SYSTEM |  | 6
VA5025365 | TC | TC | RT | Y | DS001 | TCR01 |  | KENNON HOUSE RESTAURANT | DISTRIBUTION SYSTEM |  | 1
VA5025405 | TC | TC | RT | Y | DS001 | TCR01 |  | RAY RAY'S DINER | DISTRIBUTION SYSTEM |  | 3
VA5025450 | TC | TC | RT | Y | DS001 | TCR01 |  | LAWRENCEVILLE, TOWN OF | DISTRIBUTION SYSTEM |  | 15
VA5025480 | TC | TC | RT | Y | DS001 | TCR01 |  | LANE VIEW SUBDIVISION | DISTRIBUTION SYSTEM |  | 3
VA5025485 | TC | TC | RT | Y | DS001 | TCR01 |  | MEHERRIN POWELLTON ELEMENTARY SCHOOL | DISTRIBUTION SYSTEM |  | 3
VA5025500 | TC | TC | RT | Y | DS001 | TCR01 |  | BRUNSWICK ESTATES | DISTRIBUTION SYSTEM |  | 3
VA5025550 | TC | TC | RT | Y | DS001 | TCR01 |  | NOTTOWAY ACRES SUBDIVISION | DISTRIBUTION SYSTEM |  | 3
VA5025570 | TC | TC | RT | Y | DS001 | TCR01 |  | PLEASANT GROVE SUBDIVISION | DISTRIBUTION SYSTEM |  | 3
VA5025575 | TC | TC | RT | Y | DS001 | TCR01 |  | POPLAR POINTE MARINE | DISTRIBUTION SYSTEM |  | 1
VA5025580 | TC | TC | RT | Y | DS001 | TCR01 |  | RED OAK ELEMENTARY SCHOOL | DISTRIBUTION SYSTEM |  | 3
VA5025625 | TC | TC | RT | Y | DS001 | TCR01 |  | SIOUAN SHORES | DISTRIBUTION SYSTEM |  | 3
VA5025645 | TC | TC | RT | Y | DS001 | TCR01 |  | BCPS CENTRAL SERVICES | DISTRIBUTION SYSTEM |  | 3
VA5025650 | TC | TC | RT | Y | DS001 | TCR01 |  | SUNNYBROOK SUBDIVISION | DISTRIBUTION SYSTEM |  | 3
VA5025675 | TC | TC | RT | Y | DS001 | TCR01 |  | PEA HILL WATER SYSTEM | DISTRIBUTION SYSTEM |  | 1
VA5025680 | TC | TC | RT | Y | DS001 | TCR01 |  | LAKE GASTON GOLF CLUB | LAKE GASTON GOLF COURSE |  | 1
VA5029070 | TC | TC | RT | Y | DS001 | TCR01 |  | BEAR GARDEN GENERATING STATION | DISTRIBUTION SYSTEM |  | 3
VA5029085 | TC | TC | RT | Y | DS001 | TCR01 |  | BUCKINGHAM CO WATER SYSTEM | BUCKINGHAM CO DISTRIBUTION SYSTEM |  | 18
VA5029115 | TC | TC | RT | Y | DS001 | TCR01 |  | CALVARY CHRISTIAN SCHOOL | DISTRIBUTION |  | 3
VA5029120 | TC | TC | RT | Y | DS001 | TCR01 |  | CENTRAL VIRGINIA COMMUNITY HEALTH CENTER | DISTRIBUTION |  | 3
VA5029182 | TC | TC | RT | Y | DS001 | TCR01 |  | ALI'S MARKETPLACE | DISTRIBUTION SYSTEM |  | 3
VA5029200 | TC | TC | RT | Y | DS001 | TCR01 |  | GOLD HILL VILLAGE | DISTRIBUTION |  | 3
VA5029225 | TC | TC | RT | Y | DS001 | TCR01 |  | THE BRIDGE MINISTRY | DISTRIBUTION SYSTEM |  | 1
VA5029226 | TC | TC | RT | Y | DS001 | TCR01 |  | THREE PONDS RESORT | DISTRIBUTION SYSTEM |  | 1
VA5029280 | TC | TC | RT | Y | DS001 | TCR01 |  | JAMES RIVER STATE PARK | DISTRIBUTION SYSTEM |  | 1
VA5007135 | GE | MPN | RT | Y | WL005 | RW005 | WELL NO. 5 RAW TAP | AMELIA COURTHOUSE | WELL NO. 5 (AME-S1) |  | 1
VA5007135 | GE | MPN | RT | Y | WL004 | RW004 | WELL NO. 4 RAW TAP | AMELIA COURTHOUSE | WELL NO. 4 (4B2) |  | 1
VA5007135 | GE | MPN | RT | Y | WL001 | RW001 | WELL NO. 1 RAW TAP | AMELIA COURTHOUSE | WELL NO. 1 (4C) |  | 1
VA5011200 | GE | MPN | RT | Y | WL001 | RW001 | WELL NO.1 RAW WATER | HOLLIDAY LAKE STATE PARK | WELL NO. 1 |  | 1
VA5011200 | GE | MPN | RT | Y | WL002 | RW002 | WELL NO.2 RAW WATER | HOLLIDAY LAKE STATE PARK | WELL NO. 2 |  | 1
VA5011201 | GE | MPN | RT | Y | WL001 | RW001 | RAW WATER SAMPLE TAP | HOLIDAY LAKE 4-H EDUCATIONAL CENTER | DRILLED WELL NO. 3 |  | 1
VA5019340 | GE | MPN | RT | Y | WL001 | RW001 | WELL HEAD | GP BIG ISLAND | WELL NO. 1 |  | 1
VA5019340 | GE | MPN | RT | Y | WL005 | RW005 | WELL NO. 5 | GP BIG ISLAND | WELL NO. 5 |  | 1
VA5019340 | GE | MPN | RT | Y | WL004 | RW004 | WELL HEAD | GP BIG ISLAND | WELL NO. 4 |  | 1
VA5019360 | GE | MPN | RT | Y | WL001 | RW001 | WELL HEAD | HARBOR RIDGE HOMEOWNERS ASSOCIATION, INC | WELL NO. 1 |  | 1
VA5019379 | GE | MPN | RT | Y | WL002 | RW002 | WL002 WELL HEAD | HARDY ROAD TRAILER PARK, SECTION 2 | WELL NO. 2 |  | 1
VA5019379 | GE | MPN | RT | Y | WL005 | RW005 | WL005 WELL HEAD | HARDY ROAD TRAILER PARK, SECTION 2 | WELL NO. 5 |  | 1
VA5019465 | GE | MPN | RT | Y | WL001 | RW001 | RAW WATER SAMPLE TAP | HUDDLESTON ELEMENTARY SCHOOL | WELL NO. 1 |  | 1
VA5019670 | GE | MPN | RT | Y | WL001 | RW001 | RAW WATER TAP | MINERAL SPRINGS CHRISTIAN SCHOOL | WELL NO. 1 |  | 1
VA5019675 | GE | MPN | RT | Y | WL002 | RW002 | WL002 WELL HEAD | MONTVALE WATER, INC. | WELL NO. 2 |  | 1
VA5019675 | GE | MPN | RT | Y | WL001 | RW001 | WL001 WELL HEAD | MONTVALE WATER, INC. | WELL NO. 1 |  | 1
VA5019685 | GE | MPN | RT | Y | WL002 | RW002 | WELL 2 RAW WATER TAP | MOUNTAIN VIEW SHORES | WELL NO. 2 |  | 1
VA5019685 | GE | MPN | RT | Y | WL005 | RW005 | WELL 5 RAW WATER TAP | MOUNTAIN VIEW SHORES | WELL NO. 5 |  | 1
VA5019685 | GE | MPN | RT | Y | WL006 | RW001 | WELL 6 RAW WATER TAP | MOUNTAIN VIEW SHORES | WELL NO. 6 |  | 1
VA5019735 | GE | MPN | RT | Y | WL001 | RW001 | WELL HEAD | PARADISE POINT ESTATES | WELL NO. 1 |  | 1
VA5019875 | GE | MPN | RT | Y | WL001 | RW001 | WELL HEAD | VALLEY MILLS CROSSING | WELL NO. 1 |  | 1
VA5019878 | GE | MPN | RT | Y | WL001 | RW001 | RAW WATER SAMPLE TAP | VIRGINIA RIDGE | WELL NO. 1 |  | 1
VA5019878 | GE | MPN | RT | Y | WL004 | RW004 | RAW WATER SAMPLE TAP | VIRGINIA RIDGE | WELL NO. 4 |  | 1
VA5019885 | GE | MPN | RT | Y | WL001 | RW001 | DRILLED WELL | MILL IRON GRILL | DRILLED WELL |  | 1
VA5019924 | GE | MPN | RT | Y | WL007 | RW001 | WELL NO. 1 | WOODHAVEN NURSING HOME | WELL NO. 1 |  | 1
VA5025100 | GE | MPN | RT | Y | WL001 | RW001 | WELL 1 WELL HEAD | DAVIS TRAVEL CENTER | WELL NO.1 |  | 1
VA5025319 | GE | MPN | RT | Y | WL002 | RW002 | WELL NO. 2 WELL HEAD | I-85 REST AREA-NORTH BOUND LANE | WELL NO. 2 |  | 1
VA5025320 | GE | MPN | RT | Y | WL001 | RW001 | WELL NO. 1 WELL HEAD | I-85 REST AREA-SOUTH BOUND LANE | WELL |  | 1
VA5025365 | GE | MPN | RT | Y | WL001 | RW001 | WELL HEAD | KENNON HOUSE RESTAURANT | DRILLED WELL |  | 1
VA5025480 | GE | MPN | RT | Y | WL001 | RW001 | WELL HEAD | LANE VIEW SUBDIVISION | WELL |  | 1
VA5025500 | GE | MPN | RT | Y | WL001 | RW001 | WELL HEAD NO.1 | BRUNSWICK ESTATES | WELL NO.1 |  | 1
VA5025500 | GE | MPN | RT | Y | WL002 | RW002 | WELL NO.2 | BRUNSWICK ESTATES | WELL NO.2 |  | 1
VA5025550 | GE | MPN | RT | Y | WL003 | RW003 | WELL NO.3 | NOTTOWAY ACRES SUBDIVISION | WELL NO.3 |  | 1
VA5025570 | GE | MPN | RT | Y | WL001 | RW001 | WELL HEAD | PLEASANT GROVE SUBDIVISION | WELL |  | 1
VA5025625 | GE | MPN | RT | Y | WL001 | RW001 | WELL NO.1 WELLHEAD | SIOUAN SHORES | WELL NO.1 |  | 1
VA5025625 | GE | MPN | RT | Y | WL002 | RW002 | WELL NO.2 WELLHEAD | SIOUAN SHORES | WELL NO.2 |  | 1
VA5025650 | GE | MPN | RT | Y | WL001 | RW001 | WELL HEAD | SUNNYBROOK SUBDIVISION | WELL NO.2 |  | 1
VA5029280 | GE | MPN | RT | Y | WL001 | RW001 | WELL HEAD | JAMES RIVER STATE PARK | WELL NO.1 |  | 1
VA5031225 | GE | MPN | RT | Y | WL002 | RW002 | WELL NO. 2 WELL HEAD | CASTLE CRAIG SUBDIVISION | WELL NO. 2 |  | 1
VA5031275 | GE | MPN | RT | Y | WL002 | RW002 | WELL HEAD | RUSTBURG CORRECTIONAL UNIT #9 | WELL NO. 2 |  | 1
VA5031275 | GE | MPN | RT | Y | WL003 | RW003 | WELL HEAD | RUSTBURG CORRECTIONAL UNIT #9 | WELL NO. 3 |  | 1
VA5031693 | GE | MPN | RT | Y | WL003 | RW003 | WELL NO. 3 | NARUNA WATER SYSTEM | WELL NO. 3 |  | 1
VA5031693 | GE | MPN | RT | Y | WL001 | RW001 | WELL NO. 1 | NARUNA WATER SYSTEM | WELL NO. 1 |  | 1
VA5031955 | GE | MPN | RT | Y | WL002 | RW002 | WELL NO. 2 WELL HEAD | WILLIAM CAMPBELL HIGH SCHOOL | WELL NO. 2 |  | 1
VA5031955 | GE | MPN | RT | Y | WL003 | RW003 | WELL NO.3 WELLHEAD | WILLIAM CAMPBELL HIGH SCHOOL | WELL NO.3 |  | 1
VA5031955 | GE | MPN | RT | Y | WL001 | RW001 | WELL NO. 1 WELL HEAD | WILLIAM CAMPBELL HIGH SCHOOL | WELL NO. 1 |  | 1
VA5031980 | GE | MPN | RT | Y | WL004 | RW004 | WELL 4 WELL HEAD | 501 TRAILER COURT | WELL NO. 4 |  | 1
VA5031980 | GE | MPN | RT | Y | WL002 | RW002 | WELL 2 WELL HEAD | 501 TRAILER COURT | WELL NO. 2 |  | 1
VA5037100 | GE | MPN | RT | Y | WL001 | RW001 | WELL NO. 1 | CARDINAL HOMES INC | WELL NO. 1 |  | 1
VA5037150 | GE | MPN | RT | Y | WL004 | RW004 | WELL NO. 4 | CHARLOTTE COURTHOUSE, TOWN OF | WELL NO. 4 |  | 1
VA5037150 | GE | MPN | RT | Y | WL005 | RW005 | WELL NO. 5 | CHARLOTTE COURTHOUSE, TOWN OF | WELL NO. 5 |  | 1
VA5037150 | GE | MPN | RT | Y | WL007 | RW007 | WELL NO. 7 | CHARLOTTE COURTHOUSE, TOWN OF | WELL NO. 7 |  | 1
VA5037150 | GE | MPN | RT | Y | WL003 | RW003 | WELL NO. 3 | CHARLOTTE COURTHOUSE, TOWN OF | WELL NO. 3 |  | 1
VA5037200 | GE | MPN | RT | Y | WL005 | RW005 | WELL NO. 5 | DRAKES BRANCH, TOWN OF | WELL NO. 5 |  | 1
VA5037200 | GE | MPN | RT | Y | WL004 | RW004 | WELL NO. 4 | DRAKES BRANCH, TOWN OF | WELL NO. 4 |  | 1
VA5037200 | GE | MPN | RT | Y | WL006 | RW006 | WELL NO. 6 | DRAKES BRANCH, TOWN OF | WELL NO. 6 |  | 1
VA5037200 | GE | MPN | RT | Y | WL007 | RW007 | WELL NO. 7 | DRAKES BRANCH, TOWN OF | WELL NO. 7- WEST POINT |  | 1
VA5037550 | GE | MPN | RT | Y | WL001 | RW001 | WELL NO. 1 | PHENIX, TOWN OF | WELL NO. 1 |  | 1
VA5037550 | GE | MPN | RT | Y | WL002 | RW002 | WELL NO. 2 | PHENIX, TOWN OF | WELL NO. 2 |  | 1
VA5037550 | GE | MPN | RT | Y | WL003 | RW003 | WELL NO. 3 | PHENIX, TOWN OF | WELL NO. 3 |  | 1
VA5049150 | GE | MPN | RT | Y | WL003 | RW003 | WELL NO. 3 RAW | CUMBERLAND COUNTY WATER SYSTEM | WELL NO. 3 |  | 1
VA5049150 | GE | MPN | RT | Y | WL001 | RW001 | WELL NO. 1 RAW | CUMBERLAND COUNTY WATER SYSTEM | WELL NO. 1 |  | 1
VA5049150 | GE | MPN | RT | Y | WL002 | RW002 | WELL NO. 2 RAW | CUMBERLAND COUNTY WATER SYSTEM | WELL NO. 2 |  | 1
VA5049400 | GE | MPN | RT | Y | WL002 | RW002 | WELL NO. 2 | LAKESIDE VILLAGE | WELL NO. 2 |  | 1
VA5049400 | GE | MPN | RT | Y | WL003 | RW003 | WELL NO. 3 | LAKESIDE VILLAGE | WELL NO. 3 |  | 1
VA5067035 | GE | MPN | RT | Y | WL003 | RW003 | WELL HEAD | BERNARDS LANDING | DRILLED WELL 3 |  | 1
VA5067035 | GE | MPN | RT | Y | WL002 | RW002 | WELL HEAD | BERNARDS LANDING | DRILLED WELL 2 |  | 1
VA5067042 | GE | MPN | RT | Y | WL003 | RW003 | WELL HEAD | BURNT CHIMNEY WATER SYSTEM | BOXWOOD WELL NO. 3 |  | 1
VA5067042 | GE | MPN | RT | Y | WL004 | RW004 | WELL HEAD | BURNT CHIMNEY WATER SYSTEM | BOXWOOD WELL NO. 4 |  | 1
VA5067042 | GE | MPN | RT | Y | WL008 | RW008 | ROYAL ESTATES WELL NO. 8 | BURNT CHIMNEY WATER SYSTEM | ROYAL ESTATES WELL NO. 8 |  | 1
VA5067042 | GE | MPN | RT | Y | WL007 | RW007 | ROYAL ESTATES WELL NO. 7 | BURNT CHIMNEY WATER SYSTEM | ROYAL ESTATES WELL NO. 7 |  | 1
VA5067042 | GE | MPN | RT | Y | WL005 | RW005 | WELL HEAD | BURNT CHIMNEY WATER SYSTEM | BOXWOOD WELL NO. 5 |  | 1
VA5067043 | GE | MPN | RT | Y | SP001 | RW0SP | SPRING | BOONES MILL TOWN OF | SPRING |  | 3
VA5067043 | GE | MPN | RT | Y | WL001 | RW001 | WELL 1 | BOONES MILL TOWN OF | DRILLED WELL NO.1 |  | 1
VA5067043 | GE | MPN | RT | Y | WL002 | RW002 | DRILLED WELL NO.2 | BOONES MILL TOWN OF | DRILLED WELL NO.2 |  | 1
VA5067043 | GE | MPN | RT | Y | WL003 | RW003 | WELL 3 | BOONES MILL TOWN OF | DRILLED WELL NO.3 |  | 1
VA5067064 | GE | MPN | RT | Y | WL001 | RW001 | WELL NO. 1 | CALLAWAY ELEMENTARY SCHOOL | DRILLED WELL |  | 1
VA5067070 | GE | MPN | RT | Y | WL002 | RW002 | WELL NO. 2 | CHEROKEE HILLS | WELL NO. 2 |  | 1
VA5067083 | GE | MPN | RT | Y | WL003 | RW003 | WELL NO. 3 | COMPASS COVE | SUNSET POINT WELL |  | 1
VA5067083 | GE | MPN | RT | Y | WL002 | RW002 | WELL NO. 2 | COMPASS COVE | COMPASS COVE WELL 2 |  | 1
VA5067083 | GE | MPN | RT | Y | WL001 | RW001 | WELL NO. 1 | COMPASS COVE | COMPASS COVE WELL 1 |  | 1
VA5067108 | GE | MPN | RT | Y | WL001 | RW001 | WELL NO. 1 | DOLLAR GENERAL-ROCKY MOUNT | WELL NO. 1 |  | 1
VA5067120 | GE | MPN | RT | Y | WL005 | RW005 | WELL HEAD | FERRUM WATER & SEWAGE AUTHORITY | WELL NO. 5 |  | 1
VA5067120 | GE | MPN | RT | Y | WL004 | RW004 | WELL HEAD | FERRUM WATER & SEWAGE AUTHORITY | WELL NO. 4 |  | 1
VA5067120 | GE | MPN | RT | Y | WL001 | RW001 | WELL HEAD | FERRUM WATER & SEWAGE AUTHORITY | WELL NO. 1 |  | 1
VA5067137 | GE | MPN | RT | Y | WL006 | RW006 | WELL 6 | FRANKLIN COUNTY COMMERCE CENTER | WELL NO. 6 |  | 1
VA5067137 | GE | MPN | RT | Y | WL003 | RW003 | WELL 3 | FRANKLIN COUNTY COMMERCE CENTER | WELL NO. 3 |  | 1
VA5067137 | GE | MPN | RT | Y | WL005 | RW005 | WELL 5 | FRANKLIN COUNTY COMMERCE CENTER | WELL NO. 5 |  | 1
VA5117846 | GE | MPN | RT | Y | WL003 | RW003 | WELL NO.3 WELLHEAD | TIMBUCTU SUBDIVISION | WELL NO.3 |  | 1
VA5135110 | GE | MPN | RT | Y | WL004 | RW004 | WELL HEAD 4 | BURKEVILLE, TOWN OF | WELL NO. 4 |  | 1
VA5135110 | GE | MPN | RT | Y | WL003 | RW003 | WELL HEAD 3 | BURKEVILLE, TOWN OF | WELL NO. 3 |  | 1
VA5135110 | GE | MPN | RT | Y | WL002 | RW002 | WELL HEAD 2 | BURKEVILLE, TOWN OF | WELL NO. 2 |  | 1
VA5135110 | GE | MPN | RT | Y | WL001 | RW001 | WELL HEAD 1 | BURKEVILLE, TOWN OF | WELL NO. 1 |  | 1
VA5135110 | GE | MPN | RT | Y | WL005 | RW005 | WELL HEAD 5 | BURKEVILLE, TOWN OF | WELL NO. 5 |  | 1
VA5135300 | GE | MPN | RT | Y | WL003 | RW003 | WELL NO. 3 | STATE POLICE DRIVER TRAINING FACILITY | WELL NO. 3 |  | 1
VA5141366 | GE | MPN | RT | Y | WL002 | RW002 | WELL NO. 2 | PRIMLAND COMMUNITY WATERWORKS | WELL NO. 2 (X) |  | 1
VA5141366 | GE | MPN | RT | Y | WL003 | RW003 | WELL NO. 3 | PRIMLAND COMMUNITY WATERWORKS | WELL NO. 3 (K) |  | 1
VA5141506 | GE | MPN | RT | Y | WL001 | RW001 | WELL DISCHARGE | HARDIN REYNOLDS ELEMENTARY SCHOOL | WELL |  | 1
VA5141509 | GE | MPN | RT | Y | WL001 | RW001 | WELL HEAD | HIGHER GROUND SUMMER CAMP | WELL |  | 1
VA5141800 | GE | MPN | RT | Y | WL001 | RW001 | WELL HEAD 1 | NARROFLEX, INC. | WELL NO.1 |  | 1
VA5141800 | GE | MPN | RT | Y | WL002 | RW002 | WELL HEAD 2 | NARROFLEX, INC. | WELL NO.2 |  | 1
VA5141805 | GE | MPN | RT | Y | WL003 | RW003 | WELL HEAD 3 | HANESBRANDS, INC. | WELL NO. 3 |  | 1
VA5143090 | GE | MPN | RT | Y | WL001 | RW001 | WELL HEAD | CEDARS COUNTRY CLUB | DRILLED WELL |  | 1
VA5143640 | GE | MPN | RT | Y | WL001 | RW001 | WELL HEAD | POWELL`S TRAILER COURT | WELL |  | 1
VA5143975 | GE | MPN | RT | Y | WL001 | RW001 | DRILLED WELL | VILLAGE RESTAURANT | DRILLED WELL |  | 1
VA5147200 | GE | MPN | RT | Y | WL001 | RW001 | WELL HEAD | TWIN LAKES STATE PARK-GOODWIN SECTION | WELL NO. 1 |  | 1
VA5147280 | GE | MPN | RT | Y | WL001 | RW001 | WELL NO.1 WELL HEAD | HAMPDEN-SYDNEY COLLEGE | WELL NO. 1 |  | 1
VA5147280 | GE | MPN | RT | Y | WL002 | RW002 | WELL NO.2 WELL HEAD | HAMPDEN-SYDNEY COLLEGE | WELL NO. 2 |  | 1
VA5147280 | GE | MPN | RT | Y | WL004 | RW004 | WELL NO.4 WELL HEAD | HAMPDEN-SYDNEY COLLEGE | WELL NO. 4 |  | 1
VA5147280 | GE | MPN | RT | Y | WL005 | RW005 | WELL NO.5 WELL HEAD | HAMPDEN-SYDNEY COLLEGE | WELL NO. 5 |  | 1
VA5147280 | GE | MPN | RT | Y | WL006 | RW006 | WELL NO.6 WELL HEAD | HAMPDEN-SYDNEY COLLEGE | WELL NO. 6 |  | 1
VA5147280 | GE | MPN | RT | Y | WL007 | RW007 | WELL NO.7 WELL HEAD | HAMPDEN-SYDNEY COLLEGE | WELL NO. 7 |  | 1
VA5147450 | GE | MPN | RT | Y | WL001 | RW001 | WELL HEAD | TWIN LAKES STATE PARK- PRINCE EDWARD SEC | WELL NO. 1 |  | 1
VA5019379 | TC | TC | SP | N | ST001 | ST001 | 10,000-GALLON ATMOSPHERIC TANK | HARDY ROAD TRAILER PARK, SECTION 2 | 10,000-GALLON ATMOSPHERIC TANK |  | 13
VA5031050 | GE | ZZZCRY | SP | N | IN003 | RW001 | COMBINED INTAKE - SAMPLING | ALTAVISTA, TOWN OF | COMBINED INTAKE - SAMPLING |  | 7
VA5141640 | GE | ZZZCRY | SP | N | IN001 | RW001 | SOUTH MAYO RIVER RWT | STUART, TOWN OF | SOUTH MAYO RIVER RAW WATER INTAKE |  | 7
VA5029291 | TC | TC | RT | Y | DS001 | TCR01 |  | KYANITE MINE-EAST RIDGE | DISTRIBUTION |  | 3
VA5029335 | TC | TC | RT | Y | DS001 | TCR01 |  | NAZARENE CAMP | DISTRIBUTION SYSTEM |  | 1
VA5029770 | TC | TC | RT | Y | DS001 | TCR01 |  | SAINT THOMAS AQUINAS SEMINARY | DISTRIBUTION SYSTEM |  | 3
VA5031046 | TC | TC | RT | Y | DS001 | TCR01 |  | 501 EZN | DISTRIBUTION SYSTEM |  | 1
VA5031050 | TC | TC | RT | Y | DS001 | TCR01 |  | ALTAVISTA, TOWN OF | DISTRIBUTION SYSTEM |  | 12
VA5031150 | TC | TC | RT | Y | DS001 | TCR01 |  | CAMPBELL COUNTY CENTRAL SYSTEM | DISTRIBUTION SYSTEM |  | 75
VA5031170 | TC | TC | RT | Y | DS001 | TCR01 |  | CAMPBELL COUNTY EAST SYSTEM | DISTRIBUTION SYSTEM |  | 9
VA5031175 | TC | TC | RT | Y | DS001 | TCR01 |  | BROOKNEAL, TOWN OF | DISTRIBUTION SYSTEM |  | 6
VA5031225 | TC | TC | RT | Y | DS001 | TCR01 |  | CASTLE CRAIG SUBDIVISION | DISTRIBUTION SYSTEM |  | 3
VA5031275 | TC | TC | RT | Y | DS001 | TCR01 |  | RUSTBURG CORRECTIONAL UNIT #9 | DISTRIBUTION SYSTEM |  | 3
VA5031305 | TC | TC | RT | Y | DS001 | TCR01 |  | EASTBROOK MOBILE HOME COURT | DISTRIBUTION |  | 3
VA5031312 | TC | TC | RT | Y | DS001 | TCR01 |  | ELPIS CENTER | DISTRIBUTION SYSTEM |  | 3
VA5031455 | TC | TC | RT | Y | DS001 | TCR01 |  | SPRING HOUSE RESTAURANT | DISTRIBUTION SYSTEM |  | 1
VA5031490 | TC | TC | RT | Y | DS001 | TCR01 |  | GOLDY`S TRUCK PLAZA | DISTRIBUTION SYSTEM |  | 1
VA5031500 | TC | TC | RT | Y | DS001 | TCR01 |  | KNOLL WOODS/IVY ACRES | DISTRIBUTION SYSTEM |  | 3
VA5031530 | TC | TC | RT | Y | DS001 | TCR01 |  | LAKESIDE MOBILE HOME PARK | DISTRIBUTION |  | 3
VA5031568 | TC | TC | RT | Y | DS001 | TCR01 |  | LIBERTY MOUNTAIN GUN CLUB | DISTRIBUTION SYSTEM |  | 1
VA5031575 | TC | TC | RT | Y | DS001 | TCR01 |  | LOCUST GARDENS MHP | DISTRIBUTION |  | 3
VA5031685 | TC | TC | RT | Y | DS001 | TCR01 |  | MOORES COUNTRY STORE | DISTRIBUTION SYSTEM |  | 1
VA5031690 | TC | TC | RT | Y | DS001 | TCR01 |  | MOUNTAIN REST ESTATES | DISTRIBUTION SYSTEM |  | 3
VA5031693 | TC | TC | RT | Y | DS001 | TCR01 |  | NARUNA WATER SYSTEM | DISTRIBUTION SYSTEM |  | 3
VA5031798 | TC | TC | RT | Y | DS001 | TCR01 |  | ROSIE'S COZY KITCHEN | DISTRIBUTION SYSTEM |  | 1
VA5031799 | TC | TC | RT | Y | DS001 | TCR01 |  | RUSTBURG DIXIE YOUTH BASEBALL | DISTRIBUTION SYSTEM |  | 1
VA5031808 | TC | TC | RT | Y | DS001 | TCR01 |  | LAKEWOOD FARM-RUSTBURG SITE | DISTRIBUTION SYSTEM |  | 1
VA5031825 | TC | TC | RT | Y | DS001 | TCR01 |  | SUBURBAN TRAILER TOWN | DISTRIBUTION SYSTEM |  | 3
VA5031848 | TC | TC | RT | Y | DS001 | TCR01 |  | THOUSAND TRAILS | DISTRIBUTION SYSTEM |  | 1
VA5031898 | TC | TC | RT | Y | DS001 | TCR01 |  | QUIK-E NO.15 | DISTRIBUTION SYSTEM |  | 1
VA5031955 | TC | TC | RT | Y | DS001 | TCR01 |  | WILLIAM CAMPBELL HIGH SCHOOL | DISTRIBUTION SYSTEM |  | 3
VA5031980 | TC | TC | RT | Y | DS001 | TCR01 |  | 501 TRAILER COURT | DISTRIBUTION SYSTEM |  | 3
VA5037020 | TC | TC | RT | Y | DS001 | TCR01 |  | BACON DISTRICT SCHOOL | DISTRIBUTION |  | 3
VA5037029 | TC | TC | RT | Y | DS001 | TCR01 |  | MAGNOLIA BAR AND GRILLE | DISTRIBUTION SYSTEM |  | 3
VA5037100 | TC | TC | RT | Y | DS001 | TCR01 |  | CARDINAL HOMES INC | DISTRIBUTION |  | 3
VA5037140 | TC | TC | RT | Y | DS001 | TCR01 |  | EUREKA ELEMENTARY SCHOOL | DISTRIBUTION |  | 3
VA5037150 | TC | TC | RT | Y | DS001 | TCR01 |  | CHARLOTTE COURTHOUSE, TOWN OF | DISTRIBUTION SYSTEM |  | 6
VA5037176 | TC | TC | RT | Y | DS001 | TCR01 |  | DOLLAR GENERAL - WYLLIESBURG | DOLLAR GENERAL DISTRIBUTION SYSTEM |  | 1
VA5037188 | TC | TC | RT | Y | DS001 | TCR01 |  | DOLLAR GENERAL - RED HOUSE | DISTRIBUTION SYSTEM |  | 1
VA5037200 | TC | TC | RT | Y | DS001 | TCR01 |  | DRAKES BRANCH, TOWN OF | DISTRIBUTION |  | 3
VA5037300 | TC | TC | RT | Y | DS001 | TCR01 |  | KEYSVILLE, TOWN OF | KEYSVILLE DISTRIBUTION SYSTEM |  | 3
VA5037550 | TC | TC | RT | Y | DS001 | TCR01 |  | PHENIX, TOWN OF | DISTRIBUTION |  | 3
VA5037570 | TC | TC | RT | Y | DS001 | TCR01 |  | SUNDAE'S | DISTRIBUTION SYSTEM |  | 1
VA5037800 | TC | TC | RT | Y | DS001 | TCR01 |  | SHELDON`S MOTEL & RESTAURANT | DISTRIBUTION SYSTEM |  | 3
VA5037820 | TC | TC | RT | Y | DS001 | TCR01 |  | KEYSVILLE SAVE-U-TIME | DISTRIBUTION SYSTEM |  | 1
VA5037823 | TC | TC | RT | Y | DS001 | TCR01 |  | STAUNTON RIVER BATTLEFIELD STATE PARK | DISTRIBUTION |  | 1
VA5049110 | TC | TC | RT | Y | DS001 | TCR01 |  | ENVIGO - CUMBERLAND | DISTRIBUTION SYSTEM |  | 3
VA5049150 | TC | TC | RT | Y | DS001 | TCR01 |  | CUMBERLAND COUNTY WATER SYSTEM | DISTRIBUTION SYSTEM |  | 6
VA5049151 | TC | TC | RT | Y | DS001 | TCR01 |  | DOLLAR GENERAL-CUMBERLAND | DISTRIBUTION SYSTEM |  | 1
VA5049293 | TC | TC | RT | Y | DS001 | TCR01 |  | FARMVILLE MUNICIPAL GOLF COURSE | DISTRIBUTION SYSTEM |  | 1
VA5049320 | TC | TC | RT | Y | DS001 | TCR01 |  | EL JINETE MEXICAN RESTAURANT | DISTRIBUTION SYSTEM |  | 1
VA5049400 | TC | TC | RT | Y | DS001 | TCR01 |  | LAKESIDE VILLAGE | DISTRIBUTION |  | 3
VA5049500 | TC | TC | RT | Y | DS001 | TCR01 |  | NEW LIFE SCHOOLS | DISTRIBUTION SYSTEM |  | 3
VA5049819 | TC | TC | RT | Y | DS001 | TCR01 |  | SOUTHSIDE ENTERPRISES | DISTRIBUTION SYSTEM |  | 3
VA5067020 | TC | TC | RT | Y | DS001 | TCR01 |  | ALTON PARK | ALTON PARK |  | 3
VA5067028 | TC | TC | RT | Y | DS001 | TCR01 |  | BAY ROCK MARINA | DISTRIBUTION SYSTEM |  | 3
VA5067035 | TC | TC | RT | Y | DS001 | TCR01 |  | BERNARDS LANDING | BERNARD S LANDING |  | 3
VA5067042 | TC | TC | RT | Y | DS001 | TCR01 |  | BURNT CHIMNEY WATER SYSTEM | DISTRIBUTION SYSTEM |  | 3
VA5067043 | TC | TC | RT | Y | DS001 | TCR01 |  | BOONES MILL TOWN OF | BOONES MILL, TOWN OF |  | 3
VA5067064 | TC | TC | RT | Y | DS001 | TCR01 |  | CALLAWAY ELEMENTARY SCHOOL | CALLAWAY DISTRIBUTION SYSTEM |  | 3
VA5067065 | TC | TC | RT | Y | DS001 | TCR01 |  | CARLS PLACE | DISTRIBUTION SYSTEM |  | 1
VA5067070 | TC | TC | RT | Y | DS001 | TCR01 |  | CHEROKEE HILLS | CHEROKEE HILLS |  | 3
VA5067077 | TC | TC | RT | Y | DS001 | TCR01 |  | COTTAGE EDGE | DISTRIBUTION SYSTEM |  | 3
VA5067083 | TC | TC | RT | Y | DS001 | TCR01 |  | COMPASS COVE | DISTRIBUTION SYSTEM |  | 3
VA5067087 | TC | TC | RT | Y | DS001 | TCR01 |  | CRAZYHORSE CAMPGROUND TES | DISTRIBUTION SYSTEM |  | 1
VA5067100 | TC | TC | RT | Y | DS001 | TCR01 |  | NAPOLI COWBOY | DISTRIBUTION SYSTEM |  | 1
VA5067105 | TC | TC | RT | Y | DS001 | TCR01 |  | DUDLEY ELEMENTARY SCHOOL | DUDLEY ELEMENTARY SCHOOL |  | 3
VA5067108 | TC | TC | RT | Y | DS001 | TCR01 |  | DOLLAR GENERAL-ROCKY MOUNT | DISTRIBUTION SYSTEM |  | 1
VA5067120 | TC | TC | RT | Y | DS001 | TCR01 |  | FERRUM WATER & SEWAGE AUTHORITY | FERRUM DISTRIBUTION SYSTEM |  | 6
VA5067125 | TC | TC | RT | Y | DS001 | TCR01 |  | BLUE RIDGE CAMPGROUND & MARINA | DISTRIBUTION SYSTEM |  | 1
VA5067129 | TC | TC | RT | Y | DS001 | TCR01 |  | FORK MOUNTAIN ADULT REST HOME | FORK MOUNTAIN ADULT REST HOME |  | 3
VA5067137 | TC | TC | RT | Y | DS001 | TCR01 |  | FRANKLIN COUNTY COMMERCE CENTER | DISTRIBUTION SYSTEM |  | 3
VA5067160 | TC | TC | RT | Y | DS001 | TCR01 |  | FREDERICK ACRES | FREDERICK ACRES DISTRIBUTION SYSTEM |  | 3
VA5067238 | TC | TC | RT | Y | DS001 | TCR01 |  | FRANKLIN ACRES | DISTRIBUTION SYSTEM |  | 3
VA5067241 | TC | TC | RT | Y | DS001 | TCR01 |  | FRANKLIN CO RECREATION PARK | DISTRIBUTION SYSTEM |  | 1
VA5067244 | TC | TC | RT | Y | DS001 | TCR01 |  | WESTLAKE AREA PUBLIC WATER SYSTEM | DISTRIBUTION SYSTEM |  | 12
VA5067254 | TC | TC | RT | Y | DS001 | TCR01 |  | THE MEADOWS | DIST SYS |  | 3
VA5067255 | TC | TC | RT | Y | DS001 | TCR01 |  | GLADE HILL ELEMENTARY SCHOOL | GLADE HILL ELEMENTARY SCHOOL |  | 3
VA5067256 | TC | TC | RT | Y | DS001 | TCR01 |  | GLADE HILL MINUTE MARKET | DISTRIBUTION SYSTEM |  | 1
VA5067290 | TC | TC | RT | Y | DS001 | TCR01 |  | HENRY ELEMENTARY SCHOOL | HENRY ELEMENTARY SCHOOL |  | 3
VA5067341 | TC | TC | RT | Y | DS001 | TCR01 |  | IDLEWOOD SHORES | DISTRIBUTION SYSTEM |  | 3
VA5067349 | TC | TC | RT | Y | DS001 | TCR01 |  | WESTLAKE WATERFRONT INN | DISTRIBUTION SYSTEM |  | 3
VA5067357 | TC | TC | RT | Y | DS001 | TCR01 |  | LARC FIELD RECREATION AREA | DISTRIBUTION SYSTEM |  | 1
VA5067359 | TC | TC | RT | Y | DS001 | TCR01 |  | STAROVERLAKE | DISTRIBUTION SYSTEM |  | 3
VA5067360 | TC | TC | RT | Y | DS001 | TCR01 |  | LAKESHORE TERRACE CORPORATION | DIST SYSTEM |  | 3
VA5067415 | TC | TC | RT | Y | DS001 | TCR01 |  | DILLARDS HILL | DISTRIBUTION SYSTEM |  | 3
VA5067466 | TC | TC | RT | Y | DS001 | TCR01 |  | LYNVILLE ON THE LAKE | DISTRIBUTION SYSTEM |  | 3
VA5067500 | TC | TC | RT | Y | DS001 | TCR01 |  | MAGNUM POINT MARINA | DISTRIBUTION SYSTEM |  | 1
VA5067576 | TC | TC | RT | Y | DS001 | TCR01 |  | COUNTRY BARN | DISTRIBUTION SYSTEM |  | 1
VA5067640 | TC | TC | RT | Y | DS001 | TCR01 |  | HANKS PROPERTY | DISTRIBUTION SYSTEM |  | 1
VA5067701 | TC | TC | RT | Y | DS001 | TCR01 |  | PARROT COVE | DISTRIBUTION SYSTEM |  | 1
VA5067705 | TC | TC | RT | Y | DS001 | TCR01 |  | PONDEROSA CAMPGROUND | DISTRIBUTION SYSTEM |  | 3
VA5067710 | TC | TC | RT | Y | DS001 | TCR01 |  | PALMERS MARINA & TRAILER PARK | DISTRIBUTION SYSTEM |  | 1
VA5067725 | TC | TC | RT | Y | DS001 | TCR01 |  | PARK PLACE | DISTRIBUTION SYSTEM |  | 3
VA5067754 | TC | TC | RT | Y | DS001 | TCR01 |  | PENHOOK MINUTE MARKET | DISTRIBUTION SYSTEM |  | 1
VA5067760 | TC | TC | RT | Y | DS001 | TCR01 |  | PELICAN POINT YACHT CLUB | DISTRIBUTION SYSTEM |  | 1
VA5067762 | TC | TC | RT | Y | DS001 | TCR01 |  | PHILPOTT RES - DEER ISLAND-FOOT BRIDGE | PHILPOTT RES - DEER ISLAND-FOOT BRIDGE |  | 1
VA5067763 | TC | TC | RT | Y | DS001 | TCR01 |  | PHILPOTT RES - DEER ISLAND-WEST | PHILPOTT RES - DEER ISLAND-WEST DS |  | 1
VA5067764 | TC | TC | RT | Y | DS001 | TCR01 |  | PHILPOTT RES - HORSESHOE POINT-UTILITY | DISTRIBUTION SYSTEM |  | 1
VA5067769 | TC | TC | RT | Y | DS001 | TCR01 |  | PHILPOTT RES - JAMISON MILL-BUILDING | DISTRIBUTION SYSTEM |  | 3
VA5067772 | TC | TC | RT | Y | DS001 | TCR01 |  | PHILPOTT RES - SALTHOUSE BRANCH-PICNIC | DISTRIBUTION SYSTEM |  | 1
VA5067773 | TC | TC | RT | Y | DS001 | TCR01 |  | PHILPOTT RES - SALTHOUSE BRANCH-BEACH | DISTRIBUTION SYSTEM |  | 1
VA5067774 | TC | TC | RT | Y | DS001 | TCR01 |  | PHILPOTT RES - SALTHOUSE BRANCH-UTILITY | DISTRIBUTION SYSTEM |  | 1
VA5067776 | TC | TC | RT | Y | DS001 | TCR01 |  | TWIN RIDGE PARK | DISTRIBUTION SYSTEM |  | 1
VA5067779 | TC | TC | RT | Y | DS001 | TCR01 |  | PHILPOTT RES- TAILRACE | DISTRIBUTION SYSTEM |  | 1
VA5067781 | TC | TC | RT | Y | DS001 | TCR01 |  | REDWOOD EXPRESS MARKET | DISTRIBUTION SYSTEM |  | 1
VA5067785 | TC | TC | RT | Y | DS001 | TCR01 |  | RIDGECREST SUBDIVISION | DISTRIBUTION SYSTEM |  | 3
VA5067786 | TC | TC | RT | Y | DS001 | TCR01 |  | THE RETREAT | DISTRIBUTION SYSTEM |  | 3
VA5067788 | TC | TC | RT | Y | DS001 | TCR01 |  | RIVERBAY | RIVER BAY DISTRIBUTION SYSTEM |  | 3
VA5067799 | TC | TC | RT | Y | DS001 | TCR01 |  | HONEY TREE EARLY LEARNING CENTER | HONEY TREE DAYCARE |  | 3
VA5067840 | TC | TC | RT | Y | DS001 | TCR01 |  | ROCKY MOUNT, TOWN OF | DISTRIBUTION SYSTEM |  | 21
VA5067900 | TC | TC | RT | Y | DS001 | TCR01 |  | BROWN`S MOBILE HOME VILLAGE | DISTRIBUTION SYSTEM |  | 3
VA5067925 | TC | TC | RT | Y | DS001 | TCR01 |  | SICHER, BRYAN DENTAL OFFICE | DISTRIBUTION SYSTEM |  | 1
VA5067932 | TC | TC | RT | Y | DS001 | TCR01 |  | SHORELINE MARINA & CONDO ASSOC. (SMCPOA) | DISTRIBUTION SYSTEM |  | 1
VA5067935 | TC | TC | RT | Y | DS001 | TCR01 |  | OMNI SOURCE | DISTRIBUTION SYSTEM |  | 3
VA5067942 | TC | TC | RT | Y | DS001 | TCR01 |  | SNOW CREEK ELEMENTARY SCHOOL | SNOW CREEK ELEMENTARY SCHOOL |  | 3
VA5067943 | TC | TC | RT | Y | DS001 | TCR01 |  | SUNSHINE VALLEY SCHOOL | DISTRIBUTION SYSTEM |  | 3
VA5067945 | TC | TC | RT | Y | DS001 | TCR01 |  | SONTAG ELEMENTARY SCHOOL | DISTRIBUTION SYSTEM |  | 3
VA5067951 | TC | TC | RT | Y | DS001 | TCR01 |  | TIMBERLAKE CROSSING | DISTRIBUTION SYSTEM |  | 3
VA5067952 | TC | TC | RT | Y | DS001 | TCR01 |  | TEEL BROOKE ESTATES | DISTRIBUTION SYSTEM |  | 3
VA5067954 | TC | TC | RT | Y | DS001 | TCR01 |  | WAID PARK | DISTRIBUTION SYSTEM |  | 1
VA5067957 | TC | TC | RT | Y | DS001 | TCR01 |  | WALNUT RUN | DISTRIBUTION SYSTEM |  | 3
VA5067960 | TC | TC | RT | Y | DS001 | TCR01 |  | W. E. SKELTON 4-H EDUCATION CENTER | DISTRIBUTION SYSTEM |  | 1
VA5067961 | TC | TC | RT | Y | DS001 | TCR01 |  | THE WATERS EDGE | DISTRIBUTION SYSTEM |  | 3
VA5067975 | TC | TC | RT | Y | DS001 | TCR01 |  | WILLOW CREEK COUNTRY CLUB | DISTRIBUTION SYSTEM |  | 1
VA5067980 | TC | TC | RT | Y | DS001 | TCR01 |  | WINDY GAP MOUNTAIN VILLAGE | DISTRIBUTION SYSTEM |  | 3
VA5067981 | TC | TC | RT | Y | DS001 | TCR01 |  | WHISTLE STOP | DISTRIBUTION SYSTEM |  | 1
VA5067982 | TC | TC | RT | Y | DS001 | TCR01 |  | WINDY GAP ELEMENTARY SCHOOL | DISTRIBUTION SYSTEM |  | 3
VA5067990 | TC | TC | RT | Y | DS001 | TCR01 |  | WOODCREST | DISTRIBUTION SYSTEM |  | 3
VA5083040 | TC | TC | RT | Y | DS001 | TCR01 |  | OLD 360 DINER | DISTRIBUTION SYSTEM |  | 1
VA5083270 | TC | TC | RT | Y | DS001 | TCR01 |  | SOUTHSTONE BEHAVIORAL HEALTH | DISTRIBUTION SYSTEM |  | 3
VA5083330 | TC | TC | RT | Y | DS001 | TCR01 |  | ASTROCAMP/CAMP MOTORSPORT | DISTRIBUTION SYSTEM |  | 1
VA5083370 | TC | TC | RT | Y | DS001 | TCR01 |  | CLAYS MILL ELEMENTARY SCHOOL | DISTRIBUTION SYSTEM |  | 3
VA5083400 | TC | TC | RT | Y | DS001 | TCR01 |  | CLUSTER SPRINGS ELEMENTARY SCHOOL | DISTRIBUTION SYSTEM |  | 3
VA5083425 | TC | TC | RT | Y | DS001 | TCR01 |  | DOLLAR GENERAL-VOLENS | DISTRIBUTION SYSTEM |  | 1
VA5083426 | TC | TC | RT | Y | DS001 | TCR01 |  | DOLLAR GENERAL-CLUSTER SPRINGS | DISTRIBUTION SYSTEM |  | 1
VA5083427 | TC | TC | RT | Y | DS001 | TCR01 |  | DOLLAR GENERAL-TURBEVILLE | DISTRIBUTION SYSTEM |  | 1
VA5083480 | TC | TC | RT | Y | DS001 | TCR01 |  | CLOVER, COMMUNITY OF | DISTRIBUTION SYSTEM |  | 3
VA5083525 | TC | TC | RT | Y | DS001 | TCR01 |  | THE RANCH MARKET AND RESTAURANT | DISTRIBUTION SYSTEM |  | 1
VA5083534 | TC | TC | RT | Y | DS001 | TCR01 |  | STAUNTON RIVER BATTLEFIELD STATE PARK | DISTRIBUTION SYSTEM |  | 1
VA5083565 | TC | TC | RT | Y | DS001 | TCR01 |  | CLUSTER SPRINGS RV PARK | DISTRIBUTION SYSTEM |  | 3
VA5083567 | TC | TC | RT | Y | DS001 | TCR01 |  | INDIAN CAVE YOUTH CAMP | DISTRIBUTION SYSTEM |  | 1
VA5083578 | TC | TC | RT | Y | DS001 | TCR01 |  | HUBER PLANT | DISTRIBUTION SYSTEM |  | 3
VA5083620 | TC | TC | RT | Y | DS001 | TCR01 |  | MEADVILLE ELEMENTARY SCHOOL | DISTRIBUTION SYSTEM |  | 3
VA5083628 | TC | TC | RT | Y | DS001 | TCR01 |  | ODEC / VIRGINIA POWER PLANT | DISTRIBUTION SYSTEM |  | 3
VA5083690 | TC | TC | RT | Y | DS001 | TCR01 |  | SCOTTSBURG , TOWN OF | DISTRIBUTION SYSTEM |  | 3
VA5083693 | TC | TC | RT | Y | DS001 | TCR01 |  | SINAI ELEMENTARY SCHOOL | DISTRIBUTION SYSTEM |  | 3
VA5083760 | TC | TC | RT | Y | DS001 | TCR01 |  | SYDNOR JENNINGS ELEMENTARY SCHOOL | DISTRIBUTION SYSTEM |  | 3
VA5083810 | TC | TC | RT | Y | DS001 | TCR01 |  | VIRGINIA INTERNATIONAL RACEWAY | DISTRIBUTION SYSTEM |  | 3
VA5083940 | TC | TC | RT | Y | DS001 | TCR01 |  | VIRGILINA, TOWN OF | DISTRIBUTION SYSTEM |  | 3
VA5083965 | TC | TC | RT | Y | DS001 | TCR01 |  | VOLENS MEDICAL CENTER | DISTRIBUTION SYSTEM |  | 1
VA5083980 | TC | TC | RT | Y | DS001 | TCR01 |  | TIMBERLAND TOO | DISTRIBUTION SYSTEM |  | 1
VA5089075 | TC | TC | RT | Y | DS001 | TCR01 |  | BASSETT MIRROR CO.-PHILPOTT | DISTRIBUTION |  | 3
VA5089095 | TC | TC | RT | Y | DS001 | TCR01 |  | BLUE RIDGE AIRPORT | DISTRIBUTION SYSTEM |  | 1
VA5089115 | TC | TC | RT | Y | DS001 | TCR01 |  | TWIN OAKS MOBILE HOME PARK | DISTRIBUTION SYSTEM |  | 3
VA5089259 | TC | TC | RT | Y | DS001 | TCR01 |  | DOLLAR GENERAL-AXTON | DISTRIBUTION SYSTEM |  | 1
VA5089285 | TC | TC | RT | Y | DS001 | TCR01 |  | EAGLE LANE | DISTRIBUTION |  | 3
VA5089345 | TC | TC | RT | Y | DS001 | TCR01 |  | FISHER FARM PARK | DISTRIBUTION SYSTEM |  | 1
VA5089373 | TC | TC | RT | Y | DS001 | TCR01 |  | FOE #3739 | DISTRIBUTION SYSTEM |  | 1
VA5089404 | TC | TC | RT | Y | DS001 | TCR01 |  | HARRIS TRAILER COURT | DISTRIBUTION SYSTEM |  | 3
VA5089475 | TC | TC | RT | Y | DS001 | TCR01 |  | LEATHERWOOD ESTATES | DISTRIBUTION |  | 3
VA5089482 | TC | TC | RT | Y | DS001 | TCR01 |  | LILLY'S GRILL | DISTRIBUTION SYSTEM |  | 1
VA5089571 | TC | TC | RT | Y | DS001 | TCR01 |  | MOUNTAIN VISTA VILLAGE | DISTRIBUTION SYSTEM SECTION NO. 1 |  | 3
VA5089612 | TC | TC | RT | Y | DS001 | TCR01 |  | RANGELEY MINI MART & DELI | DISTRIBUTION SYSTEM |  | 1
VA5089615 | TC | TC | RT | Y | DS001 | TCR01 |  | DON TRINIS ICE CREAM AND TAQUERIA | DISTRIBUTION SYSTEM |  | 1
VA5089626 | TC | TC | RT | Y | DS001 | TCR01 |  | PHILPOTT RES - BOWENS CREEK-BEACH | DISTRIBUTION SYSTEM |  | 1
VA5089634 | TC | TC | RT | Y | DS001 | TCR01 |  | PINE FOREST | DISTRIBUTION |  | 3
VA5089700 | TC | TC | RT | Y | DS001 | TCR01 |  | RIDGEWAY TRAILER PARK | DISTRIBUTION |  | 3
VA5089712 | TC | TC | RT | Y | DS001 | TCR01 |  | ROCKHILL SUBDIVISION | DISTRIBUTION SYSTEM |  | 3
VA5089753 | TC | TC | RT | Y | DS001 | TCR01 |  | SHERWOOD MANOR | DISTRIBUTION |  | 3
VA5089770 | TC | TC | RT | Y | DS001 | TCR01 |  | FAIRFIELD MOBILE HOME PARK | DISTRIBUTION SYSTEM |  | 3
VA5089800 | TC | TC | RT | Y | DS001 | TCR01 |  | SPENCER PENN CENTRE | DISTRIBUTION |  | 1
VA5089852 | TC | TC | RT | Y | DS001 | TCR01 |  | UPPER SMITH RIVER WATER SUPPLY | DISTRIBUTION SYSTEM |  | 90
VA5089853 | TC | TC | RT | Y | DS001 | TCR01 |  | VICTORY BAPTIST ACADEMY | DISTRIBUTION SYSTEM |  | 3
VA5089870 | TC | TC | RT | Y | DS001 | TCR01 |  | VIRGINIA GLASS PRODUCTS CORP | DISTRIBUTION SYSTEM |  | 3
VA5089955 | TC | TC | RT | Y | DS001 | TCR01 |  | WOODLAND AVENUE EXT | DISTRIBUTION |  | 3
VA5111430 | TC | TC | RT | Y | DS001 | TCR01 |  | LUNENBURG COUNTY SEAT | DISTRIBUTION |  | 3
VA5111450 | TC | TC | RT | Y | DS001 | TCR01 |  | KENBRIDGE, TOWN OF | DISTRIBUTION SYSTEM |  | 6
VA5111520 | TC | TC | RT | Y | DS001 | TCR01 |  | LUNENBURG HEALTH CENTER INC | DISTRIBUTION SYSTEM |  | 1
VA5111800 | TC | TC | RT | Y | DS001 | TCR01 |  | VICTORIA, TOWN OF | DISTRIBUTION SYSTEM |  | 6
VA5117096 | TC | TC | RT | Y | DS001 | TCR01 |  | ANCHOR COVE SUBDIVISION | DISTRIBUTION SYSTEM |  | 3
VA5117097 | TC | TC | RT | Y | DS001 | TCR01 |  | LAKE GASTON AMERICAMPS | DISTRIBUTION SYSTEM |  | 3
VA5117099 | TC | TC | RT | Y | DS001 | TCR01 |  | BLUESTONE MIDDLE SCHOOL | DISTRIBUTION SYSTEM |  | 3
VA5117100 | TC | TC | RT | Y | DS001 | TCR01 |  | BOYDTON, TOWN OF | DISTRIBUTION SYSTEM |  | 3
VA5117107 | TC | TC | RT | Y | DS001 | TCR01 |  | BLUESTONE SENIOR HIGH SCHOOL | DISTRIBUTION SYSTEM |  | 3
VA5117117 | TC | TC | RT | Y | DS001 | TCR01 |  | MECKLENBURG CO. SCHOOLS ADMIN. OFFICES | DISTRIBUTION SYSTEM |  | 3
VA5117125 | TC | TC | RT | Y | DS001 | TCR01 |  | BUCKHEAD SUBDIVISION | DISTRIBUTION SYSTEM |  | 3
VA5117200 | TC | TC | RT | Y | DS001 | TCR01 |  | CHASE CITY,TOWN OF | DISTRIBUTION SYSTEM |  | 6
VA5117310 | TC | TC | RT | Y | DS001 | TCR01 |  | CLARKSVILLE, TOWN OF | DISTRIBUTION SYSTEM |  | 6
VA5117315 | TC | TC | RT | Y | DS001 | TCR01 |  | CLIFFS ON THE ROANOKE | DISTRIBUTION SYSTEM |  | 3
VA5117338 | TC | TC | RT | Y | DS001 | TCR01 |  | PINO`S PIZZA | DISTRIBUTION SYSTEM |  | 1
VA5117350 | TC | TC | RT | Y | DS001 | TCR01 |  | FOX RUN/CHAMPION FOREST SHORES | DISTRIBUTION SYSTEM |  | 3
VA5117360 | TC | TC | RT | Y | DS001 | TCR01 |  | GRANITE HALL SHORES | DISTRIBUTION SYSTEM |  | 3
VA5117371 | TC | TC | RT | Y | DS001 | TCR01 |  | GREAT CREEK LANDING | DISTRIBUTION SYSTEM |  | 3
VA5117375 | TC | TC | RT | Y | DS001 | TCR01 |  | HAWK`S NEST POINT | DISTRIBUTION SYSTEM |  | 3
VA5117378 | TC | TC | RT | Y | DS001 | TCR01 |  | HICKS HILL SUBDIVISION | DISTRIBUTION SYSTEM |  | 3
VA5117382 | TC | TC | RT | Y | DS001 | TCR01 |  | HOLLY GROVE MARINA | DISTRIBUTION SYSTEM |  | 3
VA5117390 | TC | TC | RT | Y | DS001 | TCR01 |  | JOYCEVILLE-HOLLY GROVE | DISTRIBUTION SYSTEM |  | 3
VA5117400 | TC | TC | RT | Y | DS001 | TCR01 |  | LA CROSSE, TOWN OF | DISTRIBUTION SYSTEM |  | 3
VA5117419 | TC | TC | RT | Y | DS001 | TCR01 |  | LONG BRANCH SHORES | DISTRIBUTION SYSTEM |  | 3
VA5117420 | TC | TC | RT | Y | DS001 | TCR01 |  | LONGVIEW TRAILER PARK | DISTRIBUTION SYSTEM |  | 3
VA5117450 | TC | TC | RT | Y | DS001 | TCR01 |  | MERRYMOUNT SUBDIVISION | DISTRIBUTION SYSTEM |  | 3
VA5117530 | TC | TC | RT | Y | DS001 | TCR01 |  | BUFFALO CREEK ESTATES | DISTRIBUTION SYSTEM |  | 6
VA5117660 | TC | TC | RT | Y | DS001 | TCR01 |  | PEETE RIVER FARM | DISTRIBUTION SYSTEM |  | 3
VA5117700 | TC | TC | RT | Y | DS001 | TCR01 |  | RIVER RIDGE | DISTRIBUTION SYSTEM |  | 3
VA5117707 | TC | TC | RT | Y | DS001 | TCR01 |  | ROANOKE RIVER SERVICE AUTHORITY | DISTRIBUTION SYSTEM |  | 3
VA5117800 | TC | TC | RT | Y | DS001 | TCR01 |  | SOUTH HILL, TOWN OF | DISTRIBUTION SYSTEM |  | 18
VA5117813 | TC | TC | RT | Y | DS001 | TCR01 |  | SOUTH HILL COUNTRY CLUB | DISTRIBUTION SYSTEM |  | 1
VA5117831 | TC | TC | RT | Y | DS001 | TCR01 |  | ST. TAMMANY LANDING | DISTRIBUTION SYSTEM |  | 3
VA5117833 | TC | TC | RT | Y | DS001 | TCR01 |  | TANGLEWOOD SECTION U | DISTRIBUTION SYSTEM |  | 3
VA5117834 | TC | TC | RT | Y | DS001 | TCR01 |  | TANGLEWOOD SECTION A | DISTRIBUTION SYSTEM |  | 3
VA5117846 | TC | TC | RT | Y | DS001 | TCR01 |  | TIMBUCTU SUBDIVISION | DISTRIBUTION SYSTEM |  | 3
VA5117857 | TC | TC | RT | Y | DS001 | TCR01 |  | VILLAGE TREAT | DISTRIBUTION SYSTEM |  | 3
VA5117938 | TC | TC | RT | Y | DS001 | TCR01 |  | KERR RESERVOIR-BUFFALO LANDING | DISTRIBUTION SYSTEM |  | 3
VA5117939 | TC | TC | RT | Y | DS001 | TCR01 |  | KERR RESERVOIR-BUFFALO SPRINGS | KERR RESERVOIR-BUFFALO SPRINGS DS |  | 1
VA5117947 | TC | TC | RT | Y | DS001 | TCR01 |  | KERR RESERVOIR-LONGWOOD PARK UTILITY | DISTRIBUTION SYSTEM |  | 3
VA5117950 | TC | TC | RT | Y | DS001 | TCR01 |  | KERR RESERVOIR-NORTH BEND PARK | DISTRIBUTION SYSTEM |  | 3
VA5117955 | TC | TC | RT | Y | DS001 | TCR01 |  | KERR RESERVOIR-RUDDS CR. NORTH | DISTRIBUTION SYSTEM |  | 3
VA5117957 | TC | TC | RT | Y | DS001 | TCR01 |  | KERR RESERVOIR-RUDDS CR. UTILITY A | DISTRIBUTION SYSTEM |  | 3
VA5117961 | TC | TC | RT | Y | DS001 | TCR01 |  | KERR RESERVOIR-RUDDS CR. COMFORT STATION | DISTRIBUTION SYSTEM |  | 3
VA5135100 | TC | TC | RT | Y | DS001 | TCR01 |  | BLACKSTONE, TOWN OF | BLACKSTONE DISTRIBUTION SYSTEM |  | 21
VA5135110 | TC | TC | RT | Y | DS001 | TCR01 |  | BURKEVILLE, TOWN OF | DISTRIBUTION |  | 3
VA5135160 | TC | TC | RT | Y | DS001 | TCR01 |  | CREWE, TOWN OF | DISTRIBUTION SYSTEM |  | 12
VA5135175 | TC | TC | RT | Y | DS001 | TCR01 |  | DOLLAR GENERAL-BLACKSTONE | DISTRIBUTION SYSTEM |  | 1
VA5135260 | TC | TC | RT | Y | DS001 | TCR01 |  | HICKORY HILL | DISTRIBUTION |  | 3
VA5135295 | TC | TC | RT | Y | DS001 | TCR01 |  | TYSON FOODS INC | DISTRIBUTION SYSTEM |  | 3
VA5135300 | TC | TC | RT | Y | DS001 | TCR01 |  | STATE POLICE DRIVER TRAINING FACILITY | DISTRIBUTION SYSTEM |  | 3
VA5135301 | TC | TC | RT | Y | DS001 | TCR01 |  | STATE POLICE SHOOTING RANGE | DISTRIBUTION SYSTEM |  | 1
VA5135390 | TC | TC | RT | Y | DS001 | TCR01 |  | AMELIA-NOTTOWAY VOCATIONAL CEN | DISTRIBUTION |  | 3
VA5141150 | TC | TC | RT | Y | DS001 | TCR01 |  | WILLVILLE CAMPGROUND | DISTRIBUTION SYSTEM |  | 1
VA5141269 | TC | TC | RT | Y | DS001 | TCR01 |  | CANA ADULT HOME | DISTRIBUTION SYSTEM |  | 3
VA5141270 | TC | TC | RT | Y | DS001 | TCR01 |  | COCKRAM MILL COMPLEX | DISTRIBUTION SYSTEM |  | 1
VA5141285 | TC | TC | RT | Y | DS001 | TCR01 |  | DOLLAR GENERAL-WOOLWINE | DISTRIBUTION SYSTEM |  | 1
VA5141300 | TC | TC | RT | Y | DS001 | TCR01 |  | MEADOWS OF DAN WATER SYSTEM | DISTRIBUTION SYSTEM |  | 1
VA5141330 | TC | TC | RT | Y | DS001 | TCR01 |  | BLUE RIDGE ELEMENTARY SCHOOL | DISTRIBUTION SYSTEM |  | 3
VA5141335 | TC | TC | RT | Y | DS001 | TCR01 |  | BLUE RIDGE MOTEL & RESTAURANT | DISTRIBUTION SYSTEM |  | 1
VA5141337 | TC | TC | RT | Y | DS001 | TCR01 |  | BOYD`S RESTAURANT | DISTRIBUTION SYSTEM |  | 1
VA5141355 | TC | TC | RT | Y | DS001 | TCR01 |  | DEER RUN CAMPGROUND | DISTRIBUTION SYSTEM |  | 1
VA5141358 | TC | TC | RT | Y | DS001 | TCR01 |  | HOWELL`S GROCERY | DISTRIBUTION SYSTEM |  | 1
VA5141365 | TC | TC | RT | Y | DS001 | TCR01 |  | PRIMLAND RESORT | DISTRIBUTION SYSTEM |  | 1
VA5141366 | TC | TC | RT | Y | DS001 | TCR01 |  | PRIMLAND COMMUNITY WATERWORKS | DISTRIBUTION SYSTEM |  | 3
VA5141370 | TC | TC | RT | Y | DS001 | TCR01 |  | CAPEWELL AERIAL SYSTEMS, LLC | DISTRIBUTION SYSTEM |  | 3
VA5141506 | TC | TC | RT | Y | DS001 | TCR01 |  | HARDIN REYNOLDS ELEMENTARY SCHOOL | DISTRIBUTION SYSTEM |  | 3
VA5141509 | TC | TC | RT | Y | DS001 | TCR01 |  | HIGHER GROUND SUMMER CAMP | DISTRIBUTION SYSTEM |  | 1
VA5141535 | TC | TC | RT | Y | DS003 | TCR01 |  | MEADOWS OF DAN ELEMENTARY SCHOOL | DISTRIBUTION SYSTEM |  | 3
VA5141539 | TC | TC | RT | Y | DS001 | TCR01 |  | MEADOWS OF DAN CAMPGROUND | DISTRIBUTION SYSTEM |  | 1
VA5141541 | TC | TC | RT | Y | DS001 | TCR01 |  | MICROMETRICS SYSTEMS | DISTRIBUTION SYSTEM |  | 3
VA5141548 | TC | TC | RT | Y | DS001 | TCR01 |  | ORCHARD VIEW MARKET | DISTRIBUTION SYSTEM |  | 1
VA5141556 | TC | TC | RT | Y | DS001 | TCR01 |  | PHILPOTT RES -GOOSE POINT-LOWER BLDG | DISTRIBUTION SYSTEM |  | 1
VA5141557 | TC | TC | RT | Y | DS001 | TCR01 |  | PHILPOTT RES - GOOSE POINT-UPPER BLDG | DISTRIBUTION SYSTEM |  | 1
VA5141560 | TC | TC | RT | Y | DS001 | TCR01 |  | PANEL PROCESSING OF VA, INC. | DISTRIBUTION SYSTEM |  | 3
VA5141640 | TC | TC | RT | Y | DS001 | TCR01 |  | STUART, TOWN OF | DISTRIBUTION SYSTEM |  | 6
VA5141800 | TC | TC | RT | Y | DS001 | TCR01 |  | NARROFLEX, INC. | DISTRIBUTION SYSTEM |  | 3
VA5141805 | TC | TC | RT | Y | DS001 | TCR01 |  | HANESBRANDS, INC. | DISTRIBUTION SYSTEM |  | 3
VA5141814 | TC | TC | RT | Y | DS001 | TCR01 |  | LIGHTHOUSE GRILL | DISTRIBUTION SYSTEM |  | 1
VA5141815 | TC | TC | RT | Y | DS001 | TCR01 |  | WOOLWINE ELEMENTARY SCHOOL | DISTRIBUTION |  | 3
VA5141900 | TC | TC | RT | Y | DS001 | TCR01 |  | TRINITY CHRISTIAN SCHOOL | DISTRIBUTION SYSTEM |  | 3
VA5143018 | TC | TC | RT | Y | DS001 | TCR01 |  | ARROWHEAD CAMPGROUND #2 | DISTRIBUTION SYSTEM |  | 1
VA5143019 | TC | TC | RT | Y | DS001 | TCR01 |  | ARROWHEAD CAMPGROUND #1 & #3 | DISTRIBUTION SYSTEM |  | 1
VA5143027 | TC | TC | RT | Y | DS001 | TCR01 |  | BB`S PLACE | DISTRIBUTION SYSTEM |  | 1
VA5143034 | TC | TC | RT | Y | DS001 | TCR01 |  | B&B MARKET NO.TWO | DISTRIBUTION SYSTEM |  | 1
VA5143040 | TC | TC | RT | Y | DS001 | TCR01 |  | BEVRICH MOBILE HOME PARK | DISTRIBUTION SYSTEM |  | 3
VA5143090 | TC | TC | RT | Y | DS001 | TCR01 |  | CEDARS COUNTRY CLUB | DISTRIBUTION SYSTEM |  | 1
VA5143114 | TC | TC | RT | Y | DS001 | TCR01 |  | CHATHAM, TOWN OF | DISTRIBUTION SYSTEM |  | 6
VA5143150 | TC | TC | RT | Y | DS001 | TCR01 |  | CRESTVIEW TRAILER COURT | DISTRIBUTION SYSTEM |  | 3
VA5143161 | TC | TC | RT | Y | DS001 | TCR01 |  | DAN RIVER HIGH SCHOOL | DISTRIBUTION SYSTEM |  | 3
VA5143176 | TC | TC | RT | Y | DS001 | TCR01 |  | ELKHORN LAKE CAMPGROUND NOS. 1 & 2 | DISTRIBUTION SYSTEM |  | 1
VA5143178 | TC | TC | RT | Y | DS001 | TCR01 |  | ELKHORN LAKE BATHHOUSE | DISTRIBUTION SYSTEM |  | 3
VA5143179 | TC | TC | RT | Y | DS001 | TCR01 |  | ELKHORN LAKE CAMPGROUND NOS. 3 & 4 | DISTRIBUTION SYSTEM |  | 1
VA5143181 | TC | TC | RT | Y | DS001 | TCR01 |  | GAUTIER PROPERTY | DISTRIBUTION SYSTEM |  | 1
VA5143191 | TC | TC | RT | Y | DS001 | TCR01 |  | GENTLEMAN`S RIDGE CATERING | DISTRIBUTION SYSTEM |  | 1
VA5143192 | TC | TC | RT | Y | DS001 | TCR01 |  | DAN RIVER MIDDLE SCHOOL | DISTRIBUTION SYSTEM |  | 3
VA5143195 | TC | TC | RT | Y | DS001 | TCR01 |  | DOLLAR GENERAL-HURT | DISTRIBUTION SYSTEM |  | 1
VA5143196 | TC | TC | RT | Y | DS001 | TCR01 |  | DOLLAR GENERAL-RINGGOLD | DISTRIBUTION SYSTEM |  | 1
VA5143197 | TC | TC | RT | Y | DS001 | TCR01 |  | DOLLAR GENERAL-MT. CROSS | DISTRIBUTION SYSTEM |  | 1
VA5143198 | TC | TC | RT | Y | DS001 | TCR01 |  | DOLLAR GENERAL-MILTON HIGHWAY | DISTRIBUTION SYSTEM |  | 1
VA5143210 | TC | TC | RT | Y | DS001 | TCR01 |  | GRETNA, TOWN OF | DISTRIBUTION SYSTEM |  | 6
VA5143214 | TC | TC | RT | Y | DS001 | TCR01 |  | GRIT ROAD WATER SUPPLY | DISTRIBUTION SYSTEM |  | 3
VA5143216 | TC | TC | RT | Y | DS001 | TCR01 |  | BAMBINO'S PIZZA | DISTRIBUTION SYSTEM |  | 1
VA5143246 | TC | TC | RT | Y | DS001 | TCR01 |  | HURT, TOWN OF | DISTRIBUTION SYSTEM |  | 6
VA5143261 | TC | TC | RT | Y | DS001 | TCR01 |  | JIPS DINER | DISTRIBUTION SYSTEM |  | 1
VA5143300 | TC | TC | RT | Y | DS001 | TCR01 |  | KENTUCK ELEMENTARY SCHOOL | DISTRIBUTION SYSTEM |  | 3
VA5143310 | TC | TC | RT | Y | DS001 | TCR01 |  | KID-KONNECTION CHILD DEVELOPMENT | DISTRIBUTION SYSTEM |  | 3
VA5143322 | TC | TC | RT | Y | DS001 | TCR01 |  | PARADISE LAKE AND CAMPGROUND | DISTRIBUTION SYSTEM |  | 1
VA5143332 | TC | TC | RT | Y | DS001 | TCR01 |  | LITTLE BLESSINGS CHILD CARE | DISTRIBUTION SYSTEM |  | 3
VA5143335 | TC | TC | RT | Y | DS001 | TCR01 |  | LUMPKINS MARINA | DISTRIBUTION SYSTEM |  | 3
VA5143365 | TC | TC | RT | Y | DS001 | TCR01 |  | CASCADE MOBILE ESTATES | DISTRIBUTION SYSTEM |  | 3
VA5143393 | TC | TC | RT | Y | DS001 | TCR01 |  | MOUNT AIRY ELEMENTARY SCHOOL | DISTRIBUTION SYSTEM |  | 3
VA5143394 | TC | TC | RT | Y | DS001 | TCR01 |  | MOUNT CROSS ROAD | DISTRIBUTION SYSTEM |  | 3
VA5143396 | TC | TC | RT | Y | DS001 | TCR01 |  | MOUNT HERMON | DISTRIBUTION SYSTEM |  | 15
VA5143473 | TC | TC | RT | Y | DS001 | TCR01 |  | OLD RICHMOND ROAD | DISTRIBUTION SYSTEM |  | 3
VA5143585 | TC | TC | RT | Y | DS001 | TCR01 |  | PITTSYLVANIA CHRISTIAN CAMP | DISTRIBUTION SYSTEM |  | 1
VA5143640 | TC | TC | RT | Y | DS001 | TCR01 |  | POWELL`S TRAILER COURT | DISTRIBUTION SYSTEM |  | 3
VA5143655 | TC | TC | RT | Y | DS001 | TCR01 |  | LEESVILLE LAKE MARINA | DISTRIBUTION SYSTEM |  | 1
VA5143687 | TC | TC | RT | Y | DS001 | TCR01 |  | RINGGOLD INDUSTRIAL PARK | DISTRIBUTION SYSTEM |  | 3
VA5143690 | TC | TC | RT | Y | DS001 | TCR01 |  | ROBIN COURT SUBDIVISION | DISTRIBUTION SYSTEM |  | 3
VA5143700 | TC | TC | RT | Y | DS001 | TCR01 |  | ROUTE 58 WEST | DISTRIBUTION SYSTEM |  | 6
VA5143750 | TC | TC | RT | Y | DS001 | TCR01 |  | DOCK ON SML | DISTRIBUTION SYSTEM |  | 3
VA5143753 | TC | TC | RT | Y | DS001 | TCR01 |  | SMITH MT DAM VISITORS CENTER | DISTRIBUTION SYSTEM |  | 1
VA5143755 | TC | TC | RT | Y | DS001 | TCR01 |  | SMITH MOUNTAIN CAMPGROUND | DISTRIBUTION SYSTEM |  | 1
VA5143790 | TC | TC | RT | Y | DS001 | TCR01 |  | STONY MILL ELEMENTARY SCHOOL | DISTRIBUTION SYSTEM |  | 3
VA5143809 | TC | TC | RT | Y | DS001 | TCR01 |  | TIGHTSQUEEZE | DISTRIBUTION SYSTEM |  | 3
VA5143813 | TC | TC | RT | Y | DS001 | TCR01 |  | CHASITY'S CAFE | DISTRIBUTION SYSTEM |  | 3
VA5143820 | TC | TC | RT | Y | DS001 | TCR01 |  | TUNSTALL HIGH SCHOOL | DISTRIBUTION SYSTEM |  | 3
VA5143821 | TC | TC | RT | Y | DS001 | TCR01 |  | TUNSTALL MIDDLE SCHOOL | DISTRIBUTION SYSTEM |  | 3
VA5143840 | TC | TC | RT | Y | DS001 | TCR01 |  | UNION HALL ELEMENTARY SCHOOL | DISTRIBUTION SYSTEM |  | 3
VA5143861 | TC | TC | RT | Y | DS001 | TCR01 |  | VISTA POINTE LANDING | DISTRIBUTION SYSTEM |  | 3
VA5143880 | TC | TC | RT | Y | DS001 | TCR01 |  | WAYSIDE ACRES SUBDIVISION # 1 | DISTRIBUTION SYSTEM |  | 3
VA5143881 | TC | TC | RT | Y | DS001 | TCR01 |  | WAYSIDE ACRES SUBDIVISION # 2 | DISTRIBUTION SYSTEM |  | 3
VA5143940 | TC | TC | RT | Y | DS001 | TCR01 |  | WOODROAM SUBDIVISION | DISTRIBUTION SYSTEM |  | 3
VA5143975 | TC | TC | RT | Y | DS001 | TCR01 |  | VILLAGE RESTAURANT | DISTRIBUTION SYSTEM |  | 1
VA5143988 | TC | TC | RT | Y | DS001 | TCR01 |  | RT 29 NORTH | DISTRIBUTION SYSTEM |  | 6
VA5147111 | TC | TC | RT | Y | DS001 | TCR01 |  | DOLLAR GENERAL-RICE | DISTRIBUTION SYSTEM |  | 1
VA5147112 | TC | TC | RT | Y | DS001 | TCR01 |  | DOLLAR GENERAL-GREEN BAY | DISTRIBUTION SYSTEM |  | 1
VA5147113 | TC | TC | RT | Y | DS001 | TCR01 |  | DOLLAR GENERAL-PROSPECT | DISTRIBUTION SYSTEM |  | 1
VA5147170 | TC | TC | RT | Y | DS001 | TCR01 |  | FARMVILLE, TOWN OF | DISTRIBUTION SYSTEM |  | 27
VA5147200 | TC | TC | RT | Y | DS001 | TCR01 |  | TWIN LAKES STATE PARK-GOODWIN SECTION | DISTRIBUTION |  | 1
VA5147280 | TC | TC | RT | Y | DS001 | TCR01 |  | HAMPDEN-SYDNEY COLLEGE | DISTRIBUTION |  | 6
VA5147290 | TC | TC | RT | Y | DS001 | TCR01 |  | THE FISHIN` PIG | DISTRIBUTION SYSTEM |  | 1
VA5147450 | TC | TC | RT | Y | DS001 | TCR01 |  | TWIN LAKES STATE PARK- PRINCE EDWARD SEC | DISTRIBUTION |  | 1
VA5590100 | TC | TC | RT | Y | DS001 | TCR01 |  | DANVILLE, CITY OF | DISTRIBUTION SYSTEM |  | 150
VA5680200 | TC | TC | RT | Y | DS001 | TCR01 |  | LYNCHBURG, CITY OF | LYNCHBURG, WEST DISTRIBUTION SYSTEM |  | 240
VA5690400 | TC | TC | RT | Y | DS001 | TCR01 |  | MARTINSVILLE, CITY OF | MARTINSVILLE, CITY OF, DISTRIBUTION SYST |  | 45
VA5780600 | TC | TC | RT | Y | DS001 | TCR01 |  | HCSA- LEIGH STREET PLANT | DISTRIBUTION SYSTEM |  | 30
VA5007070 | GE | MPN | RT | Y | WL002 | RW002 | WELL NO. 2 RAW TAP | AMELIA FAMILY CAMPGROUND | WELL NO. 2 |  | 1
VA5007135 | GE | MPN | RT | Y | WL006 | RW006 | WELL NO. 6 RAW TAP | AMELIA COURTHOUSE | WELL NO. 6 (AME-4I) |  | 1
VA5067238 | GE | MPN | RT | Y | WL003 | RW003 | WELL NO. 3 | FRANKLIN ACRES | WELL NO. 3 |  | 1
VA5067238 | GE | MPN | RT | Y | WL002 | RW002 | WELL HEAD | FRANKLIN ACRES | WELL NO. 2 |  | 1
VA5067238 | GE | MPN | RT | Y | WL001 | RW001 | WELL HEAD | FRANKLIN ACRES | WELL NO. 1 |  | 1
VA5067241 | GE | MPN | RT | Y | WL001 | RW001 | WELL HEAD | FRANKLIN CO RECREATION PARK | DRILLED WELL |  | 1
VA5067254 | GE | MPN | RT | Y | WL002 | RW002 | WELL 5 RAW WATER | THE MEADOWS | WELL 5 |  | 1
VA5067255 | GE | MPN | RT | Y | WL003 | RW003 | WELL HEAD | GLADE HILL ELEMENTARY SCHOOL | WELL NO.3 |  | 1
VA5067290 | GE | MPN | RT | Y | WL001 | RW001 | WELL HEAD | HENRY ELEMENTARY SCHOOL | DRILLED WELL |  | 1
VA5067415 | GE | MPN | RT | Y | WL001 | RW001 | WELL HEAD | DILLARDS HILL | LANDS END WELL NO 1 |  | 1
VA5067415 | GE | MPN | RT | Y | WLC04 | RWC04 | CONTENTMENT ISLAND WELL NO. 4 | DILLARDS HILL | CONTENTMENT ISLAND WELL NO. 4 |  | 1
VA5067415 | GE | MPN | RT | Y | WLKS02 | RWKS02 | KENNEDY SHORES WELL NO. 2 | DILLARDS HILL | KENNEDY SHORES WELL NO. 2 |  | 1
VA5067415 | GE | MPN | RT | Y | WLC02 | RWC02 | CONTENTMENT ISLAND WELL NO. 2 | DILLARDS HILL | CONTENTMENT ISLAND WELL NO. 2 |  | 1
VA5067415 | GE | MPN | RT | Y | WL002 | RW002 | WELL HEAD | DILLARDS HILL | LAND'S END WELL NO. 2 |  | 1
VA5067415 | GE | MPN | RT | Y | WLC03 | RWC03 | CONTENTMENT ISLAND WELL NO. 3 | DILLARDS HILL | CONTENTMENT ISLAND WELL NO. 3 |  | 1
VA5067415 | GE | MPN | RT | Y | WLKS01 | RWKS01 | KENNEDY SHORES WELL NO. 1 | DILLARDS HILL | KENNEDY SHORES WELL NO. 1 |  | 1
VA5067415 | GE | MPN | RT | Y | WLC01 | RWC01 | CONTENTMENT ISLAND WELL NO. 1 | DILLARDS HILL | CONTENTMENT ISLAND WELL NO. 1 |  | 1
VA5067415 | GE | MPN | RT | Y | WLH02 | RWH02 | HIGHLAND LAKE WELL NO. 2 | DILLARDS HILL | HIGHLAND LAKE WELL NO. 2 |  | 1
VA5067725 | GE | MPN | RT | Y | WL002 | RW002 | WELL HEAD B | PARK PLACE | WELL B |  | 1
VA5067725 | GE | MPN | RT | Y | WL001 | RW001 | WELL HEAD A | PARK PLACE | WELL A |  | 1
VA5067725 | GE | MPN | RT | Y | WL-MB04 | RWMB04 | WELL HEAD MB4 | PARK PLACE | MONTEGO BAY WELL 4 |  | 1
VA5067725 | GE | MPN | RT | Y | WL-MB03 | RWMB03 | WELL HEAD MB3 | PARK PLACE | MONTEGO BAY WELL 3 |  | 1
VA5067725 | GE | MPN | RT | Y | WL-MB02 | RWMB02 | WELL HEAD MB2 | PARK PLACE | MONTEGO BAY WELL 2 |  | 1
VA5067725 | GE | MPN | RT | Y | WL-MB01 | RWMB01 | WELL HEAD MB1 | PARK PLACE | MONTEGO BAY WELL 1 |  | 1
VA5067725 | GE | MPN | RT | Y | WL004 | RW004 | WELL HEAD E | PARK PLACE | WELL E |  | 1
VA5067725 | GE | MPN | RT | Y | WL003 | RW003 | WELL HEAD C | PARK PLACE | WELL C |  | 1
VA5067760 | GE | MPN | RT | Y | WL001 | RW001 | WELL NO. 1 RWT | PELICAN POINT YACHT CLUB | DRILLED WELL NO. 1 |  | 1
VA5067760 | GE | MPN | RT | Y | WL003 | RW003 | WELL NO. 3 RWT | PELICAN POINT YACHT CLUB | DRILLED WELL NO. 3 |  | 1
VA5067769 | GE | MPN | RT | Y | WL028 | RW028 | WELL NO.28 WELL HEAD | PHILPOTT RES - JAMISON MILL-BUILDING | WELL NO. 28 |  | 1
VA5067900 | GE | MPN | RT | Y | WL001 | RW001 | WELL HEAD | BROWN`S MOBILE HOME VILLAGE | WELL |  | 1
VA5067943 | GE | MPN | RT | Y | WL001 | RW001 | WELL HEAD | SUNSHINE VALLEY SCHOOL | WELL NO 1 |  | 1
VA5067951 | GE | MPN | RT | Y | WL001 | RW001 | WELL HEAD 01 | TIMBERLAKE CROSSING | WELL NO. 1 |  | 1
VA5067952 | GE | MPN | RT | Y | WL019 | RW019 | WELL HEAD 19 | TEEL BROOKE ESTATES | WELL NO. 19 |  | 1
VA5067952 | GE | MPN | RT | Y | WL015 | RW015 | WELL HEAD 15 | TEEL BROOKE ESTATES | WELL NO. 15 |  | 1
VA5067952 | GE | MPN | RT | Y | WL001 | RW001 | WELL HEAD 1 | TEEL BROOKE ESTATES | WELL NO. 1 |  | 1
VA5067957 | GE | MPN | RT | Y | WL003 | RW003 | WELL HEAD 3 | WALNUT RUN | WELL NO. 3 |  | 1
VA5067957 | GE | MPN | RT | Y | WL002 | RW002 | WELL HEAD 2 | WALNUT RUN | WELL NO 2 |  | 1
VA5067957 | GE | MPN | RT | Y | WL001 | RW001 | WELL HEAD 1 | WALNUT RUN | WELL NO 1 |  | 1
VA5067961 | GE | MPN | RT | Y | WL003 | RW003 | WELL HEAD 3 | THE WATERS EDGE | WELL NO.3 |  | 1
VA5067961 | GE | MPN | RT | Y | WL004 | RW004 | WELL HEAD 4 | THE WATERS EDGE | WELL NO 4 |  | 1
VA5067961 | GE | MPN | RT | Y | WL011 | RW011 | WELL HEAD 11 | THE WATERS EDGE | WELL NO. 11 |  | 1
VA5067961 | GE | MPN | RT | Y | WL012 | RW012 | WELL HEAD 12 | THE WATERS EDGE | WELL NO 12 |  | 1
VA5067975 | GE | MPN | RT | Y | WL001 | RW001 | WELL HEAD | WILLOW CREEK COUNTRY CLUB | WELL |  | 1
VA5067980 | GE | MPN | RT | Y | WL002 | RW002 | WELL HEAD 2 | WINDY GAP MOUNTAIN VILLAGE | WELL NO 2 |  | 1
VA5067980 | GE | MPN | RT | Y | WL004 | RW004 | WELL HEAD 4 | WINDY GAP MOUNTAIN VILLAGE | WELL NO 4 |  | 1
VA5067980 | GE | MPN | RT | Y | WL005 | RW005 | WELL HEAD 5 | WINDY GAP MOUNTAIN VILLAGE | WELL NO 5 |  | 1
VA5067980 | GE | MPN | RT | Y | WL006 | RW006 | WELL HEAD 6 | WINDY GAP MOUNTAIN VILLAGE | WELL NO 6 |  | 1
VA5083400 | GE | MPN | RT | Y | WL001 | RW001 | RAW WATER SAMPLE TAP | CLUSTER SPRINGS ELEMENTARY SCHOOL | WELL NO.1 |  | 1
VA5083480 | GE | MPN | RT | Y | WL002 | RW002 | WELL NO. 2 | CLOVER, COMMUNITY OF | WELL NO.2 |  | 1
VA5083480 | GE | MPN | RT | Y | WL001 | RW001 | WELL NO. 1 | CLOVER, COMMUNITY OF | WELL NO. 1 |  | 1
VA5083578 | GE | MPN | RT | Y | WL001 | RW001 | WELL NO.1 WELL HEAD | HUBER PLANT | WELL NO. 1 (C) |  | 1
VA5083578 | GE | MPN | RT | Y | WL002 | RW002 | WELL NO.2 WELL HEAD | HUBER PLANT | WELL NO.2 (F) |  | 1
VA5083940 | GE | MPN | RT | Y | WL002 | RW002 | WELL NO. 2 WELL HEAD | VIRGILINA, TOWN OF | WELL NO. 2 |  | 1
VA5083940 | GE | MPN | RT | Y | WL003 | RW003 | WELL NO. 3 | VIRGILINA, TOWN OF | WELL NO. 3 |  | 1
VA5083940 | GE | MPN | RT | Y | WL004 | RW004 | WELL NO.4 WELL HEAD | VIRGILINA, TOWN OF | WELL NO. 4 |  | 1
VA5083940 | GE | MPN | RT | Y | WL005 | RW005 | WELL NO.5 RAW WATER | VIRGILINA, TOWN OF | WELL NO. 5 |  | 1
VA5083940 | GE | MPN | RT | Y | WL006 | RW006 | WELL 6 | VIRGILINA, TOWN OF | WELL NO.6 |  | 1
VA5089115 | GE | MPN | RT | Y | WL001 | RW001 | RAW WATER SAMPLE TAP | TWIN OAKS MOBILE HOME PARK | WELL NO 1 |  | 1
VA5089285 | GE | MPN | RT | Y | WL001 | RW001 | WELL HEAD 1 | EAGLE LANE | WELL NO. 1 |  | 1
VA5089285 | GE | MPN | RT | Y | WL002 | RW002 | WELL HEAD 2 | EAGLE LANE | WELL NO. 2 |  | 1
VA5089404 | GE | MPN | RT | Y | WL002 | RW002 | WELL 2 WELL HEAD | HARRIS TRAILER COURT | WELL NO. 2 |  | 1
VA5089404 | GE | MPN | RT | Y | WL001 | RW001 | WELL 1 WELL HEAD | HARRIS TRAILER COURT | WELL NO. 1 |  | 1
VA5089475 | GE | MPN | RT | Y | WL001 | RW001 | WELL HEAD | LEATHERWOOD ESTATES | WELL NO. 1 |  | 1
VA5089571 | GE | MPN | RT | Y | WL001 | RW001 | WELL HEAD 1 | MOUNTAIN VISTA VILLAGE | WELL NO. 1 |  | 1
VA5089571 | GE | MPN | RT | Y | WL002 | RW002 | WELL HEAD 2 | MOUNTAIN VISTA VILLAGE | WELL NO. 2 |  | 1
VA5089634 | GE | MPN | RT | Y | WL001 | RW001 | WELL HEAD 1 | PINE FOREST | WELL NO. 1 |  | 1
VA5089634 | GE | MPN | RT | Y | WL009 | RW009 | WELL HEAD 9 | PINE FOREST | WELL NO. 9 |  | 1
VA5089712 | GE | MPN | RT | Y | WL001 | RW001 | WELL HEAD | ROCKHILL SUBDIVISION | WELL NO. 1 |  | 1
VA5089753 | GE | MPN | RT | Y | WL001 | RW001 | WELL HEAD | SHERWOOD MANOR | WELL NO. 1 |  | 1
VA5089770 | GE | MPN | RT | Y | WL001 | RW001 | RAW TAP @ WELL HEAD | FAIRFIELD MOBILE HOME PARK | WELL NO. 1 |  | 1
VA5111430 | GE | MPN | RT | Y | WL001 | RW002 | WELL 2 WELL HEAD | LUNENBURG COUNTY SEAT | WELL NO. 2 |  | 1
VA5117096 | GE | MPN | RT | Y | WL002 | RW002 | WELL NO.2 WELLHEAD | ANCHOR COVE SUBDIVISION | WELL NO.2 |  | 1
VA5117125 | GE | MPN | RT | Y | WL002 | RW002 | WELL NO. 2 WELLHEAD | BUCKHEAD SUBDIVISION | WELL NO. 2 |  | 1
VA5117125 | GE | MPN | RT | Y | WL001 | RW001 | WELL NO. 1 WELL HEAD | BUCKHEAD SUBDIVISION | WELL NO. 1 |  | 1
VA5117315 | GE | MPN | RT | Y | WL001 | RW001 | WELLHEAD NO. 1 | CLIFFS ON THE ROANOKE | WELL |  | 1
VA5117350 | GE | MPN | RT | Y | WL002 | RW002 | WELL NO. 2 | FOX RUN/CHAMPION FOREST SHORES | WELL NO. 2 |  | 1
VA5117350 | GE | MPN | RT | Y | WL004 | RW004 | WELL 4 WELL HEAD | FOX RUN/CHAMPION FOREST SHORES | WELL NO. 4 |  | 1
VA5117350 | GE | MPN | RT | Y | WL003 | RW003 | WELL NO. 3 | FOX RUN/CHAMPION FOREST SHORES | WELL NO. 3 |  | 1
VA5117371 | GE | MPN | RT | Y | WL001 | RW001 | WELL NO.1 WELLHEAD | GREAT CREEK LANDING | WELL NO.1 |  | 1
VA5117375 | GE | MPN | RT | Y | WL001 | RW001 | WELLHEAD | HAWK`S NEST POINT | WELL |  | 1
VA5117378 | GE | MPN | RT | Y | WL001 | RW001 | WELLHEAD | HICKS HILL SUBDIVISION | WELL |  | 1
VA5117390 | GE | MPN | RT | Y | WL002 | RW002 | WELL NO.2 WELL HEAD | JOYCEVILLE-HOLLY GROVE | WELL NO.2 |  | 1
VA5117390 | GE | MPN | RT | Y | WL001 | RW001 | WELL NO.1 WELL HEAD | JOYCEVILLE-HOLLY GROVE | WELL NO.1 |  | 1
VA5117419 | GE | MPN | RT | Y | WL001 | RW001 | WELL NO.1 WELLHEAD | LONG BRANCH SHORES | WELL NO.1 |  | 1
VA5117450 | GE | MPN | RT | Y | WL001 | RW001 | WELL NO.1 WELLHEAD | MERRYMOUNT SUBDIVISION | WELL NO.1 |  | 1
VA5117530 | GE | MPN | RT | Y | WL002 | RW002 | WELL HEAD 2 | BUFFALO CREEK ESTATES | WELL NO.2 |  | 1
VA5117530 | GE | MPN | RT | Y | WL001 | RW001 | WELL HEAD 1 | BUFFALO CREEK ESTATES | WELL NO.1 |  | 1
VA5117831 | GE | MPN | RT | Y | WL002 | RW002 | WELL NO.2 WELLHEAD | ST. TAMMANY LANDING | WELL NO.2 |  | 1
VA5117831 | GE | MPN | RT | Y | WL001 | RW001 | WELL NO.1 WELLHEAD | ST. TAMMANY LANDING | WELL NO.1 |  | 1
VA5117833 | GE | MPN | RT | Y | WL001 | RW001 | WELL HEAD | TANGLEWOOD SECTION U | WELL |  | 1
VA5117834 | GE | MPN | RT | Y | WL001 | RW001 | WELL NO.1 | TANGLEWOOD SECTION A | WELL NO.1 |  | 1
VA2043629 | TC | TC | RT | Y | DS950 | TCR01 |  | KEYSTONE BAPTIST CHURCH | KEYSTONE BAPTIST CHURCH |  | 3
VA2043632 | TC | TC | RT | Y | DS001 | TCR01 |  | LONE OAK TAVERN, THE | THE LONE OAK RESTAURANT DS |  | 1
VA2043633 | TC | TC | RT | Y | DS950 | TCR01 |  | L`AUBERGE PROVENCALE REST | L'AUBERGE PROVENCALE REST |  | 1
VA2043634 | TC | TC | RT | Y | DS950 | TCR01 |  | MOUNT WEATHER EMERGENCY OPERATIONS CENTE | MOUNT WEATHER |  | 3
VA2043644 | TC | TC | RT | Y | DS950 | TCR01 |  | NORTHERN VIRGINIA LIONS YOUTH CAMP | NORTHERN VA LIONS CLUB YOUTH CAMP |  | 1
VA2043725 | TC | TC | RT | Y | DS950 | TCR01 |  | PINE GROVE RESTAURANT | PINE GROVE RESTAURANT |  | 1
VA2043875 | TC | TC | RT | Y | DS950 | TCR01 |  | RETREAT | SHENANDOAH RETREAT LAND CORP |  | 3
VA2043125 | GE | TOA | RT | Y | IN001 | RW006 | INTAKE RAW WATER | BERRYVILLE, TOWN OF | SHENANDOAH RIVER |  | 1
VA2043125 | GE | FL2 | ST | N | SS003 | EP005 | FINISHED TAP- RT 647 | BERRYVILLE, TOWN OF | ENTRY POINT -FINISHED WATER TAP (RT 647) |  | 3
VA2043125 | GE | SVO | RT | Y | SS003 | EP005 | FINISHED TAP- RT 647 | BERRYVILLE, TOWN OF | ENTRY POINT -FINISHED WATER TAP (RT 647) |  | 1
VA2043125 | GE | CAH | RT | Y | SS003 | EP005 | FINISHED TAP- RT 647 | BERRYVILLE, TOWN OF | ENTRY POINT -FINISHED WATER TAP (RT 647) |  | 1
VA2043125 | GE | CAR | RT | Y | SS003 | EP005 | FINISHED TAP- RT 647 | BERRYVILLE, TOWN OF | ENTRY POINT -FINISHED WATER TAP (RT 647) |  | 1
VA2043125 | GE | TOC | RT | Y | TP002 | UP007 | COMBINED FILTER EFFL | BERRYVILLE, TOWN OF | WATER TREATMENT PLANT |  | 1
VA2043250 | GE | HAA | RT | Y | DS950 | DS003 | 209 YISTA LANE - MRT | CLARKE COUNTY SANITARY AUTHORITY | CLARKE COUNTY SANITARY AUTHORITY |  | 1
VA2043250 | GE | THM | RT | Y | DS950 | DS003 | 209 YISTA LANE - MRT | CLARKE COUNTY SANITARY AUTHORITY | CLARKE COUNTY SANITARY AUTHORITY |  | 1
VA2043250 | GE | INO | RT | Y | SS006 | EP001 | TAP | CLARKE COUNTY SANITARY AUTHORITY | ENTRY POINT - TREATMENT PLANT |  | 1
VA2043250 | GE | MET | RT | Y | SS006 | EP001 | TAP | CLARKE COUNTY SANITARY AUTHORITY | ENTRY POINT - TREATMENT PLANT |  | 1
VA2043250 | GE | NIT | RT | Y | SS006 | EP001 | TAP | CLARKE COUNTY SANITARY AUTHORITY | ENTRY POINT - TREATMENT PLANT |  | 1
VA2043250 | GE | VOC | RT | Y | SS006 | EP001 | TAP | CLARKE COUNTY SANITARY AUTHORITY | ENTRY POINT - TREATMENT PLANT |  | 1
VA2043629 | GE | HAA | RT | Y | DS950 | DS002 | NURSERY (MRT) | KEYSTONE BAPTIST CHURCH | KEYSTONE BAPTIST CHURCH |  | 1
VA2043629 | GE | THM | RT | Y | DS950 | DS002 | NURSERY (MRT) | KEYSTONE BAPTIST CHURCH | KEYSTONE BAPTIST CHURCH |  | 1
VA2043629 | PB | LC | RT | Y | DS950 | LCR02 | LADIES RESTROOM | KEYSTONE BAPTIST CHURCH | KEYSTONE BAPTIST CHURCH | FSD | 1
VA2043629 | PB | LC | RT | Y | DS950 | LCR03 | MENS RESTROOM | KEYSTONE BAPTIST CHURCH | KEYSTONE BAPTIST CHURCH | FSD | 1
VA2043629 | PB | LC | RT | Y | DS950 | LCR04 | NURSERY | KEYSTONE BAPTIST CHURCH | KEYSTONE BAPTIST CHURCH | FSD | 1
VA2043629 | PB | LC | RT | Y | DS950 | LCR05 | UTILITY SINK | KEYSTONE BAPTIST CHURCH | KEYSTONE BAPTIST CHURCH | FSD | 1
VA2043629 | PB | LC | RT | Y | DS950 | LCR06 | KITCHEN | KEYSTONE BAPTIST CHURCH | KEYSTONE BAPTIST CHURCH | FSD | 1
VA2043634 | GE | HAA | RT | Y | DS950 | DS008 | BUILDING 733-DBP | MOUNT WEATHER EMERGENCY OPERATIONS CENTE | MOUNT WEATHER |  | 1
VA2043634 | GE | THM | RT | Y | DS950 | DS008 | BUILDING 733-DBP | MOUNT WEATHER EMERGENCY OPERATIONS CENTE | MOUNT WEATHER |  | 1
VA2043634 | GE | HAA | RT | Y | DS950 | DS016 | BUILDING 142-DBP | MOUNT WEATHER EMERGENCY OPERATIONS CENTE | MOUNT WEATHER |  | 1
VA2043634 | GE | THM | RT | Y | DS950 | DS016 | BUILDING 142-DBP | MOUNT WEATHER EMERGENCY OPERATIONS CENTE | MOUNT WEATHER |  | 1
VA2043634 | GE | TOA | RT | Y | IN001 | RW002 | INTAKE RAW WATER | MOUNT WEATHER EMERGENCY OPERATIONS CENTE | SHENANDOAH RIVER |  | 1
VA2043634 | GE | INO | RT | Y | SS005 | EP003 | CLEARWELL TAP | MOUNT WEATHER EMERGENCY OPERATIONS CENTE | ENTRY POINT - WATER TREATMENT PLANT |  | 1
VA2043634 | GE | MET | RT | Y | SS005 | EP003 | CLEARWELL TAP | MOUNT WEATHER EMERGENCY OPERATIONS CENTE | ENTRY POINT - WATER TREATMENT PLANT |  | 1
VA2043634 | GE | NIT | RT | Y | SS005 | EP003 | CLEARWELL TAP | MOUNT WEATHER EMERGENCY OPERATIONS CENTE | ENTRY POINT - WATER TREATMENT PLANT |  | 1
VA2043634 | GE | VOC | RT | Y | SS005 | EP003 | CLEARWELL TAP | MOUNT WEATHER EMERGENCY OPERATIONS CENTE | ENTRY POINT - WATER TREATMENT PLANT |  | 1
VA2043634 | GE | TOC | RT | Y | TP002 | UP001 | COMBINED FILTER EFFL | MOUNT WEATHER EMERGENCY OPERATIONS CENTE | WATER TREATMENT PLANT |  | 1
VA6047255 | GE | MET | RT | Y | EP001 | EP001 | ENTRY POINT | GLENDALE SUBDIVISION | ENTRY POINT |  | 1
VA6047255 | GE | NIT | RT | Y | EP001 | EP001 | ENTRY POINT | GLENDALE SUBDIVISION | ENTRY POINT |  | 1
VA6047300 | GE | HAA | RT | Y | DS001 | DBP01 | 9173 SMITH CT. | HERITAGE ESTATES | DISTRIBUTION SYSTEM |  | 1
VA6047300 | GE | THM | RT | Y | DS001 | DBP01 | 9173 SMITH CT. | HERITAGE ESTATES | DISTRIBUTION SYSTEM |  | 1
VA6047300 | GE | VOC | RT | Y | EP002 | EP002 | TAP AFTER STORAGE | HERITAGE ESTATES | ENTRY POINT - WELL 2 |  | 1
VA6047500 | GE | FL2 | ST | N | EP001 | EP001 | FINISHED WATER TAP | CULPEPER, TOWN OF | ENTRY POINT |  | 3
VA6047500 | GE | VOC | RT | Y | EP001 | EP001 | FINISHED WATER TAP | CULPEPER, TOWN OF | ENTRY POINT |  | 1
VA6047500 | GE | FL2 | ST | N | EP002 | EP002 | CHANDLER STREET COMPLEX ENTRY POINT | CULPEPER, TOWN OF | CHANDLER STREET COMPLEX ENTRY POINT |  | 3
VA6047500 | GE | FL2 | ST | N | EP003 | EP003 | WELL X3A ENTRY POINT | CULPEPER, TOWN OF | WELL X3A ENTRY POINT |  | 3
VA6047500 | GE | INO | RT | Y | EP003 | EP003 | WELL X3A ENTRY POINT | CULPEPER, TOWN OF | WELL X3A ENTRY POINT |  | 1
VA6047500 | GE | MET | RT | Y | EP003 | EP003 | WELL X3A ENTRY POINT | CULPEPER, TOWN OF | WELL X3A ENTRY POINT |  | 1
VA6047500 | GE | VOC | RT | Y | EP003 | EP003 | WELL X3A ENTRY POINT | CULPEPER, TOWN OF | WELL X3A ENTRY POINT |  | 1
VA6047500 | GE | FL2 | ST | N | EP004 | EP004 | NALLES MILL ENTRY POINT | CULPEPER, TOWN OF | NALLES MILL ENTRY POINT |  | 3
VA6047500 | GE | TOA | RT | Y | TOCR01 | RW001 | RAW WATER TOC-ALK | CULPEPER, TOWN OF | RAW WATER TOC-ALK |  | 1
VA6047500 | GE | TOC | RT | Y | TP001 | UP001 | COMBINED FILTER EFF | CULPEPER, TOWN OF | CULPEPER WTP |  | 1
VA6047550 | GE | HAA | RT | Y | DS001 | DBP01 | WASTEWATER PLANT | CULPEPER INDUSTRIAL AIRPARK | CULPEPER AIRPARK DISTRIBUTION |  | 1
VA6047550 | GE | THM | RT | Y | DS001 | DBP01 | WASTEWATER PLANT | CULPEPER INDUSTRIAL AIRPARK | CULPEPER AIRPARK DISTRIBUTION |  | 1
VA6047550 | PB | LC | RT | Y | DS001 | DS001 | LEAD COPPER SITE 01 | CULPEPER INDUSTRIAL AIRPARK | CULPEPER AIRPARK DISTRIBUTION | FSD | 1
VA6047550 | PB | LC | RT | Y | DS001 | DS002 | LEAD COPPER SITE 02 | CULPEPER INDUSTRIAL AIRPARK | CULPEPER AIRPARK DISTRIBUTION | FSD | 1
VA6047550 | PB | LC | RT | Y | DS001 | DS003 | LEAD COPPER SITE 03 | CULPEPER INDUSTRIAL AIRPARK | CULPEPER AIRPARK DISTRIBUTION | FSD | 1
VA6047550 | PB | LC | RT | Y | DS001 | DS004 | LEAD COPPER SITE 04 | CULPEPER INDUSTRIAL AIRPARK | CULPEPER AIRPARK DISTRIBUTION | FSD | 1
VA6047550 | PB | LC | RT | Y | DS001 | DS005 | LEAD COPPER SITE 05 | CULPEPER INDUSTRIAL AIRPARK | CULPEPER AIRPARK DISTRIBUTION | FSD | 1
VA6047550 | GE | NIT | RT | Y | EP001 | EP001 | COMB. DISCHARGE LINE | CULPEPER INDUSTRIAL AIRPARK | ENTRY POINT - 2 WELLS |  | 1
VA6047705 | GE | HAA | RT | Y | DS001 | DBP01 | HAND SINK IN REAR KITCHEN (#8) | D-22 WATERWORKS | DS001 |  | 1
VA6047705 | GE | THM | RT | Y | DS001 | DBP01 | HAND SINK IN REAR KITCHEN (#8) | D-22 WATERWORKS | DS001 |  | 1
VA6059363 | GE | NIT | RT | Y | EP001 | EP001 | TAP AFTER STORAGE | EASTERN RIDGE SCHOOL, THE | ENTRY POINT |  | 1
VA6059363 | GE | VOC | RT | Y | EP001 | EP001 | TAP AFTER STORAGE | EASTERN RIDGE SCHOOL, THE | ENTRY POINT |  | 1
VA6059388 | GE | NIT | RT | Y | EP001 | EP001 | WELL DISCHARGE LINE | BULL RUN SPECIAL EVENTS CENTER | ENTRY POINT |  | 1
VA6059450 | GE | HAA | RT | Y | DS001 | DBP001 | 392 CAMOUFLAGE RESEARCH | FORT BELVOIR | DISTRIBUTION SYSTEM |  | 1
VA6059450 | GE | THM | RT | Y | DS001 | DBP001 | 392 CAMOUFLAGE RESEARCH | FORT BELVOIR | DISTRIBUTION SYSTEM |  | 1
VA6059450 | GE | HAA | RT | Y | DS001 | DBP002 | 2462 DLA BUILDING | FORT BELVOIR | DISTRIBUTION SYSTEM |  | 1
VA6059450 | GE | THM | RT | Y | DS001 | DBP002 | 2462 DLA BUILDING | FORT BELVOIR | DISTRIBUTION SYSTEM |  | 1
VA6059450 | GE | HAA | RT | Y | DS001 | DBP003 | 1810 WELLS GYM | FORT BELVOIR | DISTRIBUTION SYSTEM |  | 1
VA6059450 | GE | THM | RT | Y | DS001 | DBP003 | 1810 WELLS GYM | FORT BELVOIR | DISTRIBUTION SYSTEM |  | 1
VA6059450 | GE | HAA | RT | Y | DS001 | DBP004 | 610 VET CLINIC | FORT BELVOIR | DISTRIBUTION SYSTEM |  | 1
VA6059450 | GE | THM | RT | Y | DS001 | DBP004 | 610 VET CLINIC | FORT BELVOIR | DISTRIBUTION SYSTEM |  | 1
VA6059450 | PB | LC | RT | Y | DS001 | LC001 | 10055 BELVOIR DR | FORT BELVOIR | DISTRIBUTION SYSTEM | FSD | 1
VA6059450 | PB | LC | RT | Y | DS001 | LC002 | 10104 MCKENZIE CT | FORT BELVOIR | DISTRIBUTION SYSTEM | FSD | 1
VA6059450 | PB | LC | RT | Y | DS001 | LC003 | 10114 FAIRFAX DRIVE | FORT BELVOIR | DISTRIBUTION SYSTEM | FSD | 1
VA6059450 | PB | LC | RT | Y | DS001 | LC004 | 10170 BELVOIR DR | FORT BELVOIR | DISTRIBUTION SYSTEM | FSD | 1
VA6059450 | PB | LC | RT | Y | DS001 | LC005 | 10255 FAIRFAX DR | FORT BELVOIR | DISTRIBUTION SYSTEM | FSD | 1
VA6059450 | PB | LC | RT | Y | DS001 | LC006 | 5204 STABLE CT | FORT BELVOIR | DISTRIBUTION SYSTEM | FSD | 1
VA6059450 | PB | LC | RT | Y | DS001 | LC009 | 5304 ORCHARD CT. N | FORT BELVOIR | DISTRIBUTION SYSTEM | FSD | 1
VA6059450 | PB | LC | RT | Y | DS001 | LC010 | 5311 SMOKEHOUSE CT | FORT BELVOIR | DISTRIBUTION SYSTEM | FSD | 1
VA6059450 | PB | LC | RT | Y | DS001 | LC011 | 5317 ORCHARD CT. N | FORT BELVOIR | DISTRIBUTION SYSTEM | FSD | 1
VA6059450 | PB | LC | RT | Y | DS001 | LC012 | 5320 MASON DR | FORT BELVOIR | DISTRIBUTION SYSTEM | FSD | 1
VA6059450 | PB | LC | RT | Y | DS001 | LC013 | 5352 ORCHARD CT. S | FORT BELVOIR | DISTRIBUTION SYSTEM | FSD | 1
VA6059450 | PB | LC | RT | Y | DS001 | LC015 | 5368 ORCHARD CT. S | FORT BELVOIR | DISTRIBUTION SYSTEM | FSD | 1
VA6059450 | PB | LC | RT | Y | DS001 | LC016 | 5409 DAIRY CT. | FORT BELVOIR | DISTRIBUTION SYSTEM | FSD | 1
VA6059450 | PB | LC | RT | Y | DS001 | LC017 | 5409 GRIST MILL CT S | FORT BELVOIR | DISTRIBUTION SYSTEM | FSD | 1
VA6059450 | PB | LC | RT | Y | DS001 | LC019 | 5410 GRISTMILL CT S #A | FORT BELVOIR | DISTRIBUTION SYSTEM | FSD | 1
VA6059450 | PB | LC | RT | Y | DS001 | LC020 | 5414 DAIRY CT. | FORT BELVOIR | DISTRIBUTION SYSTEM | FSD | 1
VA6059450 | PB | LC | RT | Y | DS001 | LC021 | 5422 DAIRY CT. | FORT BELVOIR | DISTRIBUTION SYSTEM | FSD | 1
VA6059450 | PB | LC | RT | Y | DS001 | LC022 | 5426 CARRIAGE HOUSE CT | FORT BELVOIR | DISTRIBUTION SYSTEM | FSD | 1
VA6059450 | PB | LC | RT | Y | DS001 | LC025 | 5509 BOXWOOD CT. N #A | FORT BELVOIR | DISTRIBUTION SYSTEM | FSD | 1
VA6059450 | PB | LC | RT | Y | DS001 | LC026 | 5523 GRISTMILL CT. N | FORT BELVOIR | DISTRIBUTION SYSTEM | FSD | 1
VA6059450 | PB | LC | RT | Y | DS001 | LC028 | 8108 MANSION CT. S | FORT BELVOIR | DISTRIBUTION SYSTEM | FSD | 1
VA6059450 | PB | LC | RT | Y | DS001 | LC030 | 8158 MANSION CT. N | FORT BELVOIR | DISTRIBUTION SYSTEM | FSD | 1
VA6059450 | PB | LC | RT | Y | DS001 | LC031 | 8163 MANSION CT. N | FORT BELVOIR | DISTRIBUTION SYSTEM | FSD | 1
VA6059450 | PB | LC | RT | Y | DS001 | LC032 | 8201 ICEHOUSE CT | FORT BELVOIR | DISTRIBUTION SYSTEM | FSD | 1
VA6059450 | PB | LC | RT | Y | DS001 | LC033 | 8208 A ICEHOUSE CT | FORT BELVOIR | DISTRIBUTION SYSTEM | FSD | 1
VA6059450 | PB | LC | RT | Y | DS001 | LC036 | 8403 BOXWOOD CT. S | FORT BELVOIR | DISTRIBUTION SYSTEM | FSD | 1
VA6059450 | PB | LC | RT | Y | DS001 | LC037 | 8408 WELLHOUSE CT. N | FORT BELVOIR | DISTRIBUTION SYSTEM | FSD | 1
VA6059450 | PB | LC | RT | Y | DS001 | LC038 | 8460 WELLHOUSE CT. S | FORT BELVOIR | DISTRIBUTION SYSTEM | FSD | 1
VA6059450 | PB | LC | RT | Y | DS001 | LC039 | 5315 SMOKEHOUSE CT | FORT BELVOIR | DISTRIBUTION SYSTEM | FSD | 1
VA6059450 | PB | LC | RT | Y | DS001 | LC040 | 8420 WELLHOUSE COURT | FORT BELVOIR | DISTRIBUTION SYSTEM | FSD | 1
VA6059455 | GE | HAA | RT | Y | DS001 | DBP01 | USACE IPO SAMPLE POINT | FORT BELVOIR NORTH AREA | DISTRIBUTION SYSTEM |  | 1
VA6059455 | GE | THM | RT | Y | DS001 | DBP01 | USACE IPO SAMPLE POINT | FORT BELVOIR NORTH AREA | DISTRIBUTION SYSTEM |  | 1
VA6059455 | GE | HAA | RT | Y | DS001 | DBP02 | CBB IPO SAMPLE POINT | FORT BELVOIR NORTH AREA | DISTRIBUTION SYSTEM |  | 1
VA6061132 | PB | LC | RT | Y | DS001 | DS001 | PRESCHOOL CLASSROOM | FRESTA VALLEY CHRISTIAN SCHOOL | FRESTA VALLEY DISTRIBUTION SYSTEM | FSD | 1
VA6061132 | PB | LC | RT | Y | DS001 | DS002 | FOUNTAIN NEAR STORAGE ROOM 8 | FRESTA VALLEY CHRISTIAN SCHOOL | FRESTA VALLEY DISTRIBUTION SYSTEM | FSD | 1
VA6061132 | PB | LC | RT | Y | DS001 | DS003 | KITCHEN | FRESTA VALLEY CHRISTIAN SCHOOL | FRESTA VALLEY DISTRIBUTION SYSTEM | FSD | 1
VA6061132 | PB | LC | RT | Y | DS001 | DS004 | FOUNTAIN NEAR ADMIN. OFFICE | FRESTA VALLEY CHRISTIAN SCHOOL | FRESTA VALLEY DISTRIBUTION SYSTEM | FSD | 1
VA6061132 | PB | LC | RT | Y | DS001 | DS005 | HOUSE | FRESTA VALLEY CHRISTIAN SCHOOL | FRESTA VALLEY DISTRIBUTION SYSTEM | FSD | 1
VA6061132 | PB | LC | RT | Y | DS001 | DS006 | FIRST GRADE CLASSROOM | FRESTA VALLEY CHRISTIAN SCHOOL | FRESTA VALLEY DISTRIBUTION SYSTEM | FSD | 1
VA6061132 | PB | LC | RT | Y | DS001 | DS007 | SECOND GRADE CLASSROOM | FRESTA VALLEY CHRISTIAN SCHOOL | FRESTA VALLEY DISTRIBUTION SYSTEM | FSD | 1
VA6061132 | PB | LC | RT | Y | DS001 | DS008 | FOUNTAIN PRE-SCHOOL | FRESTA VALLEY CHRISTIAN SCHOOL | FRESTA VALLEY DISTRIBUTION SYSTEM | FSD | 1
VA6061132 | PB | LC | RT | Y | DS001 | DS009 | STAFF RESTROOM (PRE-SCHOOL) | FRESTA VALLEY CHRISTIAN SCHOOL | FRESTA VALLEY DISTRIBUTION SYSTEM | FSD | 1
VA6061132 | PB | LC | RT | Y | DS001 | DS010 | ADMIN OFFICE RESTROOM | FRESTA VALLEY CHRISTIAN SCHOOL | FRESTA VALLEY DISTRIBUTION SYSTEM | FSD | 1
VA6061134 | GE | INO | RT | Y | EP001 | EP001 | TAP AFTER STORAGE | GREEN MEADOWS SUBDIVISION | ENTRY POINT - 2 WELLS |  | 1
VA6061134 | GE | MET | RT | Y | EP001 | EP001 | TAP AFTER STORAGE | GREEN MEADOWS SUBDIVISION | ENTRY POINT - 2 WELLS |  | 1
VA6061134 | GE | VOC | RT | Y | EP001 | EP001 | TAP AFTER STORAGE | GREEN MEADOWS SUBDIVISION | ENTRY POINT - 2 WELLS |  | 1
VA6061143 | GE | HAA | RT | Y | DS001 | DBP01 | MAX RESIDENCE TIME | MAPLEWOOD CHILD CARE CENTER | MAPLEWOOD DAY CARE DISTRIBUTION |  | 1
VA6061143 | GE | THM | RT | Y | DS001 | DBP01 | MAX RESIDENCE TIME | MAPLEWOOD CHILD CARE CENTER | MAPLEWOOD DAY CARE DISTRIBUTION |  | 1
VA6061145 | GE | HAA | RT | Y | DS001 | DBP02 | MAX RESIDENCE TIME 2 | MARSHALL/COLEMAN SCHOOLS | DISTRIBUTION |  | 1
VA6061145 | GE | THM | RT | Y | DS001 | DBP02 | MAX RESIDENCE TIME 2 | MARSHALL/COLEMAN SCHOOLS | DISTRIBUTION |  | 1
VA6061150 | GE | HAA | RT | Y | DS001 | DBP01 | 6153 BAIN COURT LOT #274 | MARSH RUN MOBILE HOME PARK | MARSH RUN DISTRIBUTION SYSTEM |  | 1
VA6061150 | GE | THM | RT | Y | DS001 | DBP01 | 6153 BAIN COURT LOT #274 | MARSH RUN MOBILE HOME PARK | MARSH RUN DISTRIBUTION SYSTEM |  | 1
VA6061200 | GE | NIT | RT | Y | EP007 | EP007 | 17/66 ENTRY POINT | MARSHALL WATERWORKS | 17/66 WELLS 1 & 2 ENTRY POINT |  | 1
VA6061200 | GE | VOC | RT | Y | EP007 | EP007 | 17/66 ENTRY POINT | MARSHALL WATERWORKS | 17/66 WELLS 1 & 2 ENTRY POINT |  | 1
VA6061271 | GE | INO | RT | Y | EP001 | EP001 | ENTRY POINT | MOUNTAINSIDE MONTESSORI | ENTRY POINT |  | 1
VA6061271 | GE | MET | RT | Y | EP001 | EP001 | ENTRY POINT | MOUNTAINSIDE MONTESSORI | ENTRY POINT |  | 1
VA6061271 | GE | NIT | RT | Y | EP001 | EP001 | ENTRY POINT | MOUNTAINSIDE MONTESSORI | ENTRY POINT |  | 1
VA6061311 | GE | VOC | RT | Y | EP001 | EP001 | PRIMARY CLASSROOM BATHROOM | MIDDLEBURG MONTESSORI SCHOOL | PRIMARY CLASSROOM BATHROOM |  | 1
VA6061315 | PB | LC | RT | Y | DS001 | DS001 | ROOM 13 FOUNTAIN | MARY WALTER ELEM SCHOOL | MARY WALTER SCHOOL DISTRIBUTION | FSD | 1
VA6061315 | PB | LC | RT | Y | DS001 | DS002 | ROOM 20 FOUNTAIN | MARY WALTER ELEM SCHOOL | MARY WALTER SCHOOL DISTRIBUTION | FSD | 1
VA6061315 | PB | LC | RT | Y | DS001 | DS003 | ROOM 4 FOUNTAIN | MARY WALTER ELEM SCHOOL | MARY WALTER SCHOOL DISTRIBUTION | FSD | 1
VA6061315 | PB | LC | RT | Y | DS001 | DS004 | ROOM 42 FOUNTAIN | MARY WALTER ELEM SCHOOL | MARY WALTER SCHOOL DISTRIBUTION | FSD | 1
VA6061315 | PB | LC | RT | Y | DS001 | DS005 | ROOM 34 FOUNTAIN | MARY WALTER ELEM SCHOOL | MARY WALTER SCHOOL DISTRIBUTION | FSD | 1
VA6061318 | GE | HAA | RT | Y | DS001 | DBP01 | MEGHAN LN HYDRANT | NEW BALTIMORE REGIONAL | DISTRIBUTION SYSTEM |  | 1
VA6061318 | GE | THM | RT | Y | DS001 | DBP01 | MEGHAN LN HYDRANT | NEW BALTIMORE REGIONAL | DISTRIBUTION SYSTEM |  | 1
VA6061318 | GE | HAA | RT | Y | DS001 | DBP06 | RILEY RD HYDRANT | NEW BALTIMORE REGIONAL | DISTRIBUTION SYSTEM |  | 1
VA6061318 | GE | THM | RT | Y | DS001 | DBP06 | RILEY RD HYDRANT | NEW BALTIMORE REGIONAL | DISTRIBUTION SYSTEM |  | 1
VA6061318 | PB | LC | RT | Y | DS001 | DS006 | LEAD COPPER SITE 06 | NEW BALTIMORE REGIONAL | DISTRIBUTION SYSTEM | FSD | 1
VA6061318 | PB | LC | RT | Y | DS001 | DS007 | LEAD COPPER SITE 07 | NEW BALTIMORE REGIONAL | DISTRIBUTION SYSTEM | FSD | 1
VA6061318 | PB | LC | RT | Y | DS001 | DS008 | LEAD COPPER SITE 08 | NEW BALTIMORE REGIONAL | DISTRIBUTION SYSTEM | FSD | 1
VA6061318 | PB | LC | RT | Y | DS001 | DS009 | LEAD COPPER SITE 09 | NEW BALTIMORE REGIONAL | DISTRIBUTION SYSTEM | FSD | 1
VA6061318 | PB | LC | RT | Y | DS001 | DS010 | LEAD COPPER SITE 10 | NEW BALTIMORE REGIONAL | DISTRIBUTION SYSTEM | FSD | 1
VA6061318 | PB | LC | RT | Y | DS001 | DS011 | LEAD COPPER SITE 11 | NEW BALTIMORE REGIONAL | DISTRIBUTION SYSTEM | FSD | 1
VA6061318 | PB | LC | RT | Y | DS001 | DS012 | LEAD COPPER SITE 12 | NEW BALTIMORE REGIONAL | DISTRIBUTION SYSTEM | FSD | 1
VA6061318 | PB | LC | RT | Y | DS001 | DS013 | LEAD COPPER SITE 13 | NEW BALTIMORE REGIONAL | DISTRIBUTION SYSTEM | FSD | 1
VA6061318 | PB | LC | RT | Y | DS001 | DS014 | LEAD COPPER SITE 14 | NEW BALTIMORE REGIONAL | DISTRIBUTION SYSTEM | FSD | 1
VA6061318 | PB | LC | RT | Y | DS001 | DS015 | LEAD COPPER SITE 15 | NEW BALTIMORE REGIONAL | DISTRIBUTION SYSTEM | FSD | 1
VA6061318 | PB | LC | RT | Y | DS001 | DS016 | LEAD COPPER SITE 16 | NEW BALTIMORE REGIONAL | DISTRIBUTION SYSTEM | FSD | 1
VA6061318 | PB | LC | RT | Y | DS001 | DS017 | LEAD COPPER SITE 17 | NEW BALTIMORE REGIONAL | DISTRIBUTION SYSTEM | FSD | 1
VA6061318 | PB | LC | RT | Y | DS001 | DS018 | LEAD COPPER SITE 18 | NEW BALTIMORE REGIONAL | DISTRIBUTION SYSTEM | FSD | 1
VA6061318 | PB | LC | RT | Y | DS001 | DS019 | LEAD COPPER SITE 19 | NEW BALTIMORE REGIONAL | DISTRIBUTION SYSTEM | FSD | 1
VA6061318 | PB | LC | RT | Y | DS001 | DS020 | LEAD COPPER SITE 20 | NEW BALTIMORE REGIONAL | DISTRIBUTION SYSTEM | FSD | 1
VA6061318 | PB | LC | RT | Y | DS001 | DS021 | LEAD COPPER SITE 21 | NEW BALTIMORE REGIONAL | DISTRIBUTION SYSTEM | FSD | 1
VA6061318 | PB | LC | RT | Y | DS001 | DS022 | LEAD COPPER SITE 22 | NEW BALTIMORE REGIONAL | DISTRIBUTION SYSTEM | FSD | 1
VA6061318 | PB | LC | RT | Y | DS001 | DS023 | LEAD COPPER SITE 23 | NEW BALTIMORE REGIONAL | DISTRIBUTION SYSTEM | FSD | 1
VA6061318 | PB | LC | RT | Y | DS001 | DS024 | LEAD COPPER SITE 24 | NEW BALTIMORE REGIONAL | DISTRIBUTION SYSTEM | FSD | 1
VA6061318 | PB | LC | RT | Y | DS001 | DS025 | LEAD COPPER SITE 25 | NEW BALTIMORE REGIONAL | DISTRIBUTION SYSTEM | FSD | 1
VA6061318 | PB | LC | RT | Y | DS001 | DS026 | LEAD COPPER SITE 26 | NEW BALTIMORE REGIONAL | DISTRIBUTION SYSTEM | FSD | 1
VA6061318 | PB | LC | RT | Y | DS001 | DS027 | LEAD COPPER SITE 27 | NEW BALTIMORE REGIONAL | DISTRIBUTION SYSTEM | FSD | 1
VA6061318 | PB | LC | RT | Y | DS001 | DS028 | LEAD COPPER SITE 28 | NEW BALTIMORE REGIONAL | DISTRIBUTION SYSTEM | FSD | 1
VA6061318 | PB | LC | RT | Y | DS001 | DS029 | LEAD COPPER SITE 29 | NEW BALTIMORE REGIONAL | DISTRIBUTION SYSTEM | FSD | 1
VA6061318 | PB | LC | RT | Y | DS001 | DS030 | LEAD COPPER SITE 30 | NEW BALTIMORE REGIONAL | DISTRIBUTION SYSTEM | FSD | 1
VA6107600 | GE | VOC | RT | Y | EP006 | EP006 | EP MARSH FARM WELL B | PURCELLVILLE, TOWN OF | EP MARSH FARM WELL B |  | 1
VA6107600 | GE | NIT | RT | Y | EP011 | EP011 | CORNWELL, FORBES, AND KANE COMBINED EP | PURCELLVILLE, TOWN OF | CORNWELL, FORBES, AND KANE COMBINED EP |  | 1
VA6107600 | GE | RAD | RT | Y | EP011 | EP011 | CORNWELL, FORBES, AND KANE COMBINED EP | PURCELLVILLE, TOWN OF | CORNWELL, FORBES, AND KANE COMBINED EP |  | 1
VA6107600 | GE | TOA | RT | Y | TOCR1 | RW001 | RAW WATER TOC ALK | PURCELLVILLE, TOWN OF | RAW WATER TOC ALK |  | 3
VA6107600 | GE | TOC | RT | Y | TP001 | UP001 | TREATED WATER (TOC) | PURCELLVILLE, TOWN OF | TREATMENT PLANT |  | 3
VA6107623 | GE | NIT | RT | Y | EP001 | EP001 | WELL DISCHARGE LINE | TART LUMBER COMPANY, INC. | POE - WELL |  | 1
VA6107650 | GE | HAA | RT | Y | DS001 | DBP04 | 34860 BENJAMIN CT | ROUND HILL, TOWN OF | DISTRIBUTION SYSTEM |  | 1
VA6107650 | GE | THM | RT | Y | DS001 | DBP04 | 34860 BENJAMIN CT | ROUND HILL, TOWN OF | DISTRIBUTION SYSTEM |  | 1
VA6107650 | PB | LC | RT | Y | DS001 | DS001 | PBCU1 | ROUND HILL, TOWN OF | DISTRIBUTION SYSTEM | FSD | 1
VA6107650 | PB | LC | RT | Y | DS001 | DS002 | PBCU2 | ROUND HILL, TOWN OF | DISTRIBUTION SYSTEM | FSD | 1
VA6107650 | PB | LC | RT | Y | DS001 | DS003 | PBCU3 | ROUND HILL, TOWN OF | DISTRIBUTION SYSTEM | FSD | 1
VA6107650 | PB | LC | RT | Y | DS001 | DS004 | PBCU4 | ROUND HILL, TOWN OF | DISTRIBUTION SYSTEM | FSD | 1
VA6107650 | PB | LC | RT | Y | DS001 | DS005 | PBCU5 | ROUND HILL, TOWN OF | DISTRIBUTION SYSTEM | FSD | 1
VA6107650 | PB | LC | RT | Y | DS001 | DS006 | PBCU6 | ROUND HILL, TOWN OF | DISTRIBUTION SYSTEM | FSD | 1
VA6107650 | PB | LC | RT | Y | DS001 | DS007 | PBCU7 | ROUND HILL, TOWN OF | DISTRIBUTION SYSTEM | FSD | 1
VA6107650 | PB | LC | RT | Y | DS001 | DS008 | PBCU8 | ROUND HILL, TOWN OF | DISTRIBUTION SYSTEM | FSD | 1
VA6107650 | PB | LC | RT | Y | DS001 | DS009 | PBCU9 | ROUND HILL, TOWN OF | DISTRIBUTION SYSTEM | FSD | 1
VA6107650 | PB | LC | RT | Y | DS001 | DS010 | PBCU10 | ROUND HILL, TOWN OF | DISTRIBUTION SYSTEM | FSD | 1
VA6107650 | PB | LC | RT | Y | DS001 | DS011 | PBCU11 | ROUND HILL, TOWN OF | DISTRIBUTION SYSTEM | FSD | 1
VA6107650 | PB | LC | RT | Y | DS001 | DS012 | PBCU12 | ROUND HILL, TOWN OF | DISTRIBUTION SYSTEM | FSD | 1
VA6107650 | PB | LC | RT | Y | DS001 | DS013 | PBCU13 | ROUND HILL, TOWN OF | DISTRIBUTION SYSTEM | FSD | 1
VA6107650 | PB | LC | RT | Y | DS001 | DS014 | PBCU14 | ROUND HILL, TOWN OF | DISTRIBUTION SYSTEM | FSD | 1
VA6107650 | PB | LC | RT | Y | DS001 | DS015 | PBCU15 | ROUND HILL, TOWN OF | DISTRIBUTION SYSTEM | FSD | 1
VA6107650 | PB | LC | RT | Y | DS001 | DS016 | PBCU16 | ROUND HILL, TOWN OF | DISTRIBUTION SYSTEM | FSD | 1
VA6153541 | GE | NIT | RT | Y | EP001 | EP001 | WELL DISCHARGE LINE | BULL RUN GOLF CLUB | ENTRY POINT |  | 1
VA6153600 | GE | HAA | RT | Y | DS001 | DBP001 | 15300 BOWMANS FOLLY DRIVE (OWDT-61) | PWCSA - EAST | DISTRIBUTION SYSTEM |  | 1
VA6153600 | GE | THM | RT | Y | DS001 | DBP001 | 15300 BOWMANS FOLLY DRIVE (OWDT-61) | PWCSA - EAST | DISTRIBUTION SYSTEM |  | 1
VA6153600 | GE | HAA | RT | Y | DS001 | DBP002 | 18750 FULLER HEIGHTS ROAD | PWCSA - EAST | DISTRIBUTION SYSTEM |  | 1
VA6153600 | GE | THM | RT | Y | DS001 | DBP002 | 18750 FULLER HEIGHTS ROAD | PWCSA - EAST | DISTRIBUTION SYSTEM |  | 1
VA6153600 | GE | HAA | RT | Y | DS001 | DBP003 | 16170 COUNTRY CLUB DRIVE | PWCSA - EAST | DISTRIBUTION SYSTEM |  | 1
VA6153600 | GE | THM | RT | Y | DS001 | DBP003 | 16170 COUNTRY CLUB DRIVE | PWCSA - EAST | DISTRIBUTION SYSTEM |  | 1
VA6153600 | GE | HAA | RT | Y | DS001 | DBP004 | 4 COUNTY COMPLEX ROAD (OWDT-48) | PWCSA - EAST | DISTRIBUTION SYSTEM |  | 1
VA6153600 | GE | THM | RT | Y | DS001 | DBP004 | 4 COUNTY COMPLEX ROAD (OWDT-48) | PWCSA - EAST | DISTRIBUTION SYSTEM |  | 1
VA6153600 | GE | HAA | RT | Y | DS001 | DBP005 | 14601 LAMAR DRIVE (OWDT-12) | PWCSA - EAST | DISTRIBUTION SYSTEM |  | 1
VA6153600 | GE | THM | RT | Y | DS001 | DBP005 | 14601 LAMAR DRIVE (OWDT-12) | PWCSA - EAST | DISTRIBUTION SYSTEM |  | 1
VA6153600 | GE | HAA | RT | Y | DS001 | DBP006 | 2001 DANIEL K LUDWIG (OWDT-62) | PWCSA - EAST | DISTRIBUTION SYSTEM |  | 1
VA6153600 | GE | THM | RT | Y | DS001 | DBP006 | 2001 DANIEL K LUDWIG (OWDT-62) | PWCSA - EAST | DISTRIBUTION SYSTEM |  | 1
VA6153600 | GE | HAA | RT | Y | DS001 | DBP007 | 12400 HEDGES RUN DRIVE | PWCSA - EAST | DISTRIBUTION SYSTEM |  | 1
VA6153600 | GE | THM | RT | Y | DS001 | DBP007 | 12400 HEDGES RUN DRIVE | PWCSA - EAST | DISTRIBUTION SYSTEM |  | 1
VA6153600 | GE | HAA | RT | Y | DS001 | DBP008 | 13065 CHINN PARK DRIVE (OWDT-47) | PWCSA - EAST | DISTRIBUTION SYSTEM |  | 1
VA6153600 | GE | THM | RT | Y | DS001 | DBP008 | 13065 CHINN PARK DRIVE (OWDT-47) | PWCSA - EAST | DISTRIBUTION SYSTEM |  | 1
VA6153600 | GE | HAA | RT | Y | DS001 | DBP009 | 7411 HOADLEY ROAD (OR-09) | PWCSA - EAST | DISTRIBUTION SYSTEM |  | 1
VA6153600 | GE | THM | RT | Y | DS001 | DBP009 | 7411 HOADLEY ROAD (OR-09) | PWCSA - EAST | DISTRIBUTION SYSTEM |  | 1
VA6153600 | GE | HAA | RT | Y | DS001 | DBP010 | 14807 BRISTOW/DUMFRIES ROAD (OR02) | PWCSA - EAST | DISTRIBUTION SYSTEM |  | 1
VA6153600 | GE | THM | RT | Y | DS001 | DBP010 | 14807 BRISTOW/DUMFRIES ROAD (OR02) | PWCSA - EAST | DISTRIBUTION SYSTEM |  | 1
VA6153615 | GE | NIT | RT | Y | EP001 | EP001 | ENTRY POINT | WRIGHT 1 PROPERTIES | ENTRY POINT |  | 1
VA6153625 | GE | HAA | RT | Y | DS001 | DBPS2S01 | S2S1 - 13817 SPRIGGS RD | DALE CITY | DISTRIBUTION SYSTEM |  | 1
VA6153625 | GE | THM | RT | Y | DS001 | DBPS2S01 | S2S1 - 13817 SPRIGGS RD | DALE CITY | DISTRIBUTION SYSTEM |  | 1
VA6153625 | GE | HAA | RT | Y | DS001 | DBPS2S02 | S2S2 - 14120 ROCKINGHORSE DR | DALE CITY | DISTRIBUTION SYSTEM |  | 1
VA6153625 | GE | THM | RT | Y | DS001 | DBPS2S02 | S2S2 - 14120 ROCKINGHORSE DR | DALE CITY | DISTRIBUTION SYSTEM |  | 1
VA6153625 | GE | HAA | RT | Y | DS001 | DBPS2S03 | S2S3 - 14820 CLOVERDALE RD | DALE CITY | DISTRIBUTION SYSTEM |  | 1
VA6153625 | GE | THM | RT | Y | DS001 | DBPS2S03 | S2S3 - 14820 CLOVERDALE RD | DALE CITY | DISTRIBUTION SYSTEM |  | 1
VA6153625 | GE | HAA | RT | Y | DS001 | DBPS2S04 | S2S4 - 7000 LAKOTA DR | DALE CITY | DISTRIBUTION SYSTEM |  | 1
VA6153625 | GE | THM | RT | Y | DS001 | DBPS2S04 | S2S4 - 7000 LAKOTA DR | DALE CITY | DISTRIBUTION SYSTEM |  | 1
VA6153625 | GE | HAA | RT | Y | DS001 | DBPS2S05 | S2S5 - 6069 PONHILL DR | DALE CITY | DISTRIBUTION SYSTEM |  | 1
VA6153625 | GE | THM | RT | Y | DS001 | DBPS2S05 | S2S5 - 6069 PONHILL DR | DALE CITY | DISTRIBUTION SYSTEM |  | 1
VA6153625 | GE | HAA | RT | Y | DS001 | DBPS2S06 | S2S6 - 13031 TORCHLIGHT DR | DALE CITY | DISTRIBUTION SYSTEM |  | 1
VA6153625 | GE | THM | RT | Y | DS001 | DBPS2S06 | S2S6 - 13031 TORCHLIGHT DR | DALE CITY | DISTRIBUTION SYSTEM |  | 1
VA6153625 | GE | HAA | RT | Y | DS001 | DBPS2S07 | S2S7 - 3820 RUSSELL ROAD | DALE CITY | DISTRIBUTION SYSTEM |  | 1
VA6153625 | GE | THM | RT | Y | DS001 | DBPS2S07 | S2S7 - 3820 RUSSELL ROAD | DALE CITY | DISTRIBUTION SYSTEM |  | 1
VA6153625 | GE | HAA | RT | Y | DS001 | DBPS2S08 | S2S8 - 2891 DALE BLVD | DALE CITY | DISTRIBUTION SYSTEM |  | 1
VA6153625 | GE | THM | RT | Y | DS001 | DBPS2S08 | S2S8 - 2891 DALE BLVD | DALE CITY | DISTRIBUTION SYSTEM |  | 1
VA2043120 | TC | TC | RT | Y | DS001 | TCR01 |  | BEAR'S DEN TRAIL CENTER | DISTRIBUTION SYSTEM |  | 1
VA2043125 | TC | TC | RT | Y | DS950 | TCR01 |  | BERRYVILLE, TOWN OF | BERRYVILLE, TOWN OF |  | 15
VA2043875 | GE | HAA | RT | Y | DS950 | DS004 | 631 CEDAR LN - MRT | RETREAT | SHENANDOAH RETREAT LAND CORP |  | 1
VA2043875 | GE | THM | RT | Y | DS950 | DS004 | 631 CEDAR LN - MRT | RETREAT | SHENANDOAH RETREAT LAND CORP |  | 1
VA2043875 | GE | HAA | RT | Y | DS950 | DS005 | 574 TIMBERLANE - MRT | RETREAT | SHENANDOAH RETREAT LAND CORP |  | 1
VA2043875 | GE | THM | RT | Y | DS950 | DS005 | 574 TIMBERLANE - MRT | RETREAT | SHENANDOAH RETREAT LAND CORP |  | 1
VA2043875 | GE | HAA | RT | Y | DS950 | DS006 | 26 HONEYSUCKLE CT | RETREAT | SHENANDOAH RETREAT LAND CORP |  | 1
VA2043875 | GE | THM | RT | Y | DS950 | DS006 | 26 HONEYSUCKLE CT | RETREAT | SHENANDOAH RETREAT LAND CORP |  | 1
VA2043875 | GE | NIT | RT | Y | SS017 | EP002 | PINE CREST RES. TAP | RETREAT | ENTRY POINT - PINE CREST RESERVOIR |  | 1
VA2043875 | GE | NIT | RT | Y | SS018 | EP003 | PINE GROVE RES. TAP | RETREAT | ENTRY POINT - PINE GROVE RESERVOIR |  | 1
VA2043875 | GE | NIT | RT | Y | SS019 | EP001 | RIVERVIEW RES. TAP | RETREAT | ENTRY POINT - RIVERVIEW RESERVOIR |  | 1
VA2043900 | GE | RAD | RT | Y | SS004 | EP001 | TAP | RIVER PARK | ENTRY POINT - WELL 1 |  | 1
VA2043942 | GE | NIT | RT | Y | SS004 | EP001 | TAP AFTER PRESS TK | WATERMELON PARK CAMPGROUND | EP WELL NO.1 |  | 1
VA2069137 | GE | NIT | RT | Y | SS003 | EP001 | PRESSURE TANK DISCH | COVE CAMPGROUND | EP - WELL DISCH LINE |  | 1
VA2069204 | GE | NIT | RT | Y | SS003 | EP001 | PRESS TK DISCH | FARMERS LIVESTOCK EXCHANGE | EP - WELL NO. 1 TMT PLT |  | 1
VA2069250 | GE | HAA | RT | Y | DS950 | DS004 | 241 SUNSET DRIVE | FREDERICK WATER | FCSA |  | 1
VA2069250 | GE | THM | RT | Y | DS950 | DS004 | 241 SUNSET DRIVE | FREDERICK WATER | FCSA |  | 1
VA2069250 | GE | HAA | RT | Y | DS950 | DS007 | 2239 FRONT ROYAL PIK | FREDERICK WATER | FCSA |  | 1
VA2069250 | GE | THM | RT | Y | DS950 | DS007 | 2239 FRONT ROYAL PIK | FREDERICK WATER | FCSA |  | 1
VA2069250 | PB | LC | RT | Y | DS950 | DS014 | 111 ASPEN DRIVE | FREDERICK WATER | FCSA | FSD | 1
VA2069250 | PB | LC | RT | Y | DS950 | DS016 | 104 WHITE PINE CIRCLE | FREDERICK WATER | FCSA | FSD | 1
VA2069250 | PB | LC | RT | Y | DS950 | DS017 | 206 WAKELAND DRIVE | FREDERICK WATER | FCSA | FSD | 1
VA2069250 | PB | LC | RT | Y | DS950 | DS018 | 210 WAKELAND DRIVE | FREDERICK WATER | FCSA | FSD | 1
VA2069250 | PB | LC | RT | Y | DS950 | DS019 | 104 TANAGER DRIVE | FREDERICK WATER | FCSA | FSD | 1
VA2069250 | PB | LC | RT | Y | DS950 | DS020 | 108 TANAGER DRIVE | FREDERICK WATER | FCSA | FSD | 1
VA2069250 | PB | LC | RT | Y | DS950 | DS021 | 113 BLUEBIRD DRIVE | FREDERICK WATER | FCSA | FSD | 1
VA2069250 | PB | LC | RT | Y | DS950 | DS022 | 122 HARMON PLACE | FREDERICK WATER | FCSA | FSD | 1
VA2069250 | PB | LC | RT | Y | DS950 | DS023 | 103 ALBEMARLE COURT | FREDERICK WATER | FCSA | FSD | 1
VA2069250 | PB | LC | RT | Y | DS950 | DS024 | 111 AMHERST COURT | FREDERICK WATER | FCSA | FSD | 1
VA2069250 | PB | LC | RT | Y | DS950 | DS025 | 211 FREDERICKTOWNE DRIVE | FREDERICK WATER | FCSA | FSD | 1
VA2069250 | PB | LC | RT | Y | DS950 | DS027 | 114 EDGEWOOD DRIVE | FREDERICK WATER | FCSA | FSD | 1
VA2069250 | PB | LC | RT | Y | DS950 | DS030 | 102 CONFEDERATE DRIVE | FREDERICK WATER | FCSA | FSD | 1
VA2069250 | PB | LC | RT | Y | DS950 | DS031 | 1344 DARLINGTON DRIVE | FREDERICK WATER | FCSA | FSD | 1
VA2069250 | PB | LC | RT | Y | DS950 | DS032 | 1437 WILLIAMS CIRCLE | FREDERICK WATER | FCSA | FSD | 1
VA2069250 | PB | LC | RT | Y | DS950 | DS033 | 103 OMNI COURT | FREDERICK WATER | FCSA | FSD | 1
VA2069250 | PB | LC | RT | Y | DS950 | DS034 | 414 WESTMORELAND DRIVE | FREDERICK WATER | FCSA | FSD | 1
VA2069250 | PB | LC | RT | Y | DS950 | DS035 | 416 WESTMORELAND DRIVE | FREDERICK WATER | FCSA | FSD | 1
VA2069250 | PB | LC | RT | Y | DS950 | DS037 | 204 WYTHE AVENUE | FREDERICK WATER | FCSA | FSD | 1
VA2069250 | PB | LC | RT | Y | DS950 | DS039 | 104 WYTHE AVENUE | FREDERICK WATER | FCSA | FSD | 1
VA2069250 | PB | LC | RT | Y | DS950 | DS040 | 216 WYTHE AVENUE | FREDERICK WATER | FCSA | FSD | 1
VA2069250 | PB | LC | RT | Y | DS950 | DS042 | 106 BRUNSWICK RD | FREDERICK WATER | FCSA | FSD | 1
VA2069250 | PB | LC | RT | Y | DS950 | DS043 | 102 ESSEX CIRCLE | FREDERICK WATER | FCSA | FSD | 1
VA2069250 | PB | LC | RT | Y | DS950 | DS044 | 302 RIDGEFIELD AVE. | FREDERICK WATER | FCSA | FSD | 1
VA2069250 | PB | LC | RT | Y | DS950 | DS045 | 399 ORIOLE DR. | FREDERICK WATER | FCSA | FSD | 1
VA2069250 | PB | LC | RT | Y | DS950 | DS046 | 102 HONEY CREEK CIRCLE | FREDERICK WATER | FCSA | FSD | 1
VA2069250 | PB | LC | RT | Y | DS950 | DS047 | 214 BRUNKSWICK RD. | FREDERICK WATER | FCSA | FSD | 1
VA2069250 | PB | LC | RT | Y | DS950 | DS048 | 106 ACCOMACK CIRCLE | FREDERICK WATER | FCSA | FSD | 1
VA2069250 | PB | LC | RT | Y | DS950 | DS049 | 128 WYTHE AVE | FREDERICK WATER | FCSA | FSD | 1
VA2069250 | PB | LC | RT | Y | DS950 | DS050 | 114 ACCOMACK CIRCLE | FREDERICK WATER | FCSA | FSD | 1
VA2069250 | GE | HAA | RT | Y | DS950 | IDSE043 | 2070 FRONT ROYAL PIKE | FREDERICK WATER | FCSA |  | 1
VA2069250 | GE | THM | RT | Y | DS950 | IDSE043 | 2070 FRONT ROYAL PIKE | FREDERICK WATER | FCSA |  | 1
VA2069250 | GE | HAA | RT | Y | DS950 | IDSE044 | RACHEL CARSON DR - NORTH | FREDERICK WATER | FCSA |  | 1
VA2069250 | GE | THM | RT | Y | DS950 | IDSE044 | RACHEL CARSON DR - NORTH | FREDERICK WATER | FCSA |  | 1
VA2069250 | GE | TOA | RT | Y | IN002 | RW001 | INTAKE RAW 1 - JDTP | FREDERICK WATER | STEPHENS CITY QUARRY (NORTH) |  | 1
VA2069250 | GE | TOA | RT | Y | IN022 | RW003 | INTAKE RAW 1 - NTP | FREDERICK WATER | CLEAR BROOK QUARRY (PIT 2) |  | 1
VA2069250 | GE | FL2 | ST | N | SS001 | EP001 | JAMES DIEHL FIN TAP | FREDERICK WATER | EP - JAMES DIEHL WTP |  | 3
VA2069250 | GE | FUM | RT | Y | SS001 | EP001 | JAMES DIEHL FIN TAP | FREDERICK WATER | EP - JAMES DIEHL WTP |  | 1
VA2069250 | GE | SVO | RT | Y | SS001 | EP001 | JAMES DIEHL FIN TAP | FREDERICK WATER | EP - JAMES DIEHL WTP |  | 1
VA2069250 | GE | CAH | RT | Y | SS001 | EP001 | JAMES DIEHL FIN TAP | FREDERICK WATER | EP - JAMES DIEHL WTP |  | 1
VA2069250 | GE | CAR | RT | Y | SS001 | EP001 | JAMES DIEHL FIN TAP | FREDERICK WATER | EP - JAMES DIEHL WTP |  | 1
VA2069250 | GE | FL2 | ST | N | SS024 | EP002 | J ANDERSON FIN TAP | FREDERICK WATER | EP - JAMES T. ANDERSON WTP |  | 3
VA2069250 | GE | INO | RT | Y | SS024 | EP002 | J ANDERSON FIN TAP | FREDERICK WATER | EP - JAMES T. ANDERSON WTP |  | 1
VA2069250 | GE | MET | RT | Y | SS024 | EP002 | J ANDERSON FIN TAP | FREDERICK WATER | EP - JAMES T. ANDERSON WTP |  | 1
VA2069250 | GE | NIT | RT | Y | SS024 | EP002 | J ANDERSON FIN TAP | FREDERICK WATER | EP - JAMES T. ANDERSON WTP |  | 1
VA2069250 | GE | FUM | RT | Y | SS024 | EP002 | J ANDERSON FIN TAP | FREDERICK WATER | EP - JAMES T. ANDERSON WTP |  | 1
VA2069250 | GE | SVO | RT | Y | SS024 | EP002 | J ANDERSON FIN TAP | FREDERICK WATER | EP - JAMES T. ANDERSON WTP |  | 1
VA2069250 | GE | CAH | RT | Y | SS024 | EP002 | J ANDERSON FIN TAP | FREDERICK WATER | EP - JAMES T. ANDERSON WTP |  | 1
VA2069250 | GE | CAR | RT | Y | SS024 | EP002 | J ANDERSON FIN TAP | FREDERICK WATER | EP - JAMES T. ANDERSON WTP |  | 1
VA2069250 | GE | VOC | RT | Y | SS024 | EP002 | J ANDERSON FIN TAP | FREDERICK WATER | EP - JAMES T. ANDERSON WTP |  | 1
VA2069250 | GE | TOC | RT | Y | TP003 | UP001 | COMB FILTER 1 - JDTP | FREDERICK WATER | JAMES DIEHL WATER TREATMENT PLANT |  | 1
VA2069250 | GE | TOC | RT | Y | TP023 | UP003 | COMB FILTER 1- NTP | FREDERICK WATER | JAMES T. ANDERSON WATER TREATMENT PLANT |  | 1
VA2069261 | GE | HAA | RT | Y | DS950 | DBP01 | GES RM 1- KINDERGARTEN SINK | GAINESBORO ELEMENTARY/MIDDLE SCHOOL | GAINESBORO ELEMENTARY/MIDDLE SCHOOL |  | 1
VA2069261 | GE | THM | RT | Y | DS950 | DBP01 | GES RM 1- KINDERGARTEN SINK | GAINESBORO ELEMENTARY/MIDDLE SCHOOL | GAINESBORO ELEMENTARY/MIDDLE SCHOOL |  | 1
VA2069261 | GE | HAA | RT | Y | DS950 | DBP02 | MS D433- EXAM RM SINK | GAINESBORO ELEMENTARY/MIDDLE SCHOOL | GAINESBORO ELEMENTARY/MIDDLE SCHOOL |  | 1
VA2069261 | GE | THM | RT | Y | DS950 | DBP02 | MS D433- EXAM RM SINK | GAINESBORO ELEMENTARY/MIDDLE SCHOOL | GAINESBORO ELEMENTARY/MIDDLE SCHOOL |  | 1
VA2069265 | GE | NIT | RT | Y | SS007 | EP004 | TAP PRESS TK DISCH | PINE CREEK CAMP | EP-WELL 1/2 TMT PLT |  | 1
VA2069300 | GE | HAA | RT | Y | DS950 | DS002 | 242-14 REARDON ROAD | HILLTOP MOBILE HOME PARK | HILL TOP TRAILER PARK |  | 1
VA2069300 | GE | THM | RT | Y | DS950 | DS002 | 242-14 REARDON ROAD | HILLTOP MOBILE HOME PARK | HILL TOP TRAILER PARK |  | 1
VA2069305 | GE | HAA | RT | Y | DS950 | DS012 | CLINIC HAND SINK | INDIAN HOLLOW ELEMENTARY SCHOOL | INDIAN HOLLOW ELEMENTARY SCHOOL |  | 1
VA2069305 | GE | THM | RT | Y | DS950 | DS012 | CLINIC HAND SINK | INDIAN HOLLOW ELEMENTARY SCHOOL | INDIAN HOLLOW ELEMENTARY SCHOOL |  | 1
VA2069305 | GE | INO | RT | Y | SS005 | EP001 | TAP | INDIAN HOLLOW ELEMENTARY SCHOOL | ENTRY POINT - WELL 1 |  | 1
VA2069305 | GE | MET | RT | Y | SS005 | EP001 | TAP | INDIAN HOLLOW ELEMENTARY SCHOOL | ENTRY POINT - WELL 1 |  | 1
VA2069329 | GE | HAA | RT | Y | DS950 | DS012 | #25 RICKETTS GYMNASIUM | TIMBER RIDGE SCHOOL | TIMBER RIDGE SCHOOL |  | 1
VA2069329 | PB | LC | RT | Y | DS950 | DS012 | #25 RICKETTS GYMNASIUM | TIMBER RIDGE SCHOOL | TIMBER RIDGE SCHOOL | FSD | 1
VA2069329 | GE | THM | RT | Y | DS950 | DS012 | #25 RICKETTS GYMNASIUM | TIMBER RIDGE SCHOOL | TIMBER RIDGE SCHOOL |  | 1
VA2069329 | PB | LC | RT | Y | DS950 | LCR03 | #17 HEALTH SERVICES | TIMBER RIDGE SCHOOL | TIMBER RIDGE SCHOOL | FSD | 1
VA2069329 | PB | LC | RT | Y | DS950 | LCR04 | #18 LEARY HALL | TIMBER RIDGE SCHOOL | TIMBER RIDGE SCHOOL | FSD | 1
VA2069329 | PB | LC | RT | Y | DS950 | LCR09 | #17 DINING HALL | TIMBER RIDGE SCHOOL | TIMBER RIDGE SCHOOL | FSD | 1
VA2069329 | PB | LC | RT | Y | DS950 | LCR11 | #24 SPRUCE DORMITORY | TIMBER RIDGE SCHOOL | TIMBER RIDGE SCHOOL | FSD | 1
VA2069333 | GE | HAA | RT | Y | DS950 | DS018 | 91 RELIANCE ROAD | MIDDLETOWN, TOWN OF | MIDDLETOWN, TOWN OF |  | 1
VA2069333 | GE | THM | RT | Y | DS950 | DS018 | 91 RELIANCE ROAD | MIDDLETOWN, TOWN OF | MIDDLETOWN, TOWN OF |  | 1
VA2069333 | GE | HAA | RT | Y | DS950 | DS019 | 7855 MAIN STREET | MIDDLETOWN, TOWN OF | MIDDLETOWN, TOWN OF |  | 1
VA2069333 | GE | THM | RT | Y | DS950 | DS019 | 7855 MAIN STREET | MIDDLETOWN, TOWN OF | MIDDLETOWN, TOWN OF |  | 1
VA2069378 | PB | LC | RT | Y | DS950 | DS002 | KITCHEN | REDLAND UNITED METHODIST CHURCH | REDLAND UNITED METHODIST CHURCH | FSD | 1
VA2069378 | PB | LC | RT | Y | DS950 | DS003 | MEN S RESTROM | REDLAND UNITED METHODIST CHURCH | REDLAND UNITED METHODIST CHURCH | FSD | 1
VA2069378 | PB | LC | RT | Y | DS950 | DS004 | GIRL S BATHROOM | REDLAND UNITED METHODIST CHURCH | REDLAND UNITED METHODIST CHURCH | FSD | 1
VA2069378 | PB | LC | RT | Y | DS950 | DS005 | CLASSROOM 4 | REDLAND UNITED METHODIST CHURCH | REDLAND UNITED METHODIST CHURCH | FSD | 1
VA2069378 | PB | LC | RT | Y | DS950 | DS006 | CLASSROOM 3 | REDLAND UNITED METHODIST CHURCH | REDLAND UNITED METHODIST CHURCH | FSD | 1
VA2069378 | GE | HAA | RT | Y | DS950 | DS009 | MINISTER'S CHAMBER | REDLAND UNITED METHODIST CHURCH | REDLAND UNITED METHODIST CHURCH |  | 1
VA2069378 | GE | THM | RT | Y | DS950 | DS009 | MINISTER'S CHAMBER | REDLAND UNITED METHODIST CHURCH | REDLAND UNITED METHODIST CHURCH |  | 1
VA2069378 | GE | INO | RT | Y | SS004 | EP001 | TAP AFTER CCT | REDLAND UNITED METHODIST CHURCH | EP - WELL 1 TMT PLT |  | 1
VA2069378 | GE | MET | RT | Y | SS004 | EP001 | TAP AFTER CCT | REDLAND UNITED METHODIST CHURCH | EP - WELL 1 TMT PLT |  | 1
VA2069378 | GE | NIT | RT | Y | SS004 | EP001 | TAP AFTER CCT | REDLAND UNITED METHODIST CHURCH | EP - WELL 1 TMT PLT |  | 1
VA2069525 | PB | LC | RT | Y | DS950 | DS001 | 103 BLACK FEET | SHAWNEE LAND | SHAWNEE LAND | FSD | 1
VA2069525 | PB | LC | RT | Y | DS950 | DS002 | 136 GERONIMO | SHAWNEE LAND | SHAWNEE LAND | FSD | 1
VA2069525 | PB | LC | RT | Y | DS950 | DS003 | 224 COCHISE | SHAWNEE LAND | SHAWNEE LAND | FSD | 1
VA2069525 | PB | LC | RT | Y | DS950 | DS004 | 116 DOE | SHAWNEE LAND | SHAWNEE LAND | FSD | 1
VA2069525 | PB | LC | RT | Y | DS950 | DS005 | 106 COMANCHIE | SHAWNEE LAND | SHAWNEE LAND | FSD | 1
VA2069525 | GE | HAA | RT | Y | DS950 | DS006 | 104 BLACK FEET TRAIL | SHAWNEE LAND | SHAWNEE LAND |  | 1
VA2069525 | GE | THM | RT | Y | DS950 | DS006 | 104 BLACK FEET TRAIL | SHAWNEE LAND | SHAWNEE LAND |  | 1
VA2069525 | GE | HAA | RT | Y | DS950 | DS007 | 106 ARROWHEAD TRAIL | SHAWNEE LAND | SHAWNEE LAND |  | 1
VA2069525 | GE | THM | RT | Y | DS950 | DS007 | 106 ARROWHEAD TRAIL | SHAWNEE LAND | SHAWNEE LAND |  | 1
VA2069525 | GE | VOC | RT | Y | SS009 | EP001 | WELL 1/2 TP EFFLUENT | SHAWNEE LAND | ENTRY POINT - WELL 1/2 TREATMENT PLANT |  | 1
VA2069525 | GE | VOC | RT | Y | SS010 | EP002 | WELL 3/4 TP EFFLUENT | SHAWNEE LAND | ENTRY POINT - WELL 3/4 TREATMENT PLANT |  | 1
VA2069634 | GE | HAA | RT | Y | DS950 | DS005 | 740 FAIRFAX ST | STEPHENS CITY, TOWN OF | STEPHENS CITY, TOWN OF |  | 1
VA2069634 | GE | THM | RT | Y | DS950 | DS005 | 740 FAIRFAX ST | STEPHENS CITY, TOWN OF | STEPHENS CITY, TOWN OF |  | 1
VA2069647 | GE | NIT | RT | Y | EP001 | EP001 | FINISHED WATER | ROCK HARBOR GOLF COURSE | ENTRY POINT TAP |  | 1
VA2069650 | GE | HAA | RT | Y | DS950 | DS004 | 604 S. LAKEVIEW DR | LAKE HOLIDAY ESTATES | SUMMIT |  | 1
VA2069650 | GE | THM | RT | Y | DS950 | DS004 | 604 S. LAKEVIEW DR | LAKE HOLIDAY ESTATES | SUMMIT |  | 1
VA2069650 | GE | HAA | RT | Y | DS950 | DS005 | 105 GREENLEAF | LAKE HOLIDAY ESTATES | SUMMIT |  | 1
VA2069650 | GE | THM | RT | Y | DS950 | DS005 | 105 GREENLEAF | LAKE HOLIDAY ESTATES | SUMMIT |  | 1
VA2069650 | PB | LC | RT | Y | DS950 | LCR01 | 101 SYCAMORE PLACE | LAKE HOLIDAY ESTATES | SUMMIT | FSD | 1
VA2069650 | PB | LC | RT | Y | DS950 | LCR011 | 102 DIVOT PLACE | LAKE HOLIDAY ESTATES | SUMMIT | FSD | 1
VA2069650 | PB | LC | RT | Y | DS950 | LCR012 | 103 DIVOT PLACE | LAKE HOLIDAY ESTATES | SUMMIT | FSD | 1
VA2069650 | PB | LC | RT | Y | DS950 | LCR013 | 106 CAROLYN DRIVE | LAKE HOLIDAY ESTATES | SUMMIT | FSD | 1
VA2069650 | PB | LC | RT | Y | DS950 | LCR014 | 201 SUNSET CIRCLE | LAKE HOLIDAY ESTATES | SUMMIT | FSD | 1
VA2069650 | PB | LC | RT | Y | DS950 | LCR02 | 104 GREENWOOD CRT. | LAKE HOLIDAY ESTATES | SUMMIT | FSD | 1
VA2069650 | PB | LC | RT | Y | DS950 | LCR06 | 111 MASTERS DRIVE | LAKE HOLIDAY ESTATES | SUMMIT | FSD | 1
VA2069650 | PB | LC | RT | Y | DS950 | LCR07 | 1009 LAKEVIEW DR. | LAKE HOLIDAY ESTATES | SUMMIT | FSD | 1
VA2069650 | PB | LC | RT | Y | DS950 | LCR08 | 115 GREENWOOD CRT. | LAKE HOLIDAY ESTATES | SUMMIT | FSD | 1
VA2069650 | PB | LC | RT | Y | DS950 | LCR10 | 117 GREENWOOD CRT. | LAKE HOLIDAY ESTATES | SUMMIT | FSD | 1
VA2069668 | GE | NIT | RT | Y | SS004 | EP001 | PRESS TK DISCH LINE | XPRESS STOP, INC | EP WELL 1 TMT PLT |  | 1
VA2069725 | GE | HAA | RT | Y | DS950 | DS006 | 36933 GAVER MILL RD | TAVENNER PARK | TAVENNER TRAILER COURT |  | 1
VA2069725 | GE | THM | RT | Y | DS950 | DS006 | 36933 GAVER MILL RD | TAVENNER PARK | TAVENNER TRAILER COURT |  | 1
VA2069725 | GE | INO | RT | Y | SS008 | EP004 | TAP - WELL 4 | TAVENNER PARK | ENTRY POINT - WELL 4 TMT PLT |  | 1
VA2069725 | GE | MET | RT | Y | SS008 | EP004 | TAP - WELL 4 | TAVENNER PARK | ENTRY POINT - WELL 4 TMT PLT |  | 1
VA2069725 | GE | NIT | RT | Y | SS008 | EP004 | TAP - WELL 4 | TAVENNER PARK | ENTRY POINT - WELL 4 TMT PLT |  | 1
VA2069773 | PB | LC | RT | Y | DS950 | LCR01 | KITCHEN SINK DAY 1 | VALLEY PROTEINS (CORPORATE HEADQUARTERS) | VALLEY PROTEINS (CORPORATE HEADQUARTERS) | FSD | 1
VA2069773 | PB | LC | RT | Y | DS950 | LCR02 | KITCHEN SINK DAY 2 | VALLEY PROTEINS (CORPORATE HEADQUARTERS) | VALLEY PROTEINS (CORPORATE HEADQUARTERS) | FSD | 1
VA2069773 | PB | LC | RT | Y | DS950 | LCR03 | KITCHEN SINK DAY 3 | VALLEY PROTEINS (CORPORATE HEADQUARTERS) | VALLEY PROTEINS (CORPORATE HEADQUARTERS) | FSD | 1
VA2069773 | PB | LC | RT | Y | DS950 | LCR04 | KITCHEN SINK DAY 4 | VALLEY PROTEINS (CORPORATE HEADQUARTERS) | VALLEY PROTEINS (CORPORATE HEADQUARTERS) | FSD | 1
VA2069773 | PB | LC | RT | Y | DS950 | LCR05 | KITCHEN SINK DAY 5 | VALLEY PROTEINS (CORPORATE HEADQUARTERS) | VALLEY PROTEINS (CORPORATE HEADQUARTERS) | FSD | 1
VA2069773 | GE | NIT | RT | Y | SS002 | EP006 | TAP-SOFTENER-WELL 6 | VALLEY PROTEINS (CORPORATE HEADQUARTERS) | ENTRY POINT - WELL 6 |  | 1
VA2069773 | GE | ARS | RT | Y | SS002A | EP006A | TAP-SOFTENER-WELL 6-ARSENIC | VALLEY PROTEINS (CORPORATE HEADQUARTERS) | ENTRY POINT - WELL 6 - ARSENIC SAMPLE |  | 1
VA2187025 | GE | NIT | RT | Y | SS005 | EP004 | TAP AFTER 5K TK | ANDY GUEST/SHENANDOAH RIVER STATE PARK | EP - WELL 2 |  | 1
VA2187065 | GE | HAA | RT | Y | DS950 | DS006 | REGINA COELI TAP | CHRISTENDOM COLLEGE | CHRISTENDOM COLLEGE |  | 1
VA2187065 | GE | THM | RT | Y | DS950 | DS006 | REGINA COELI TAP | CHRISTENDOM COLLEGE | CHRISTENDOM COLLEGE |  | 1
VA2187290 | GE | HAA | RT | Y | DS950 | DS002 | LOT 20 TAP - MRT | DUNGADIN SUBDIVISION | DUNGADIN SUBDIVISION |  | 1
VA2187290 | GE | THM | RT | Y | DS950 | DS002 | LOT 20 TAP - MRT | DUNGADIN SUBDIVISION | DUNGADIN SUBDIVISION |  | 1
VA2187290 | PB | LC | RT | Y | DS950 | DS003 | TUEL | DUNGADIN SUBDIVISION | DUNGADIN SUBDIVISION | FSD | 1
VA2187290 | PB | LC | RT | Y | DS950 | DS005 | JIM MULLINS | DUNGADIN SUBDIVISION | DUNGADIN SUBDIVISION | FSD | 1
VA2187290 | PB | LC | RT | Y | DS950 | DS007 | LOT #21 | DUNGADIN SUBDIVISION | DUNGADIN SUBDIVISION | FSD | 1
VA2187290 | PB | LC | RT | Y | DS950 | DS008 | COREY RESIDENCE | DUNGADIN SUBDIVISION | DUNGADIN SUBDIVISION | FSD | 1
VA2187290 | PB | LC | RT | Y | DS950 | DS009 | BURROWS RESIDENCE | DUNGADIN SUBDIVISION | DUNGADIN SUBDIVISION | FSD | 1
VA2187335 | GE | HAA | RT | Y | DS950 | DS004 | 2209 FREEZELAND ROAD | FREEZELAND MANOR SUBDIVISION | FREEZELAND |  | 1
VA2187335 | GE | THM | RT | Y | DS950 | DS004 | 2209 FREEZELAND ROAD | FREEZELAND MANOR SUBDIVISION | FREEZELAND |  | 1
VA2187406 | GE | HAA | RT | Y | DS950 | DS002 | TOWN HALL | FRONT ROYAL, TOWN OF | FRONT ROYAL, TOWN OF |  | 1
VA2187406 | GE | THM | RT | Y | DS950 | DS002 | TOWN HALL | FRONT ROYAL, TOWN OF | FRONT ROYAL, TOWN OF |  | 1
VA2187406 | GE | HAA | RT | Y | DS950 | DS003 | ROUTE 522N 1 MG TK | FRONT ROYAL, TOWN OF | FRONT ROYAL, TOWN OF |  | 1
VA2187406 | GE | THM | RT | Y | DS950 | DS003 | ROUTE 522N 1 MG TK | FRONT ROYAL, TOWN OF | FRONT ROYAL, TOWN OF |  | 1
VA2187406 | GE | HAA | RT | Y | DS950 | DS004 | HAPPY CREEK LOOP | FRONT ROYAL, TOWN OF | FRONT ROYAL, TOWN OF |  | 1
VA2187406 | GE | THM | RT | Y | DS950 | DS004 | HAPPY CREEK LOOP | FRONT ROYAL, TOWN OF | FRONT ROYAL, TOWN OF |  | 1
VA2187406 | GE | FL2 | ST | N | DS950 | DS005 | 7-11 CRISER ROAD | FRONT ROYAL, TOWN OF | FRONT ROYAL, TOWN OF |  | 3
VA2187406 | PB | LC | RT | Y | DS950 | DS006 | 827 N SHENANDOAH AV | FRONT ROYAL, TOWN OF | FRONT ROYAL, TOWN OF | FSD | 1
VA2187406 | PB | LC | RT | Y | DS950 | DS008 | 548 SYCAMORE ST | FRONT ROYAL, TOWN OF | FRONT ROYAL, TOWN OF | FSD | 1
VA2187406 | PB | LC | RT | Y | DS950 | DS011 | 15 RICHMOND RD | FRONT ROYAL, TOWN OF | FRONT ROYAL, TOWN OF | FSD | 1
VA2187406 | PB | LC | RT | Y | DS950 | DS012 | 4 JAMESTOWN RD | FRONT ROYAL, TOWN OF | FRONT ROYAL, TOWN OF | FSD | 1
VA2187406 | PB | LC | RT | Y | DS950 | DS014 | 47 WALKER AVE | FRONT ROYAL, TOWN OF | FRONT ROYAL, TOWN OF | FSD | 1
VA2187406 | PB | LC | RT | Y | DS950 | DS016 | 1488 MARKHAM ST | FRONT ROYAL, TOWN OF | FRONT ROYAL, TOWN OF | FSD | 1
VA2187406 | PB | LC | RT | Y | DS950 | DS017 | 1489 LINDEN ST | FRONT ROYAL, TOWN OF | FRONT ROYAL, TOWN OF | FSD | 1
VA2187406 | PB | LC | RT | Y | DS950 | DS018 | 67 WALKER AVE | FRONT ROYAL, TOWN OF | FRONT ROYAL, TOWN OF | FSD | 1
VA2187406 | PB | LC | RT | Y | DS950 | DS022 | 124 STEEL ST | FRONT ROYAL, TOWN OF | FRONT ROYAL, TOWN OF | FSD | 1
VA2187406 | PB | LC | RT | Y | DS950 | DS024 | 119 STEEL ST | FRONT ROYAL, TOWN OF | FRONT ROYAL, TOWN OF | FSD | 1
VA2187406 | PB | LC | RT | Y | DS950 | DS025 | 523 LILLARD ST | FRONT ROYAL, TOWN OF | FRONT ROYAL, TOWN OF | FSD | 1
VA2187406 | PB | LC | RT | Y | DS950 | DS026 | 134 ELISA DR | FRONT ROYAL, TOWN OF | FRONT ROYAL, TOWN OF | FSD | 1
VA2187406 | PB | LC | RT | Y | DS950 | DS027 | 130 ELISA DR | FRONT ROYAL, TOWN OF | FRONT ROYAL, TOWN OF | FSD | 1
VA2187406 | PB | LC | RT | Y | DS950 | DS028 | 542 POWMORR DR | FRONT ROYAL, TOWN OF | FRONT ROYAL, TOWN OF | FSD | 1
VA2187406 | PB | LC | RT | Y | DS950 | DS029 | 534 POWMORR DR | FRONT ROYAL, TOWN OF | FRONT ROYAL, TOWN OF | FSD | 1
VA2187406 | PB | LC | RT | Y | DS950 | DS031 | 103 S SHENANDOAH AV | FRONT ROYAL, TOWN OF | FRONT ROYAL, TOWN OF | FSD | 1
VA2187406 | PB | LC | RT | Y | DS950 | DS032 | 1320 ROBINHOOD LN | FRONT ROYAL, TOWN OF | FRONT ROYAL, TOWN OF | FSD | 1
VA2187406 | PB | LC | RT | Y | DS950 | DS033 | 1326 ROBINHOOD LN | FRONT ROYAL, TOWN OF | FRONT ROYAL, TOWN OF | FSD | 1
VA2187406 | PB | LC | RT | Y | DS950 | DS034 | 72 WALKER AVE | FRONT ROYAL, TOWN OF | FRONT ROYAL, TOWN OF | FSD | 1
VA2187406 | PB | LC | RT | Y | DS950 | DS035 | 1467 MARKHAM ST | FRONT ROYAL, TOWN OF | FRONT ROYAL, TOWN OF | FSD | 1
VA2187406 | PB | LC | RT | Y | DS950 | DS037 | 1314 ROBINHOOD LANE | FRONT ROYAL, TOWN OF | FRONT ROYAL, TOWN OF | FSD | 1
VA2187406 | PB | LC | RT | Y | DS950 | DS039 | 1480 MARKHAM STREET | FRONT ROYAL, TOWN OF | FRONT ROYAL, TOWN OF | FSD | 1
VA2187406 | PB | LC | RT | Y | DS950 | DS040 | 1170 ELM STREET | FRONT ROYAL, TOWN OF | FRONT ROYAL, TOWN OF | FSD | 1
VA2187406 | PB | LC | RT | Y | DS950 | DS041 | 1474 LINDEN STREET | FRONT ROYAL, TOWN OF | FRONT ROYAL, TOWN OF | FSD | 1
VA2187406 | PB | LC | RT | Y | DS950 | DS042 | 27 LAKE DRIVE | FRONT ROYAL, TOWN OF | FRONT ROYAL, TOWN OF | FSD | 1
VA2187406 | PB | LC | RT | Y | DS950 | DS046 | 64 WALKER STREET | FRONT ROYAL, TOWN OF | FRONT ROYAL, TOWN OF | FSD | 1
VA2187406 | PB | LC | RT | Y | DS950 | DS047 | 1312 ROBINHOOD LANE | FRONT ROYAL, TOWN OF | FRONT ROYAL, TOWN OF | FSD | 1
VA2187406 | PB | LC | RT | Y | DS950 | DS048 | 1071 HORSESHORE DRIVE | FRONT ROYAL, TOWN OF | FRONT ROYAL, TOWN OF | FSD | 1
VA2187406 | PB | LC | RT | Y | DS950 | DS049 | 1317 ROBINHOOD LANE | FRONT ROYAL, TOWN OF | FRONT ROYAL, TOWN OF | FSD | 1
VA2187406 | PB | LC | RT | Y | DS950 | DS050 | 823 N SHENANDOAH AVE | FRONT ROYAL, TOWN OF | FRONT ROYAL, TOWN OF | FSD | 1
VA2187406 | GE | HAA | RT | Y | DS950 | HT006 | 176 4-H CENTER DRIVE | FRONT ROYAL, TOWN OF | FRONT ROYAL, TOWN OF |  | 1
VA2187406 | GE | THM | RT | Y | DS950 | HT006 | 176 4-H CENTER DRIVE | FRONT ROYAL, TOWN OF | FRONT ROYAL, TOWN OF |  | 1
VA2187406 | GE | TOA | RT | Y | IN001 | RW001 | INTAKE RAW WATER | FRONT ROYAL, TOWN OF | SOUTH FORK SHENANDOAH RIVER |  | 1
VA2187406 | GE | SVO | RT | Y | SS009 | EP001 | CW-FINISHED WTR TAP | FRONT ROYAL, TOWN OF | EP - FRONT ROYAL WTP |  | 1
VA2187406 | GE | CAH | RT | Y | SS009 | EP001 | CW-FINISHED WTR TAP | FRONT ROYAL, TOWN OF | EP - FRONT ROYAL WTP |  | 1
VA2187406 | GE | CAR | RT | Y | SS009 | EP001 | CW-FINISHED WTR TAP | FRONT ROYAL, TOWN OF | EP - FRONT ROYAL WTP |  | 1
VA2187406 | GE | TOC | RT | Y | TP004 | UP001 | COMBINED FILTER EFFL | FRONT ROYAL, TOWN OF | FRONT ROYAL WATER TREATMENT PLANT |  | 1
VA2187415 | GE | NIT | RT | Y | SS004 | EP002 | PRESS TANK DISCH | FRONT ROYAL COUNTRY CLUB | EP WELL 1 TMT PLT |  | 1
VA2187515 | PB | LC | RT | Y | DS950 | DS003 | WEST BATH | HIDDEN SPRINGS SENIOR LIVING FACILITY | HIDDEN SPRINGS SENIOR LIVING FACILITY | FSD | 1
VA2187515 | PB | LC | RT | Y | DS950 | DS004 | EAST BATH | HIDDEN SPRINGS SENIOR LIVING FACILITY | HIDDEN SPRINGS SENIOR LIVING FACILITY | FSD | 1
VA2187515 | PB | LC | RT | Y | DS950 | DS005 | KITCHEN JANITOR SINK | HIDDEN SPRINGS SENIOR LIVING FACILITY | HIDDEN SPRINGS SENIOR LIVING FACILITY | FSD | 1
VA2187515 | PB | LC | RT | Y | DS950 | DS006 | JANITORS CLOSET | HIDDEN SPRINGS SENIOR LIVING FACILITY | HIDDEN SPRINGS SENIOR LIVING FACILITY | FSD | 1
VA2187515 | PB | LC | RT | Y | DS950 | DS007 | EAST NURSING MED RM | HIDDEN SPRINGS SENIOR LIVING FACILITY | HIDDEN SPRINGS SENIOR LIVING FACILITY | FSD | 1
VA2187522 | GE | HAA | RT | Y | DS950 | DS035 | 808 ROSEBUD LN | HIGH KNOB | HIGH KNOB |  | 1
VA2187522 | GE | THM | RT | Y | DS950 | DS035 | 808 ROSEBUD LN | HIGH KNOB | HIGH KNOB |  | 1
VA2187590 | GE | HAA | RT | Y | DS950 | DS006 | 1038 COOLEY DRIVE | JACKSON`S MEADOW SUBDIVISION | JACKSON'S MEADOW SUBDIVISION |  | 1
VA2187590 | PB | LC | RT | Y | DS950 | DS006 | 1038 COOLEY DRIVE | JACKSON`S MEADOW SUBDIVISION | JACKSON'S MEADOW SUBDIVISION | FSD | 1
VA2187590 | GE | THM | RT | Y | DS950 | DS006 | 1038 COOLEY DRIVE | JACKSON`S MEADOW SUBDIVISION | JACKSON'S MEADOW SUBDIVISION |  | 1
VA2187590 | PB | LC | RT | Y | DS950 | DS007 | 158 JACKSON PLACE | JACKSON`S MEADOW SUBDIVISION | JACKSON'S MEADOW SUBDIVISION | FSD | 1
VA2187590 | PB | LC | RT | Y | DS950 | DS008 | 1198 COOLEY DR | JACKSON`S MEADOW SUBDIVISION | JACKSON'S MEADOW SUBDIVISION | FSD | 1
VA2187590 | PB | LC | RT | Y | DS950 | DS009 | 1149 COOLEY DR | JACKSON`S MEADOW SUBDIVISION | JACKSON'S MEADOW SUBDIVISION | FSD | 1
VA2187590 | PB | LC | RT | Y | DS950 | DS010 | 111 JACKSON PLACE | JACKSON`S MEADOW SUBDIVISION | JACKSON'S MEADOW SUBDIVISION | FSD | 1
VA2187590 | GE | HAA | RT | Y | DS950 | DS011 | 320 JACKSON PLACE | JACKSON`S MEADOW SUBDIVISION | JACKSON'S MEADOW SUBDIVISION |  | 1
VA2187590 | GE | THM | RT | Y | DS950 | DS011 | 320 JACKSON PLACE | JACKSON`S MEADOW SUBDIVISION | JACKSON'S MEADOW SUBDIVISION |  | 1
VA2187622 | GE | NIT | RT | Y | SS003 | EP001 | PRESS TK OUTLET TAP | LOW WATER BRIDGE CAMPGROUND | EP - WELL NO. 1 |  | 1
VA2187623 | GE | HAA | RT | Y | DS950 | DS005 | BEAUTY SHOP | SHENANDOAH SENIOR LIVING | LOVING ARMS ASSISTED LIVING FACILITY |  | 1
VA2187623 | GE | THM | RT | Y | DS950 | DS005 | BEAUTY SHOP | SHENANDOAH SENIOR LIVING | LOVING ARMS ASSISTED LIVING FACILITY |  | 1
VA2187754 | GE | HAA | RT | Y | DS950 | DBP01 | 565 AVALON DRIVE | SHENANDOAH RIVER ESTATES | SHENANDOAH RIVER ESTATES |  | 1
VA2187754 | GE | THM | RT | Y | DS950 | DBP01 | 565 AVALON DRIVE | SHENANDOAH RIVER ESTATES | SHENANDOAH RIVER ESTATES |  | 1
VA2187754 | GE | NIT | RT | Y | SS004 | EP001 | 10K TANK OUTLET | SHENANDOAH RIVER ESTATES | WELL 1/2/3 ENTRY POINT |  | 1
VA2187812 | GE | HAA | RT | Y | DS950 | DS004 | 210 SPRUCE ROAD | SHENANDOAH SHORES SUBDIVISION | SHENANDOAH SHORES SUBDIVISION |  | 1
VA2187812 | GE | THM | RT | Y | DS950 | DS004 | 210 SPRUCE ROAD | SHENANDOAH SHORES SUBDIVISION | SHENANDOAH SHORES SUBDIVISION |  | 1
VA2187812 | GE | HAA | RT | Y | DS950 | DS005 | 272 WOODWARD LANE | SHENANDOAH SHORES SUBDIVISION | SHENANDOAH SHORES SUBDIVISION |  | 1
VA2187812 | GE | THM | RT | Y | DS950 | DS005 | 272 WOODWARD LANE | SHENANDOAH SHORES SUBDIVISION | SHENANDOAH SHORES SUBDIVISION |  | 1
VA2840500 | GE | HAA | RT | Y | DS950 | DS006 | 1867 AMHERST ST | WINCHESTER, CITY OF | WINCHESTER, CITY OF |  | 1
VA2840500 | GE | THM | RT | Y | DS950 | DS006 | 1867 AMHERST ST | WINCHESTER, CITY OF | WINCHESTER, CITY OF |  | 1
VA2840500 | GE | HAA | RT | Y | DS950 | IDSE002 | 2125 HARVEST DRIVE | WINCHESTER, CITY OF | WINCHESTER, CITY OF |  | 1
VA2840500 | GE | THM | RT | Y | DS950 | IDSE002 | 2125 HARVEST DRIVE | WINCHESTER, CITY OF | WINCHESTER, CITY OF |  | 1
VA2840500 | GE | HAA | RT | Y | DS950 | IDSE004 | 1842 CAMPUS BLVD | WINCHESTER, CITY OF | WINCHESTER, CITY OF |  | 1
VA2840500 | GE | THM | RT | Y | DS950 | IDSE004 | 1842 CAMPUS BLVD | WINCHESTER, CITY OF | WINCHESTER, CITY OF |  | 1
VA2840500 | GE | HAA | RT | Y | DS950 | IDSE006 | 551 FAIRMONT AVENUE | WINCHESTER, CITY OF | WINCHESTER, CITY OF |  | 1
VA2840500 | GE | THM | RT | Y | DS950 | IDSE006 | 551 FAIRMONT AVENUE | WINCHESTER, CITY OF | WINCHESTER, CITY OF |  | 1
VA2840500 | PB | LC | RT | Y | DS950 | LC0001 | 1559 MOFFETT DRIVE | WINCHESTER, CITY OF | WINCHESTER, CITY OF | FSD | 1
VA2840500 | PB | LC | RT | Y | DS950 | LC0002 | 520 MARION STREET | WINCHESTER, CITY OF | WINCHESTER, CITY OF | FSD | 1
VA2840500 | PB | LC | RT | Y | DS950 | LC0003 | 1807 ROBERTS STREET | WINCHESTER, CITY OF | WINCHESTER, CITY OF | FSD | 1
VA2840500 | PB | LC | RT | Y | DS950 | LC0004 | 27 JIGSAW PLACE | WINCHESTER, CITY OF | WINCHESTER, CITY OF | FSD | 1
VA2840500 | PB | LC | RT | Y | DS950 | LC0009 | 2712 SARATOGA DRIVE | WINCHESTER, CITY OF | WINCHESTER, CITY OF | FSD | 1
VA2840500 | PB | LC | RT | Y | DS950 | LC0010 | 705 S. STEWART ST. | WINCHESTER, CITY OF | WINCHESTER, CITY OF | FSD | 1
VA2840500 | PB | LC | RT | Y | DS950 | LC0012 | 210 HANDLEY BLVD. | WINCHESTER, CITY OF | WINCHESTER, CITY OF | FSD | 1
VA2840500 | PB | LC | RT | Y | DS950 | LC0013 | 665 BELLEVIEW AVENUE | WINCHESTER, CITY OF | WINCHESTER, CITY OF | FSD | 1
VA2840500 | PB | LC | RT | Y | DS950 | LC0017 | 1621 VANCOUVER ST. | WINCHESTER, CITY OF | WINCHESTER, CITY OF | FSD | 1
VA2840500 | PB | LC | RT | Y | DS950 | LC0019 | 1600 VANCOUVER ST. | WINCHESTER, CITY OF | WINCHESTER, CITY OF | FSD | 1
VA2840500 | PB | LC | RT | Y | DS950 | LC0022 | 520 OLD FORT ROAD | WINCHESTER, CITY OF | WINCHESTER, CITY OF | FSD | 1
VA2840500 | PB | LC | RT | Y | DS950 | LC0023 | 1632 VANCOUVER ST. | WINCHESTER, CITY OF | WINCHESTER, CITY OF | FSD | 1
VA2840500 | PB | LC | RT | Y | DS950 | LC0024 | 1004 PENNSLVANIA | WINCHESTER, CITY OF | WINCHESTER, CITY OF | FSD | 1
VA2840500 | PB | LC | RT | Y | DS950 | LC0027 | 917 ORCHARD DRIVE | WINCHESTER, CITY OF | WINCHESTER, CITY OF | FSD | 1
VA2840500 | PB | LC | RT | Y | DS950 | LC0030 | 10 JIGSAW PLACE | WINCHESTER, CITY OF | WINCHESTER, CITY OF | FSD | 1
VA2840500 | PB | LC | RT | Y | DS950 | LC0032 | 1729 HANDLEY AVENUE | WINCHESTER, CITY OF | WINCHESTER, CITY OF | FSD | 1
VA2840500 | PB | LC | RT | Y | DS950 | LC0033 | 1617 VANCOUVER ST. | WINCHESTER, CITY OF | WINCHESTER, CITY OF | FSD | 1
VA2840500 | PB | LC | RT | Y | DS950 | LC0037 | 15 EAST HART STREET | WINCHESTER, CITY OF | WINCHESTER, CITY OF | FSD | 1
VA2840500 | PB | LC | RT | Y | DS950 | LC0038 | 2961 GRACE STREET | WINCHESTER, CITY OF | WINCHESTER, CITY OF | FSD | 1
VA2840500 | PB | LC | RT | Y | DS950 | LC0041 | 365 SHAWNEE DRIVE | WINCHESTER, CITY OF | WINCHESTER, CITY OF | FSD | 1
VA2840500 | PB | LC | RT | Y | DS950 | LC0043 | 1495 NESTER AVENUE | WINCHESTER, CITY OF | WINCHESTER, CITY OF | FSD | 1
VA2840500 | PB | LC | RT | Y | DS950 | LC0045 | 925 ORCHARD HILL DRIVE | WINCHESTER, CITY OF | WINCHESTER, CITY OF | FSD | 1
VA2840500 | PB | LC | RT | Y | DS950 | LC0047 | 2947 PLEASANT VALLEY ROAD | WINCHESTER, CITY OF | WINCHESTER, CITY OF | FSD | 1
VA2840500 | PB | LC | RT | Y | DS950 | LC0048 | 1616 VANCOUER STREET | WINCHESTER, CITY OF | WINCHESTER, CITY OF | FSD | 1
VA2840500 | PB | LC | RT | Y | DS950 | LC0050 | 652 BELLVIEW AVENUE | WINCHESTER, CITY OF | WINCHESTER, CITY OF | FSD | 1
VA2840500 | PB | LC | RT | Y | DS950 | LC0051 | 356 SHAWNEE AVENUE | WINCHESTER, CITY OF | WINCHESTER, CITY OF | FSD | 1
VA2840500 | PB | LC | RT | Y | DS950 | LC0052 | 1316 HANDLEY BLVD | WINCHESTER, CITY OF | WINCHESTER, CITY OF | FSD | 1
VA2840500 | PB | LC | RT | Y | DS950 | LC0057 | 1577 MOFFETT DRIVE | WINCHESTER, CITY OF | WINCHESTER, CITY OF | FSD | 1
VA2840500 | PB | LC | RT | Y | DS950 | LC0058 | 1538 NESTER DRIVE | WINCHESTER, CITY OF | WINCHESTER, CITY OF | FSD | 1
VA2840500 | PB | LC | RT | Y | DS950 | LC0061 | 1013 ORCHARD HILL DRIVE | WINCHESTER, CITY OF | WINCHESTER, CITY OF | FSD | 1
VA2840500 | GE | TOA | RT | Y | IN001 | RW001 | INTAKE RAW WATER | WINCHESTER, CITY OF | N FORK SHENANDOAH RIVER |  | 1
VA2840500 | GE | FL2 | ST | N | SS009 | EP001 | CW--FINISHED WTR TAP | WINCHESTER, CITY OF | EP - PERCY D. MILLER WTP |  | 3
VA2840500 | GE | FUM | RT | Y | SS009 | EP001 | CW--FINISHED WTR TAP | WINCHESTER, CITY OF | EP - PERCY D. MILLER WTP |  | 1
VA2840500 | GE | SVO | RT | Y | SS009 | EP001 | CW--FINISHED WTR TAP | WINCHESTER, CITY OF | EP - PERCY D. MILLER WTP |  | 1
VA2840500 | GE | CAH | RT | Y | SS009 | EP001 | CW--FINISHED WTR TAP | WINCHESTER, CITY OF | EP - PERCY D. MILLER WTP |  | 1
VA2840500 | GE | CAR | RT | Y | SS009 | EP001 | CW--FINISHED WTR TAP | WINCHESTER, CITY OF | EP - PERCY D. MILLER WTP |  | 1
VA2840500 | GE | TOC | RT | Y | TP002 | UP001 | COMBINED FILTER EFFL | WINCHESTER, CITY OF | PERCY D MILLER WATER TREATMENT PLANT |  | 1
VA6013010 | GE | HAA | RT | Y | DS001 | DBP001 | 30 - 3700 N. DELAWARE - JAMESTOWN ES | ARLINGTON COUNTY | DISTRIBUTION SYSTEM |  | 1
VA6013010 | GE | THM | RT | Y | DS001 | DBP001 | 30 - 3700 N. DELAWARE - JAMESTOWN ES | ARLINGTON COUNTY | DISTRIBUTION SYSTEM |  | 1
VA6013010 | GE | HAA | RT | Y | DS001 | DBP002 | 33 - 1701 N. GEO. MASON DR - ARL HOSPITA | ARLINGTON COUNTY | DISTRIBUTION SYSTEM |  | 1
VA6013010 | GE | THM | RT | Y | DS001 | DBP002 | 33 - 1701 N. GEO. MASON DR - ARL HOSPITA | ARLINGTON COUNTY | DISTRIBUTION SYSTEM |  | 1
VA6013010 | GE | HAA | RT | Y | DS001 | DBP003 | 35 - 4202 28TH ST. S - ARL CO WATER CONT | ARLINGTON COUNTY | DISTRIBUTION SYSTEM |  | 1
VA6013010 | GE | THM | RT | Y | DS001 | DBP003 | 35 - 4202 28TH ST. S - ARL CO WATER CONT | ARLINGTON COUNTY | DISTRIBUTION SYSTEM |  | 1
VA6013010 | GE | HAA | RT | Y | DS001 | DBP004 | 14 - 3829 N. STAFFORD ST. - MADISON CTR | ARLINGTON COUNTY | DISTRIBUTION SYSTEM |  | 1
VA6013010 | GE | THM | RT | Y | DS001 | DBP004 | 14 - 3829 N. STAFFORD ST. - MADISON CTR | ARLINGTON COUNTY | DISTRIBUTION SYSTEM |  | 1
VA6013010 | GE | HAA | RT | Y | DS001 | DBP005 | 36 - FIRE STATION 1 - 500 S. GLEBE RD. | ARLINGTON COUNTY | DISTRIBUTION SYSTEM |  | 1
VA6013010 | GE | THM | RT | Y | DS001 | DBP005 | 36 - FIRE STATION 1 - 500 S. GLEBE RD. | ARLINGTON COUNTY | DISTRIBUTION SYSTEM |  | 1
VA6013010 | GE | HAA | RT | Y | DS001 | DBP006 | 7 - 1501 N LINCOLN ST - ARL SCIENCE HS | ARLINGTON COUNTY | DISTRIBUTION SYSTEM |  | 1
VA6013010 | GE | THM | RT | Y | DS001 | DBP006 | 7 - 1501 N LINCOLN ST - ARL SCIENCE HS | ARLINGTON COUNTY | DISTRIBUTION SYSTEM |  | 1
VA6013010 | GE | HAA | RT | Y | DS001 | DBP007 | 19 - 1644 N MCKINLEY RD - WALTER REED SC | ARLINGTON COUNTY | DISTRIBUTION SYSTEM |  | 1
VA6013010 | GE | THM | RT | Y | DS001 | DBP007 | 19 - 1644 N MCKINLEY RD - WALTER REED SC | ARLINGTON COUNTY | DISTRIBUTION SYSTEM |  | 1
VA6013010 | GE | HAA | RT | Y | DS001 | DBP008 | 18 - 3520 N. POWHATAN ST MINOR HL TK PS | ARLINGTON COUNTY | DISTRIBUTION SYSTEM |  | 1
VA6013010 | GE | THM | RT | Y | DS001 | DBP008 | 18 - 3520 N. POWHATAN ST MINOR HL TK PS | ARLINGTON COUNTY | DISTRIBUTION SYSTEM |  | 1
VA6013080 | GE | HAA | RT | Y | DS001 | DBP001 | B-2 ALLIED AVIATION MAINTENANCE | NATIONAL AIRPORT | DISTRIBUTION SYSTEM |  | 1
VA6013080 | GE | THM | RT | Y | DS001 | DBP001 | B-2 ALLIED AVIATION MAINTENANCE | NATIONAL AIRPORT | DISTRIBUTION SYSTEM |  | 1
VA6013080 | GE | HAA | RT | Y | DS001 | DBP002 | B-32 FUEL FARM | NATIONAL AIRPORT | DISTRIBUTION SYSTEM |  | 1
VA6013080 | GE | THM | RT | Y | DS001 | DBP002 | B-32 FUEL FARM | NATIONAL AIRPORT | DISTRIBUTION SYSTEM |  | 1
VA6013500 | GE | HAA | RT | Y | DS001 | DBP01 | 42 - 6065 N. WILSON BLVD. | ARLINGTON COUNTY - WILLSTON AREA | DISTRIBUTION SYSTEM |  | 1
VA6013500 | GE | THM | RT | Y | DS001 | DBP01 | 42 - 6065 N. WILSON BLVD. | ARLINGTON COUNTY - WILLSTON AREA | DISTRIBUTION SYSTEM |  | 1
VA6013800 | GE | HAA | RT | Y | DS001 | DBP01 | DISTRIBUTION SYSTEM | VIRGINIA HOSPITAL CENTER | DISTRIBUTION SYSTEM |  | 1
VA6013800 | GE | THM | RT | Y | DS001 | DBP01 | DISTRIBUTION SYSTEM | VIRGINIA HOSPITAL CENTER | DISTRIBUTION SYSTEM |  | 1
VA6013800 | PB | LC | RT | Y | DS001 | LCR01 | DISTRIBUTION SYSTEM | VIRGINIA HOSPITAL CENTER | DISTRIBUTION SYSTEM | FSD | 1
VA6013800 | PB | LC | RT | Y | DS001 | LCR02 | DISTRIBUTION SYSTEM | VIRGINIA HOSPITAL CENTER | DISTRIBUTION SYSTEM | FSD | 1
VA6013800 | PB | LC | RT | Y | DS001 | LCR03 | DISTRIBUTION SYSTEM | VIRGINIA HOSPITAL CENTER | DISTRIBUTION SYSTEM | FSD | 1
VA6013800 | PB | LC | RT | Y | DS001 | LCR04 | DISTRIBUTION SYSTEM | VIRGINIA HOSPITAL CENTER | DISTRIBUTION SYSTEM | FSD | 1
VA6013800 | PB | LC | RT | Y | DS001 | LCR05 | DISTRIBUTION SYSTEM | VIRGINIA HOSPITAL CENTER | DISTRIBUTION SYSTEM | FSD | 1
VA6013800 | PB | LC | RT | Y | DS001 | LCR06 | DISTRIBUTION SYSTEM | VIRGINIA HOSPITAL CENTER | DISTRIBUTION SYSTEM | FSD | 1
VA6013800 | PB | LC | RT | Y | DS001 | LCR07 | DISTRIBUTION SYSTEM | VIRGINIA HOSPITAL CENTER | DISTRIBUTION SYSTEM | FSD | 1
VA6013800 | PB | LC | RT | Y | DS001 | LCR08 | DISTRIBUTION SYSTEM | VIRGINIA HOSPITAL CENTER | DISTRIBUTION SYSTEM | FSD | 1
VA6013800 | PB | LC | RT | Y | DS001 | LCR09 | DISTRIBUTION SYSTEM | VIRGINIA HOSPITAL CENTER | DISTRIBUTION SYSTEM | FSD | 1
VA6013800 | PB | LC | RT | Y | DS001 | LCR10 | DISTRIBUTION SYSTEM | VIRGINIA HOSPITAL CENTER | DISTRIBUTION SYSTEM | FSD | 1
VA6047014 | GE | NIT | RT | Y | EP001 | EP001 | FRONT OFFICE TAP | BELL NURSERY - CULPEPER | ENTRY POINT-WELL 3 |  | 1
VA6047015 | GE | HAA | RT | Y | DS001 | DBP01 | 6412 BAILEYS LN, LOT 28 | BAILEYS TRAILER PARK | BAILEY'S TRAILER PARK DISTRIBUTION |  | 1
VA6047015 | GE | THM | RT | Y | DS001 | DBP01 | 6412 BAILEYS LN, LOT 28 | BAILEYS TRAILER PARK | BAILEY'S TRAILER PARK DISTRIBUTION |  | 1
VA6047016 | GE | HAA | RT | Y | DS001 | DBP01 | CABIN - TRAINING AREA | COFFEEWOOD CORRECTIONAL CENTER | COFFEEWOOD DISTRIBUTION |  | 1
VA6047016 | GE | THM | RT | Y | DS001 | DBP01 | CABIN - TRAINING AREA | COFFEEWOOD CORRECTIONAL CENTER | COFFEEWOOD DISTRIBUTION |  | 1
VA6047021 | GE | NIT | RT | Y | EP002 | EP002 | TAP AFTER PRESSURE TANK (WELLS 2 AND 3) | INN AT KELLY`S FORD | TAP AFTER PRESSURE TANK (WELLS 2 AND 3) |  | 1
VA6047030 | GE | NIT | RT | Y | EP001 | EP001 | TAP AFTER TREATMENT | CHILDHELP | ENTRY POINT |  | 1
VA6047030 | GE | VOC | RT | Y | EP001 | EP001 | TAP AFTER TREATMENT | CHILDHELP | ENTRY POINT |  | 1
VA6047035 | GE | HAA | RT | Y | DS001 | DBP01 | DIST TAP AT WELL 10A | CLEVENGERS VILLAGE | DISTRIBUTION SYSTEM |  | 1
VA6047035 | GE | THM | RT | Y | DS001 | DBP01 | DIST TAP AT WELL 10A | CLEVENGERS VILLAGE | DISTRIBUTION SYSTEM |  | 1
VA6047035 | GE | NIT | RT | Y | EP001 | EP001 | WTP FINISHED WATER TAP | CLEVENGERS VILLAGE | ENTRY POINT |  | 1
VA6047035 | GE | VOC | RT | Y | EP001 | EP001 | WTP FINISHED WATER TAP | CLEVENGERS VILLAGE | ENTRY POINT |  | 1
VA6047038 | PB | LC | RT | Y | DS001 | DS003 | 19223 STALLION | CEDARBROOKE SUBDIVISION | DISTRIBUTION SYSTEM | FSD | 1
VA6047038 | PB | LC | RT | Y | DS001 | DS004 | 19201 STALLION | CEDARBROOKE SUBDIVISION | DISTRIBUTION SYSTEM | FSD | 1
VA6047038 | PB | LC | RT | Y | DS001 | DS006 | 19249 STALLION | CEDARBROOKE SUBDIVISION | DISTRIBUTION SYSTEM | FSD | 1
VA6047038 | PB | LC | RT | Y | DS001 | DS007 | 19255 STALLION ROAD | CEDARBROOKE SUBDIVISION | DISTRIBUTION SYSTEM | FSD | 1
VA6047038 | PB | LC | RT | Y | DS001 | DS009 | 19266 STALLION | CEDARBROOKE SUBDIVISION | DISTRIBUTION SYSTEM | FSD | 1
VA6047040 | PB | LC | RT | Y | DS001 | DS001 | 19507 CLAIR MANOR DR | CLAIRMONT MANOR | DISTRIBUTION SYSTEM | FSD | 1
VA6047040 | PB | LC | RT | Y | DS001 | DS002 | 19231 BELLE CLAIR RD | CLAIRMONT MANOR | DISTRIBUTION SYSTEM | FSD | 1
VA6047040 | PB | LC | RT | Y | DS001 | DS003 | 11327 PIMLICO CIRCLE | CLAIRMONT MANOR | DISTRIBUTION SYSTEM | FSD | 1
VA6047040 | PB | LC | RT | Y | DS001 | DS004 | 11074 CLAIR MIST CT | CLAIRMONT MANOR | DISTRIBUTION SYSTEM | FSD | 1
VA6047040 | PB | LC | RT | Y | DS001 | DS005 | 11280 PIMLICO CIRCLE | CLAIRMONT MANOR | DISTRIBUTION SYSTEM | FSD | 1
VA6047050 | PB | LC | RT | Y | DS001 | DS001 | LOT 40 (13316) | CULPEPER MOBILE HOME PARK | CULPEPER MHP DISTRIBUTION | FSD | 1
VA6047050 | PB | LC | RT | Y | DS001 | DS002 | LOT 32 (13142) | CULPEPER MOBILE HOME PARK | CULPEPER MHP DISTRIBUTION | FSD | 1
VA6047050 | PB | LC | RT | Y | DS001 | DS003 | LOT 70 (13113) | CULPEPER MOBILE HOME PARK | CULPEPER MHP DISTRIBUTION | FSD | 1
VA6047050 | PB | LC | RT | Y | DS001 | DS004 | LOT 44 (13303) | CULPEPER MOBILE HOME PARK | CULPEPER MHP DISTRIBUTION | FSD | 1
VA6047050 | PB | LC | RT | Y | DS001 | DS005 | LOT 68 (13129) | CULPEPER MOBILE HOME PARK | CULPEPER MHP DISTRIBUTION | FSD | 1
VA6047065 | PB | LC | RT | Y | DS001 | DS002 | 13567 WINDMILL WAY | DUTCH HOLLOW SUBDIVISION | DISTRIBUTION SYSTEM | FSD | 1
VA6047065 | PB | LC | RT | Y | DS001 | DS003 | 13464 WINDMILL WAY | DUTCH HOLLOW SUBDIVISION | DISTRIBUTION SYSTEM | FSD | 1
VA6047065 | PB | LC | RT | Y | DS001 | DS008 | 13288 WINDMILL WAY | DUTCH HOLLOW SUBDIVISION | DISTRIBUTION SYSTEM | FSD | 1
VA6047065 | PB | LC | RT | Y | DS001 | DS009 | 11298 BRINKER COURT | DUTCH HOLLOW SUBDIVISION | DISTRIBUTION SYSTEM | FSD | 1
VA6047065 | PB | LC | RT | Y | DS001 | DS010 | 11283 HOLLAND COURT | DUTCH HOLLOW SUBDIVISION | DISTRIBUTION SYSTEM | FSD | 1
VA6047070 | GE | HAA | RT | Y | DS001 | DBP01 | WASTEWATER PLANT | EMERALD HILL ELEM SCHOOL | DISTRIBUTION SYSTEM |  | 1
VA6047070 | GE | THM | RT | Y | DS001 | DBP01 | WASTEWATER PLANT | EMERALD HILL ELEM SCHOOL | DISTRIBUTION SYSTEM |  | 1
VA6047070 | GE | INO | RT | Y | EP001 | EP001 | TAP AFTER TREATMENT | EMERALD HILL ELEM SCHOOL | ENTRY POINT |  | 1
VA6047070 | GE | MET | RT | Y | EP001 | EP001 | TAP AFTER TREATMENT | EMERALD HILL ELEM SCHOOL | ENTRY POINT |  | 1
VA6047070 | GE | NIT | RT | Y | EP001 | EP001 | TAP AFTER TREATMENT | EMERALD HILL ELEM SCHOOL | ENTRY POINT |  | 1
VA6047100 | PB | LC | RT | Y | DS001 | DS001 | PB/CU SITE #1 | FAIRVIEW ACRES | DISTRIBUTION SYSTEM | FSD | 1
VA6047100 | PB | LC | RT | Y | DS001 | DS002 | PB/CU SITE #2 | FAIRVIEW ACRES | DISTRIBUTION SYSTEM | FSD | 1
VA6047100 | PB | LC | RT | Y | DS001 | DS003 | PB/CU SITE #3 | FAIRVIEW ACRES | DISTRIBUTION SYSTEM | FSD | 1
VA6047100 | PB | LC | RT | Y | DS001 | DS004 | PB/CU SITE #4 | FAIRVIEW ACRES | DISTRIBUTION SYSTEM | FSD | 1
VA6047100 | PB | LC | RT | Y | DS001 | DS005 | PB/CU SITE #5 | FAIRVIEW ACRES | DISTRIBUTION SYSTEM | FSD | 1
VA6047200 | GE | HAA | RT | Y | DS001 | DBP01 | RM 1202 | NAVCC-LIBRARY OF CONGRESS PACKARD CAMPUS | DISTRIBUTION SYSTEM |  | 1
VA6047200 | GE | THM | RT | Y | DS001 | DBP01 | RM 1202 | NAVCC-LIBRARY OF CONGRESS PACKARD CAMPUS | DISTRIBUTION SYSTEM |  | 1
VA6047230 | PB | LC | RT | Y | DS001 | DS001 | 24339 OAK FOREST DRIVE | FOREST VIEW SUBDIVISION | FOREST VIEW SUBDIVISION DISTRIBUTION | FSD | 1
VA6047230 | PB | LC | RT | Y | DS001 | DS002 | 7197 CROCKETT AV | FOREST VIEW SUBDIVISION | FOREST VIEW SUBDIVISION DISTRIBUTION | FSD | 1
VA6047230 | PB | LC | RT | Y | DS001 | DS003 | 24562 OAK FOREST DRIVE | FOREST VIEW SUBDIVISION | FOREST VIEW SUBDIVISION DISTRIBUTION | FSD | 1
VA6047230 | PB | LC | RT | Y | DS001 | DS006 | 7279 CROCKETT AV | FOREST VIEW SUBDIVISION | FOREST VIEW SUBDIVISION DISTRIBUTION | FSD | 1
VA6047230 | PB | LC | RT | Y | DS001 | DS007 | 24346 OAK FOREST DR. | FOREST VIEW SUBDIVISION | FOREST VIEW SUBDIVISION DISTRIBUTION | FSD | 1
VA6047250 | PB | LC | RT | Y | DS001 | LCR01 | 16133 GIBSON MILLS ROAD | GIBSON MILLS SUBDIVISION | GIBSON MILLS DISTRIBUTION | FSD | 1
VA6047250 | PB | LC | RT | Y | DS001 | LCR02 | 16091 GIBSON MILLS ROAD | GIBSON MILLS SUBDIVISION | GIBSON MILLS DISTRIBUTION | FSD | 1
VA6047250 | PB | LC | RT | Y | DS001 | LCR03 | 16187 GIBSON MILLS ROAD | GIBSON MILLS SUBDIVISION | GIBSON MILLS DISTRIBUTION | FSD | 1
VA6047250 | PB | LC | RT | Y | DS001 | LCR04 | 16025 GIBSON MILLS ROAD | GIBSON MILLS SUBDIVISION | GIBSON MILLS DISTRIBUTION | FSD | 1
VA6047250 | PB | LC | RT | Y | DS001 | LCR05 | 16145 GIBSON MILLS ROAD | GIBSON MILLS SUBDIVISION | GIBSON MILLS DISTRIBUTION | FSD | 1
VA6047255 | GE | HAA | RT | Y | DS001 | DBP01 | 16201 GLENHOLLOW CT | GLENDALE SUBDIVISION | DISTRIBUTION SYSTEM |  | 1
VA6047255 | GE | THM | RT | Y | DS001 | DBP01 | 16201 GLENHOLLOW CT | GLENDALE SUBDIVISION | DISTRIBUTION SYSTEM |  | 1
VA6047255 | GE | INO | RT | Y | EP001 | EP001 | ENTRY POINT | GLENDALE SUBDIVISION | ENTRY POINT |  | 1
VA6047340 | GE | NIT | RT | Y | EP001 | EP001 | POE- WELL 1 (UPPER) | MOUNTAIN VIEW TRAILER PARK | ENTRY POINT - WELL 1 (UPPER) |  | 1
VA6047340 | GE | NIT | RT | Y | EP002 | EP002 | POE- WELL 2 (LOWER) | MOUNTAIN VIEW TRAILER PARK | ENTRY POINT - WELL 2 (LOWER) |  | 1
VA6047350 | PB | LC | RT | Y | DS001 | DS001 | SHOP FAUCET | BATTLEFIELD AUTO CENTER | BATTLEFIELD AUTO CENTER DISTRIBUTION | FSD | 1
VA6047350 | PB | LC | RT | Y | DS001 | DS002 | WOMEN'S EMPLOYEE RESTROOM | BATTLEFIELD AUTO CENTER | BATTLEFIELD AUTO CENTER DISTRIBUTION | FSD | 1
VA6047350 | PB | LC | RT | Y | DS001 | DS003 | GENT'S LOBBY RR | BATTLEFIELD AUTO CENTER | BATTLEFIELD AUTO CENTER DISTRIBUTION | FSD | 1
VA6047350 | PB | LC | RT | Y | DS001 | DS004 | LADIES' LOBBY RR | BATTLEFIELD AUTO CENTER | BATTLEFIELD AUTO CENTER DISTRIBUTION | FSD | 1
VA6047350 | PB | LC | RT | Y | DS001 | DS005 | JANITOR'S CLOSET SINK | BATTLEFIELD AUTO CENTER | BATTLEFIELD AUTO CENTER DISTRIBUTION | FSD | 1
VA6047355 | GE | HAA | RT | Y | DS001 | DBP01 | 9607 ROYS LANE | NORMAN ACRES SUBDIVISION | NORMAN ACRES DISTRIBUTION SYSTEM |  | 1
VA6047355 | GE | THM | RT | Y | DS001 | DBP01 | 9607 ROYS LANE | NORMAN ACRES SUBDIVISION | NORMAN ACRES DISTRIBUTION SYSTEM |  | 1
VA6047355 | PB | LC | RT | Y | DS001 | DS001 | 12012 SCOTTS MILL ROAD | NORMAN ACRES SUBDIVISION | NORMAN ACRES DISTRIBUTION SYSTEM | FSD | 1
VA6047355 | PB | LC | RT | Y | DS001 | DS002 | 9637 ROYS LANE | NORMAN ACRES SUBDIVISION | NORMAN ACRES DISTRIBUTION SYSTEM | FSD | 1
VA6047355 | PB | LC | RT | Y | DS001 | DS003 | 11558 SCOTTS MILL ROAD | NORMAN ACRES SUBDIVISION | NORMAN ACRES DISTRIBUTION SYSTEM | FSD | 1
VA6047355 | PB | LC | RT | Y | DS001 | DS004 | 9653 ROYS LANE | NORMAN ACRES SUBDIVISION | NORMAN ACRES DISTRIBUTION SYSTEM | FSD | 1
VA6047355 | PB | LC | RT | Y | DS001 | DS005 | 9600 ROYS LANE | NORMAN ACRES SUBDIVISION | NORMAN ACRES DISTRIBUTION SYSTEM | FSD | 1
VA6047360 | GE | HAA | RT | Y | DS001 | DBP01 | 8235 HEATHER LANE | NORTHTOWN VILLAGE | DISTRIBUTION SYSTEM |  | 1
VA6047360 | GE | THM | RT | Y | DS001 | DBP01 | 8235 HEATHER LANE | NORTHTOWN VILLAGE | DISTRIBUTION SYSTEM |  | 1
VA6047391 | GE | VOC | RT | Y | EP002 | EP002 | POE-WELL 4(CALAMINE) | OVERLOOK HEIGHTS COMBINED | EP002 - WELL 4 (CALAMINE) ENTRY POINT |  | 1
VA6047400 | GE | VOC | RT | Y | EP001 | EP001 | POE- WELL 1(AP HILL) | PELHAM MANOR | ENTRY POINT - WELL 1 (A. P. HILL) |  | 1
VA6047400 | GE | VOC | RT | Y | EP002 | EP002 | POE- WELL 2(STUNKLE) | PELHAM MANOR | ENTRY POINT - WELL 2 (STUNKLE) |  | 1
VA6047431 | PB | LC | RT | Y | DS001 | DS001 | 12282 HORSESHOE DR. | RANDLE RIDGE | DISTRIBUTION SYSTEM | FSD | 1
VA6047431 | PB | LC | RT | Y | DS001 | DS002 | 13256 BROCK LANE | RANDLE RIDGE | DISTRIBUTION SYSTEM | FSD | 1
VA6047431 | PB | LC | RT | Y | DS001 | DS003 | 13626 EGGBORNSVILLE | RANDLE RIDGE | DISTRIBUTION SYSTEM | FSD | 1
VA6047431 | PB | LC | RT | Y | DS001 | DS004 | 13594 EGGBORNSVILLE | RANDLE RIDGE | DISTRIBUTION SYSTEM | FSD | 1
VA6047431 | PB | LC | RT | Y | DS001 | DS005 | 13241 BROCK LANE | RANDLE RIDGE | DISTRIBUTION SYSTEM | FSD | 1
VA6047475 | PB | LC | RT | Y | DS001 | LCR01 | 19167 SYCAMORE LN. | SPRINGWOOD SUBDIVISION | SPRINGWOOD DISTRIBUTION | FSD | 1
VA6047475 | PB | LC | RT | Y | DS001 | LCR02 | 19151 SYCAMORE LN. | SPRINGWOOD SUBDIVISION | SPRINGWOOD DISTRIBUTION | FSD | 1
VA6047475 | PB | LC | RT | Y | DS001 | LCR03 | 19243 SYCAMORE LN. | SPRINGWOOD SUBDIVISION | SPRINGWOOD DISTRIBUTION | FSD | 1
VA6047475 | PB | LC | RT | Y | DS001 | LCR05 | 19216 SYCAMORE LN. | SPRINGWOOD SUBDIVISION | SPRINGWOOD DISTRIBUTION | FSD | 1
VA6047475 | PB | LC | RT | Y | DS001 | LCR09 | 19142 SYCAMORE LN. | SPRINGWOOD SUBDIVISION | SPRINGWOOD DISTRIBUTION | FSD | 1
VA6047490 | GE | HAA | RT | Y | DS001 | DBP01 | 17415 BRENRIDGE DR | BRENRIDGE SUBDIVISION | BRENRIDGE DISTRIBUTION |  | 1
VA6047490 | GE | THM | RT | Y | DS001 | DBP01 | 17415 BRENRIDGE DR | BRENRIDGE SUBDIVISION | BRENRIDGE DISTRIBUTION |  | 1
VA6047490 | GE | INO | RT | Y | EP001 | EP001 | TAP AFTER STORAGE | BRENRIDGE SUBDIVISION | ENTRY POINT - WELL 1 |  | 1
VA6047490 | GE | MET | RT | Y | EP001 | EP001 | TAP AFTER STORAGE | BRENRIDGE SUBDIVISION | ENTRY POINT - WELL 1 |  | 1
VA6047490 | GE | NIT | RT | Y | EP001 | EP001 | TAP AFTER STORAGE | BRENRIDGE SUBDIVISION | ENTRY POINT - WELL 1 |  | 1
VA6047490 | GE | RAD | RT | Y | EP001 | EP001 | TAP AFTER STORAGE | BRENRIDGE SUBDIVISION | ENTRY POINT - WELL 1 |  | 1
VA6047490 | GE | VOC | RT | Y | EP001 | EP001 | TAP AFTER STORAGE | BRENRIDGE SUBDIVISION | ENTRY POINT - WELL 1 |  | 1
VA6047500 | GE | HAA | RT | Y | DS001 | DBP01 | INLET LINE (MAX RES) | CULPEPER, TOWN OF | DISTRIBUTION SYSTEM |  | 1
VA6047500 | GE | THM | RT | Y | DS001 | DBP01 | INLET LINE (MAX RES) | CULPEPER, TOWN OF | DISTRIBUTION SYSTEM |  | 1
VA6047500 | GE | HAA | RT | Y | DS001 | DBP02 | 515 LESCO BLVD | CULPEPER, TOWN OF | DISTRIBUTION SYSTEM |  | 1
VA6047500 | GE | THM | RT | Y | DS001 | DBP02 | 515 LESCO BLVD | CULPEPER, TOWN OF | DISTRIBUTION SYSTEM |  | 1
VA6047500 | GE | HAA | RT | Y | DS001 | DBP03 | 7-11 SOUTH | CULPEPER, TOWN OF | DISTRIBUTION SYSTEM |  | 1
VA6047500 | GE | THM | RT | Y | DS001 | DBP03 | 7-11 SOUTH | CULPEPER, TOWN OF | DISTRIBUTION SYSTEM |  | 1
VA6047500 | GE | HAA | RT | Y | DS001 | DBP04 | 18471 INDUSTRIAL ROAD | CULPEPER, TOWN OF | DISTRIBUTION SYSTEM |  | 1
VA6047500 | GE | THM | RT | Y | DS001 | DBP04 | 18471 INDUSTRIAL ROAD | CULPEPER, TOWN OF | DISTRIBUTION SYSTEM |  | 1
VA6047705 | GE | NIT | RT | Y | EP001 | EP001 | EP001 | D-22 WATERWORKS | EP001 |  | 1
VA6047851 | GE | NIT | RT | Y | EP001 | EP001 | POE- WELL 1 (WOODS) | WESTLAKES SUBDIVISION | ENTRY POINT - WELL 1 (WOODS) |  | 1
VA6047851 | GE | NIT | RT | Y | EP002 | EP002 | POE- WELL 2 (ROAD) | WESTLAKES SUBDIVISION | ENTRY POINT - WELL 2 (ROAD) |  | 1
VA6047865 | PB | LC | RT | Y | DS001 | DS001 | 8188 CRESTVIEW PLACE | WESTOVER ESTATES | WESTOVER ESTATES DISTRIBUTION SYSTEM | FSD | 1
VA6047865 | PB | LC | RT | Y | DS001 | DS003 | 8229 CRESTVIEW PLACE | WESTOVER ESTATES | WESTOVER ESTATES DISTRIBUTION SYSTEM | FSD | 1
VA6047865 | PB | LC | RT | Y | DS001 | DS006 | 8226 CRESTVIEW PLACE | WESTOVER ESTATES | WESTOVER ESTATES DISTRIBUTION SYSTEM | FSD | 1
VA6047865 | PB | LC | RT | Y | DS001 | DS007 | 16500 N MERRIMAC RD | WESTOVER ESTATES | WESTOVER ESTATES DISTRIBUTION SYSTEM | FSD | 1
VA6047865 | PB | LC | RT | Y | DS001 | LC001 | 8194 CRESTVIEW PLACE | WESTOVER ESTATES | WESTOVER ESTATES DISTRIBUTION SYSTEM | FSD | 1
VA6059010 | PB | LC | RT | Y | DS001 | DS002 | 00 FLOOR WOMENS ROO | AT&T COMPANY | DISTRIBUTION SYSTEM | FSD | 1
VA6059010 | PB | LC | RT | Y | DS001 | DS003 | FLOOR 00 MENS ROOM | AT&T COMPANY | DISTRIBUTION SYSTEM | FSD | 1
VA6059010 | PB | LC | RT | Y | DS001 | DS004 | MEZZANINE KITCHEN | AT&T COMPANY | DISTRIBUTION SYSTEM | FSD | 1
VA6059010 | PB | LC | RT | Y | DS001 | DS006 | MEN'S BATHROOM | AT&T COMPANY | DISTRIBUTION SYSTEM | FSD | 1
VA6059010 | PB | LC | RT | Y | DS001 | DS007 | UPPER LEVEL MEN'S RESTROOM | AT&T COMPANY | DISTRIBUTION SYSTEM | FSD | 1
VA6059023 | GE | VOC | RT | Y | EP001 | EP001 | 1ST FAUCET | TRATTORIA VILLAGIO | ENTRY POINT |  | 1
VA6059032 | GE | NIT | RT | Y | EP001 | EP001 | ENTRY POINT TAP | BULL RUN - BATHHOUSE #2 | ENTRY POINT |  | 1
VA6059034 | GE | NIT | RT | Y | EP001 | EP001 | TAP AFTER TREATMENT | CAMP FRASER | ENTRY POINT |  | 1
VA6059050 | GE | HAA | RT | Y | DS001 | DBP001 | 1E - FIRE HOUSE 303 | DULLES AIRPORT | DISTRIBUTION SYSTEM |  | 1
VA6059050 | GE | THM | RT | Y | DS001 | DBP001 | 1E - FIRE HOUSE 303 | DULLES AIRPORT | DISTRIBUTION SYSTEM |  | 1
VA6059050 | GE | HAA | RT | Y | DS001 | DBP002 | 1D - CARGO BUILDING #3 | DULLES AIRPORT | DISTRIBUTION SYSTEM |  | 1
VA6059050 | GE | THM | RT | Y | DS001 | DBP002 | 1D - CARGO BUILDING #3 | DULLES AIRPORT | DISTRIBUTION SYSTEM |  | 1
VA6059050 | GE | HAA | RT | Y | DS001 | DBP003 | #1 - NEW IAB | DULLES AIRPORT | DISTRIBUTION SYSTEM |  | 1
VA6059050 | GE | THM | RT | Y | DS001 | DBP003 | #1 - NEW IAB | DULLES AIRPORT | DISTRIBUTION SYSTEM |  | 1
VA6059050 | GE | HAA | RT | Y | DS001 | DBP004 | 1G - HERTZ CAR RENTAL | DULLES AIRPORT | DISTRIBUTION SYSTEM |  | 1
VA6059501 | GE | THM | RT | Y | DS001 | DBP004 | 3721 - 2421 HUNTER MILL RD | FAIRFAX COUNTY WATER AUTHORITY | DISTRIBUTION SYSTEM |  | 1
VA6059501 | GE | HAA | RT | Y | DS001 | DBP005 | RE13 - NEUSE WY & CHESAPEAKE DR | FAIRFAX COUNTY WATER AUTHORITY | DISTRIBUTION SYSTEM |  | 1
VA6059501 | GE | THM | RT | Y | DS001 | DBP005 | RE13 - NEUSE WY & CHESAPEAKE DR | FAIRFAX COUNTY WATER AUTHORITY | DISTRIBUTION SYSTEM |  | 1
VA6059501 | GE | HAA | RT | Y | DS001 | DBP006 | 6532 - 6816 HARTWOOD LA | FAIRFAX COUNTY WATER AUTHORITY | DISTRIBUTION SYSTEM |  | 1
VA6059501 | GE | THM | RT | Y | DS001 | DBP006 | 6532 - 6816 HARTWOOD LA | FAIRFAX COUNTY WATER AUTHORITY | DISTRIBUTION SYSTEM |  | 1
VA6059501 | GE | HAA | RT | Y | DS001 | DBP007 | 11121 - 8718 STANDISH RD | FAIRFAX COUNTY WATER AUTHORITY | DISTRIBUTION SYSTEM |  | 1
VA6059501 | GE | THM | RT | Y | DS001 | DBP007 | 11121 - 8718 STANDISH RD | FAIRFAX COUNTY WATER AUTHORITY | DISTRIBUTION SYSTEM |  | 1
VA6059501 | GE | HAA | RT | Y | DS001 | DBP008 | 7611 - 6121 SADDLE HOR DR | FAIRFAX COUNTY WATER AUTHORITY | DISTRIBUTION SYSTEM |  | 1
VA6059501 | GE | THM | RT | Y | DS001 | DBP008 | 7611 - 6121 SADDLE HOR DR | FAIRFAX COUNTY WATER AUTHORITY | DISTRIBUTION SYSTEM |  | 1
VA6059501 | GE | HAA | RT | Y | DS001 | DBP009 | 7021 - 4317 WOODLARK DR | FAIRFAX COUNTY WATER AUTHORITY | DISTRIBUTION SYSTEM |  | 1
VA6059501 | GE | THM | RT | Y | DS001 | DBP009 | 7021 - 4317 WOODLARK DR | FAIRFAX COUNTY WATER AUTHORITY | DISTRIBUTION SYSTEM |  | 1
VA6059501 | GE | HAA | RT | Y | DS001 | DBP010 | 11031 - 9430 FOREST HAVEN DR. | FAIRFAX COUNTY WATER AUTHORITY | DISTRIBUTION SYSTEM |  | 1
VA6059501 | GE | THM | RT | Y | DS001 | DBP010 | 11031 - 9430 FOREST HAVEN DR. | FAIRFAX COUNTY WATER AUTHORITY | DISTRIBUTION SYSTEM |  | 1
VA6059501 | GE | HAA | RT | Y | DS001 | DBP011 | 1741 - 1821 OLD RESTON AVE | FAIRFAX COUNTY WATER AUTHORITY | DISTRIBUTION SYSTEM |  | 1
VA6059501 | GE | THM | RT | Y | DS001 | DBP011 | 1741 - 1821 OLD RESTON AVE | FAIRFAX COUNTY WATER AUTHORITY | DISTRIBUTION SYSTEM |  | 1
VA6059501 | GE | HAA | RT | Y | DS001 | DBP012 | 8221 - 5713/5715 EVERGREEN KNOLL CT | FAIRFAX COUNTY WATER AUTHORITY | DISTRIBUTION SYSTEM |  | 1
VA6059501 | GE | THM | RT | Y | DS001 | DBP012 | 8221 - 5713/5715 EVERGREEN KNOLL CT | FAIRFAX COUNTY WATER AUTHORITY | DISTRIBUTION SYSTEM |  | 1
VA6059501 | GE | HAA | RT | Y | DS001 | DBP013 | CFC 031/202 TURKEY RUN REC AREA HQ | FAIRFAX COUNTY WATER AUTHORITY | DISTRIBUTION SYSTEM |  | 1
VA6059501 | GE | THM | RT | Y | DS001 | DBP013 | CFC 031/202 TURKEY RUN REC AREA HQ | FAIRFAX COUNTY WATER AUTHORITY | DISTRIBUTION SYSTEM |  | 1
VA6059501 | GE | HAA | RT | Y | DS001 | DBP014 | CFC 013/311 - 2148 GALLOWS RD | FAIRFAX COUNTY WATER AUTHORITY | DISTRIBUTION SYSTEM |  | 1
VA6059501 | GE | THM | RT | Y | DS001 | DBP014 | CFC 013/311 - 2148 GALLOWS RD | FAIRFAX COUNTY WATER AUTHORITY | DISTRIBUTION SYSTEM |  | 1
VA6059501 | GE | HAA | RT | Y | DS001 | DBP015 | CFC 025/314 - 9411 LEE HIGHWAY | FAIRFAX COUNTY WATER AUTHORITY | DISTRIBUTION SYSTEM |  | 1
VA6059501 | GE | THM | RT | Y | DS001 | DBP015 | CFC 025/314 - 9411 LEE HIGHWAY | FAIRFAX COUNTY WATER AUTHORITY | DISTRIBUTION SYSTEM |  | 1
VA6059501 | GE | HAA | RT | Y | DS001 | DBP018 | S1S1 - UNIVERSITY TANK | FAIRFAX COUNTY WATER AUTHORITY | DISTRIBUTION SYSTEM |  | 1
VA6059501 | GE | THM | RT | Y | DS001 | DBP018 | S1S1 - UNIVERSITY TANK | FAIRFAX COUNTY WATER AUTHORITY | DISTRIBUTION SYSTEM |  | 1
VA6059501 | GE | BRO | RT | Y | EP001 | EP001 | HIGH SERVICE PUMPS | FAIRFAX COUNTY WATER AUTHORITY | CORBALIS WTP ENTRY POINT 001 |  | 3
VA6059501 | GE | FL2 | ST | N | EP001 | EP001 | HIGH SERVICE PUMPS | FAIRFAX COUNTY WATER AUTHORITY | CORBALIS WTP ENTRY POINT 001 |  | 3
VA6059501 | GE | VOC | RT | Y | EP001 | EP001 | HIGH SERVICE PUMPS | FAIRFAX COUNTY WATER AUTHORITY | CORBALIS WTP ENTRY POINT 001 |  | 1
VA6059501 | GE | BRO | RT | Y | EP002 | EP002 | HIGH SERVICE PUMPS | FAIRFAX COUNTY WATER AUTHORITY | CORBALIS WTP ENTRY POINT 002 |  | 3
VA6059501 | GE | VOC | RT | Y | EP002 | EP002 | HIGH SERVICE PUMPS | FAIRFAX COUNTY WATER AUTHORITY | CORBALIS WTP ENTRY POINT 002 |  | 1
VA6059501 | GE | BRO | RT | Y | EP003 | EP003 | HIGH SERVICE PUMPS | FAIRFAX COUNTY WATER AUTHORITY | CORBALIS WTP ENTRY POINT 003 |  | 3
VA6059501 | GE | VOC | RT | Y | EP003 | EP003 | HIGH SERVICE PUMPS | FAIRFAX COUNTY WATER AUTHORITY | CORBALIS WTP ENTRY POINT 003 |  | 1
VA6059501 | GE | BRO | RT | Y | EP004 | EP004 | 1ST HIGH TO FOX MILL | FAIRFAX COUNTY WATER AUTHORITY | CORBALIS WTP ENTRY POINT 004 |  | 3
VA6059501 | GE | VOC | RT | Y | EP004 | EP004 | 1ST HIGH TO FOX MILL | FAIRFAX COUNTY WATER AUTHORITY | CORBALIS WTP ENTRY POINT 004 |  | 1
VA6059501 | GE | BRO | RT | Y | EP022 | EP022 | GRIFFITH EP022 | FAIRFAX COUNTY WATER AUTHORITY | GRIFFITH WTP ENTRY POINT 022 |  | 3
VA6059501 | GE | FL2 | ST | N | EP022 | EP022 | GRIFFITH EP022 | FAIRFAX COUNTY WATER AUTHORITY | GRIFFITH WTP ENTRY POINT 022 |  | 3
VA6059501 | GE | TOA | RT | Y | TOCR1 | RW001 | RAW WATER TOC ALK - JJ CORBALIS | FAIRFAX COUNTY WATER AUTHORITY | RAW WATER TOC ALK JJ CORBALIS TP |  | 3
VA6059501 | GE | TOA | RT | Y | TOCR2 | RW021 | RAW WATER TOC ALK - GRIFFITH | FAIRFAX COUNTY WATER AUTHORITY | RAW WATER TOC ALK - GRIFFITH |  | 3
VA6059501 | GE | TOC | RT | Y | TP001 | UP001 | CORBALIS FIN WATER | FAIRFAX COUNTY WATER AUTHORITY | JJ CORBALIS TREATMENT PLANT |  | 3
VA6059501 | GE | TOC | RT | Y | TP002 | UP021 | GRIFFITH FIN WATER | FAIRFAX COUNTY WATER AUTHORITY | GRIFFITH WTP |  | 3
VA6059502 | GE | HAA | RT | Y | DS001 | DBP01 | 2108 POWHATAN ST | FAIRFAX WATER - ARLINGTON SPECIAL | DISTRIBUTION SYSTEM |  | 1
VA6059502 | GE | THM | RT | Y | DS001 | DBP01 | 2108 POWHATAN ST | FAIRFAX WATER - ARLINGTON SPECIAL | DISTRIBUTION SYSTEM |  | 1
VA6059502 | PB | LC | RT | Y | DS001 | LC001 | 2032 FRANKLIN CLUSTER COURT | FAIRFAX WATER - ARLINGTON SPECIAL | DISTRIBUTION SYSTEM | FSD | 1
VA6059502 | PB | LC | RT | Y | DS001 | LC003 | 2115 NATAHOA COURT | FAIRFAX WATER - ARLINGTON SPECIAL | DISTRIBUTION SYSTEM | FSD | 1
VA6059502 | PB | LC | RT | Y | DS001 | LC004 | 2116 NATAHOA COURT | FAIRFAX WATER - ARLINGTON SPECIAL | DISTRIBUTION SYSTEM | FSD | 1
VA6059502 | PB | LC | RT | Y | DS001 | LC006 | 2118 NATAHOA COURT | FAIRFAX WATER - ARLINGTON SPECIAL | DISTRIBUTION SYSTEM | FSD | 1
VA6059502 | PB | LC | RT | Y | DS001 | LC008 | 2121 NATAHOA COURT | FAIRFAX WATER - ARLINGTON SPECIAL | DISTRIBUTION SYSTEM | FSD | 1
VA6059502 | PB | LC | RT | Y | DS001 | LC009 | 6503 MACHODOC COURT | FAIRFAX WATER - ARLINGTON SPECIAL | DISTRIBUTION SYSTEM | FSD | 1
VA6059502 | PB | LC | RT | Y | DS001 | LC011 | 6507 MACHODOC COURT | FAIRFAX WATER - ARLINGTON SPECIAL | DISTRIBUTION SYSTEM | FSD | 1
VA6059502 | PB | LC | RT | Y | DS001 | LC012 | 6508 MACHODOC COURT | FAIRFAX WATER - ARLINGTON SPECIAL | DISTRIBUTION SYSTEM | FSD | 1
VA6059502 | PB | LC | RT | Y | DS001 | LC013 | 6509 MACODOC COURT | FAIRFAX WATER - ARLINGTON SPECIAL | DISTRIBUTION SYSTEM | FSD | 1
VA6059502 | PB | LC | RT | Y | DS001 | LC014 | 6511 MACHODOC COURT | FAIRFAX WATER - ARLINGTON SPECIAL | DISTRIBUTION SYSTEM | FSD | 1
VA6059548 | GE | NIT | RT | Y | EP001 | EP001 | ENTRY POINT | TRUMMER'S ON MAIN | ENTRY POINT |  | 1
VA6059550 | GE | HAA | RT | Y | DS001 | DS001 | 700 BENNETT ST | HERNDON, TOWN OF | DISTRIBUTION SYSTEM |  | 1
VA6059550 | GE | THM | RT | Y | DS001 | DS001 | 700 BENNETT ST | HERNDON, TOWN OF | DISTRIBUTION SYSTEM |  | 1
VA6059550 | GE | HAA | RT | Y | DS001 | DS002 | 417 MADISON ST | HERNDON, TOWN OF | DISTRIBUTION SYSTEM |  | 1
VA6059550 | GE | THM | RT | Y | DS001 | DS002 | 417 MADISON ST | HERNDON, TOWN OF | DISTRIBUTION SYSTEM |  | 1
VA6059550 | GE | HAA | RT | Y | DS001 | DS003 | 620 HERNDON PKWY | HERNDON, TOWN OF | DISTRIBUTION SYSTEM |  | 1
VA6059550 | GE | THM | RT | Y | DS001 | DS003 | 620 HERNDON PKWY | HERNDON, TOWN OF | DISTRIBUTION SYSTEM |  | 1
VA6059550 | GE | HAA | RT | Y | DS001 | DS004 | 1481 STERLING RD | HERNDON, TOWN OF | DISTRIBUTION SYSTEM |  | 1
VA6059550 | GE | THM | RT | Y | DS001 | DS004 | 1481 STERLING RD | HERNDON, TOWN OF | DISTRIBUTION SYSTEM |  | 1
VA6059555 | PB | LC | RT | Y | DS001 | PBCU1 | LAUBERGE CHEZ FRANCOIS | L`AUBERGE CHEZ FRANCOIS | LAUBERGE CHEZ FRANCOIS | FSD | 1
VA6059555 | PB | LC | RT | Y | DS001 | PBCU2 | LAUBERGE CHEZ FRANCOIS | L`AUBERGE CHEZ FRANCOIS | LAUBERGE CHEZ FRANCOIS | FSD | 1
VA6059555 | PB | LC | RT | Y | DS001 | PBCU3 | LAUBERGE CHEZ FRANCOIS | L`AUBERGE CHEZ FRANCOIS | LAUBERGE CHEZ FRANCOIS | FSD | 1
VA6059555 | PB | LC | RT | Y | DS001 | PBCU4 | LAUBERGE CHEZ FRANCOIS | L`AUBERGE CHEZ FRANCOIS | LAUBERGE CHEZ FRANCOIS | FSD | 1
VA6059555 | PB | LC | RT | Y | DS001 | PBCU5 | LAUBERGE CHEZ FRANCOIS | L`AUBERGE CHEZ FRANCOIS | LAUBERGE CHEZ FRANCOIS | FSD | 1
VA6059624 | PB | LC | RT | Y | DS001 | DS001 | QRTS #1 REES | MOUNT VERNON | DISTRIBUTION SYSTEM | FSD | 1
VA6059624 | PB | LC | RT | Y | DS001 | DS002 | QRTS #2 SLIGER | MOUNT VERNON | DISTRIBUTION SYSTEM | FSD | 1
VA6059624 | PB | LC | RT | Y | DS001 | DS003 | QRTS #3 SIMMS | MOUNT VERNON | DISTRIBUTION SYSTEM | FSD | 1
VA6059624 | PB | LC | RT | Y | DS001 | DS004 | QRTS #4 DAVIS | MOUNT VERNON | DISTRIBUTION SYSTEM | FSD | 1
VA6059624 | PB | LC | RT | Y | DS001 | DS005 | QRTS #5 EMBREY | MOUNT VERNON | DISTRIBUTION SYSTEM | FSD | 1
VA6059624 | GE | NIT | RT | Y | EP005 | EP005 | TAP AFTER TREATMENT | MOUNT VERNON | WELL 5 POE AFTER TREATMENT |  | 1
VA6059624 | GE | VOC | RT | Y | EP005 | EP005 | TAP AFTER TREATMENT | MOUNT VERNON | WELL 5 POE AFTER TREATMENT |  | 1
VA6059641 | GE | NIT | RT | Y | EP001 | EP001 | TAP AFTER STORAGE | POHICK BAY - COMFORT STATION #3 | ENTRY POINT |  | 1
VA6059685 | GE | NIT | RT | Y | EP001 | EP001 | TAP AFTER TREATMENT | RIVERBEND GOLF & COUNTRY CLUB | COMBINED POE - 2 WELLS |  | 1
VA6059685 | GE | NIT | RT | Y | WL002 | RW002 | WELL #2 | RIVERBEND GOLF & COUNTRY CLUB | WELL #2 |  | 1
VA6059739 | GE | NIT | RT | Y | EP001 | EP001 | TAP AFTER TREATMENT | ST FRANCIS EPISCOPAL CHURCH | TAP AFTER TREATMENT |  | 1
VA6059750 | PB | LC | RT | Y | DS001 | DS001 | 1205 SHENANDOAH | TAUXEMONT | DISTRIBUTION SYSTEM | FSD | 1
VA6059750 | PB | LC | RT | Y | DS001 | DS002 | 7713 TAUXEMONT RD | TAUXEMONT | DISTRIBUTION SYSTEM | FSD | 1
VA6059750 | PB | LC | RT | Y | DS001 | DS003 | 7936 BOLLING RD | TAUXEMONT | DISTRIBUTION SYSTEM | FSD | 1
VA6059750 | PB | LC | RT | Y | DS001 | DS004 | 7817 ACCOTINK PLACE | TAUXEMONT | DISTRIBUTION SYSTEM | FSD | 1
VA6059750 | PB | LC | RT | Y | DS001 | DS005 | 7828 ACCOTINK PL | TAUXEMONT | DISTRIBUTION SYSTEM | FSD | 1
VA6059800 | GE | HAA | RT | Y | DS001 | DBP001 | 127 CENTER STREET SOUTH | VIENNA, TOWN OF | DISTRIBUTION SYSTEM |  | 1
VA6059800 | GE | THM | RT | Y | DS001 | DBP001 | 127 CENTER STREET SOUTH | VIENNA, TOWN OF | DISTRIBUTION SYSTEM |  | 1
VA6059800 | GE | HAA | RT | Y | DS001 | DBP002 | 2444 FLINT HILL RD | VIENNA, TOWN OF | DISTRIBUTION SYSTEM |  | 1
VA6059800 | GE | THM | RT | Y | DS001 | DBP002 | 2444 FLINT HILL RD | VIENNA, TOWN OF | DISTRIBUTION SYSTEM |  | 1
VA6059800 | GE | HAA | RT | Y | DS001 | DBP003 | 600 GLYNDON STREET NE | VIENNA, TOWN OF | DISTRIBUTION SYSTEM |  | 1
VA6059800 | GE | THM | RT | Y | DS001 | DBP003 | 600 GLYNDON STREET NE | VIENNA, TOWN OF | DISTRIBUTION SYSTEM |  | 1
VA6059800 | GE | HAA | RT | Y | DS001 | DBP004 | 8600 WALL ST. PUMP STATION | VIENNA, TOWN OF | DISTRIBUTION SYSTEM |  | 1
VA6059800 | GE | THM | RT | Y | DS001 | DBP004 | 8600 WALL ST. PUMP STATION | VIENNA, TOWN OF | DISTRIBUTION SYSTEM |  | 1
VA6061005 | GE | HAA | RT | Y | DS001 | DBP01 | LODGE | AIRLIE FOUNDATION | DISTRIBUTION SYSTEM |  | 1
VA6061005 | GE | THM | RT | Y | DS001 | DBP01 | LODGE | AIRLIE FOUNDATION | DISTRIBUTION SYSTEM |  | 1
VA6061008 | GE | VOC | RT | Y | EP001 | EP001 | TAP AFTER TREATMENT | AUBURN CROSSING | ENTRY POINT |  | 1
VA6061020 | PB | LC | RT | Y | DS001 | DS001 | LEAD COPPER SITE 01 | BALDWIN RIDGE | BALDWIN RIDGE DISTRIBUTION | FSD | 1
VA6061020 | PB | LC | RT | Y | DS001 | DS002 | LEAD COPPER SITE 02 | BALDWIN RIDGE | BALDWIN RIDGE DISTRIBUTION | FSD | 1
VA6061020 | PB | LC | RT | Y | DS001 | DS003 | LEAD COPPER SITE 03 | BALDWIN RIDGE | BALDWIN RIDGE DISTRIBUTION | FSD | 1
VA6061020 | PB | LC | RT | Y | DS001 | DS004 | LEAD COPPER SITE 04 | BALDWIN RIDGE | BALDWIN RIDGE DISTRIBUTION | FSD | 1
VA6061020 | PB | LC | RT | Y | DS001 | DS005 | LEAD COPPER SITE 05 | BALDWIN RIDGE | BALDWIN RIDGE DISTRIBUTION | FSD | 1
VA6061020 | GE | NIT | RT | Y | EP001 | EP001 | TAP AFTER STORAGE | BALDWIN RIDGE | ENTRY POINT |  | 1
VA6061050 | PB | LC | RT | Y | DS001 | DS001 | 7196 AIRLIE RD | BETHEL ACADEMY SUBDIVISION | BETHEL ACADEMY DISTRIBUTION | FSD | 1
VA6061050 | PB | LC | RT | Y | DS001 | DS002 | 6495 ARTILLERY RD | BETHEL ACADEMY SUBDIVISION | BETHEL ACADEMY DISTRIBUTION | FSD | 1
VA6061050 | PB | LC | RT | Y | DS001 | DS003 | 7128 AIRLIE RD | BETHEL ACADEMY SUBDIVISION | BETHEL ACADEMY DISTRIBUTION | FSD | 1
VA6061050 | PB | LC | RT | Y | DS001 | DS004 | 7128 ACADEMY RD | BETHEL ACADEMY SUBDIVISION | BETHEL ACADEMY DISTRIBUTION | FSD | 1
VA6061050 | PB | LC | RT | Y | DS001 | DS005 | 6460 PAVILION ST | BETHEL ACADEMY SUBDIVISION | BETHEL ACADEMY DISTRIBUTION | FSD | 1
VA6061050 | GE | NIT | RT | Y | EP001 | EP001 | TAP AFTER STORAGE | BETHEL ACADEMY SUBDIVISION | ENTRY POINT - WELL 1 AND 2 |  | 1
VA6061057 | PB | LC | RT | Y | DS001 | DS001 | 8186 MANGUM CT | BOTHA SUBDIVISION | BOTHA SUBDIVISION DISTRIBUTION SYSTEM | FSD | 1
VA6061057 | PB | LC | RT | Y | DS001 | DS002 | 8114 MANGUM CT | BOTHA SUBDIVISION | BOTHA SUBDIVISION DISTRIBUTION SYSTEM | FSD | 1
VA6061057 | PB | LC | RT | Y | DS001 | DS003 | 8140 MANGUM CT | BOTHA SUBDIVISION | BOTHA SUBDIVISION DISTRIBUTION SYSTEM | FSD | 1
VA6061057 | PB | LC | RT | Y | DS001 | DS004 | 8170 MANGUM CT | BOTHA SUBDIVISION | BOTHA SUBDIVISION DISTRIBUTION SYSTEM | FSD | 1
VA6061057 | PB | LC | RT | Y | DS001 | DS005 | 8166 MANGUM CT | BOTHA SUBDIVISION | BOTHA SUBDIVISION DISTRIBUTION SYSTEM | FSD | 1
VA6061112 | GE | NIT | RT | Y | EP001 | EP001 | TAP AFTER STORAGE | WALNUT GROVE CHILD CARE III | ENTRY POINT |  | 1
VA6061114 | GE | HAA | RT | Y | DS001 | DBP01 | MAX RESIDENCE TIME | FAUQUIER SPRINGS | FAUQUIER SPRINGS DISTRIBUTION |  | 1
VA6061114 | GE | THM | RT | Y | DS001 | DBP01 | MAX RESIDENCE TIME | FAUQUIER SPRINGS | FAUQUIER SPRINGS DISTRIBUTION |  | 1
VA6061117 | GE | THM | RT | Y | DS001 | DBP01 | BLOWOFF AT REAR OF LOT 72C | OPAL REGIONAL | OPAL REGIONAL DISTRIBUTION SYSTEM |  | 1
VA6061117 | GE | HAA | RT | Y | DS001 | DBP02 | BLOWOFF AT END OF RIDGEDALE DR | OPAL REGIONAL | OPAL REGIONAL DISTRIBUTION SYSTEM |  | 1
VA6061150 | GE | RAD | RT | Y | EP002 | EP002 | TAP AFTER TREATMENT | MARSH RUN MOBILE HOME PARK | TAP AFTER TREATMENT - WELL #4 IN SERVICE |  | 1
VA6061150 | GE | RAD | RT | Y | EP004 | EP004 | TAP AFTER TREATMENT - WELL #5 IN SERVICE | MARSH RUN MOBILE HOME PARK | TAP AFTER TREATMENT - WELL #5 IN SERVICE |  | 1
VA6061150 | GE | VOC | RT | Y | EP004 | EP004 | TAP AFTER TREATMENT - WELL #5 IN SERVICE | MARSH RUN MOBILE HOME PARK | TAP AFTER TREATMENT - WELL #5 IN SERVICE |  | 1
VA6061200 | GE | THM | RT | Y | DS001 | DBP01 | MEGS DRIVE HYDRANT | MARSHALL WATERWORKS | MARSHALL WATERWORKS DISTRIBUTION |  | 1
VA6061200 | GE | HAA | RT | Y | DS001 | DBP02 | EMERALD LN HYDRANT | MARSHALL WATERWORKS | MARSHALL WATERWORKS DISTRIBUTION |  | 1
VA6061200 | PB | LC | RT | Y | DS001 | DS001 | LEAD COPPER SITE 01 | MARSHALL WATERWORKS | MARSHALL WATERWORKS DISTRIBUTION | FSD | 1
VA6061200 | PB | LC | RT | Y | DS001 | DS002 | LEAD COPPER SITE 02 | MARSHALL WATERWORKS | MARSHALL WATERWORKS DISTRIBUTION | FSD | 1
VA6061200 | PB | LC | RT | Y | DS001 | DS003 | LEAD COPPER SITE 03 | MARSHALL WATERWORKS | MARSHALL WATERWORKS DISTRIBUTION | FSD | 1
VA6061200 | PB | LC | RT | Y | DS001 | DS004 | LEAD COPPER SITE 04 | MARSHALL WATERWORKS | MARSHALL WATERWORKS DISTRIBUTION | FSD | 1
VA6061200 | PB | LC | RT | Y | DS001 | DS005 | LEAD COPPER SITE 05 | MARSHALL WATERWORKS | MARSHALL WATERWORKS DISTRIBUTION | FSD | 1
VA6061200 | PB | LC | RT | Y | DS001 | DS006 | 4086 STANSBERRY AVE | MARSHALL WATERWORKS | MARSHALL WATERWORKS DISTRIBUTION | FSD | 1
VA6061200 | PB | LC | RT | Y | DS001 | DS007 | LEAD COPPER SITE 07 | MARSHALL WATERWORKS | MARSHALL WATERWORKS DISTRIBUTION | FSD | 1
VA6061200 | PB | LC | RT | Y | DS001 | DS008 | LEAD COPPER SITE 08 | MARSHALL WATERWORKS | MARSHALL WATERWORKS DISTRIBUTION | FSD | 1
VA6061200 | PB | LC | RT | Y | DS001 | DS009 | LEAD COPPER SITE 09 | MARSHALL WATERWORKS | MARSHALL WATERWORKS DISTRIBUTION | FSD | 1
VA6061200 | PB | LC | RT | Y | DS001 | DS010 | LEAD COPPER SITE 10 | MARSHALL WATERWORKS | MARSHALL WATERWORKS DISTRIBUTION | FSD | 1
VA6061200 | GE | NIT | RT | Y | EP005 | EP005 | POE- SALEM WELL | MARSHALL WATERWORKS | ENTRY POINT - SALEM WELL |  | 1
VA6061318 | GE | RAD | RT | Y | EP009 | EP009 | POE- TERRANOVA WELL | NEW BALTIMORE REGIONAL | ENTRY POINT - TERRANOVA WELL |  | 1
VA6061318 | GE | INO | RT | Y | EP011 | EP011 | TANK OUTLET/SHILLS | NEW BALTIMORE REGIONAL | EP - MACRIDGE/HIGHROCK/TANK BLEND |  | 1
VA6061318 | GE | MET | RT | Y | EP011 | EP011 | TANK OUTLET/SHILLS | NEW BALTIMORE REGIONAL | EP - MACRIDGE/HIGHROCK/TANK BLEND |  | 1
VA6061318 | GE | NIT | RT | Y | EP011 | EP011 | TANK OUTLET/SHILLS | NEW BALTIMORE REGIONAL | EP - MACRIDGE/HIGHROCK/TANK BLEND |  | 1
VA6061318 | GE | NIT | RT | Y | EP013 | EP013 | MOSBY WOODS R - TREATED WATER | NEW BALTIMORE REGIONAL | MOSBY WOODS R - TREATED WATER |  | 1
VA6061318 | GE | RAD | RT | Y | TP008 | 1STSTAGE | COMPOSITE OF LEAD UNITS | NEW BALTIMORE REGIONAL | RAD REM IX PO4/HYPO(TERRANOVA) |  | 1
VA6061320 | GE | HAA | RT | Y | DS001 | DBP01 | MAX RESIDENCE TIME | CLAUDE THOMPSON ELEMENTARY SCHOOL | DISTRIBUTION |  | 1
VA6061320 | GE | THM | RT | Y | DS001 | DBP01 | MAX RESIDENCE TIME | CLAUDE THOMPSON ELEMENTARY SCHOOL | DISTRIBUTION |  | 1
VA6061320 | PB | LC | RT | Y | DS001 | DS001 | LEAD COPPER SITE 01 | CLAUDE THOMPSON ELEMENTARY SCHOOL | DISTRIBUTION | FSD | 1
VA6061320 | PB | LC | RT | Y | DS001 | DS002 | LEAD COPPER SITE 02 | CLAUDE THOMPSON ELEMENTARY SCHOOL | DISTRIBUTION | FSD | 1
VA6061320 | PB | LC | RT | Y | DS001 | DS003 | LEAD COPPER SITE 03 | CLAUDE THOMPSON ELEMENTARY SCHOOL | DISTRIBUTION | FSD | 1
VA6061320 | PB | LC | RT | Y | DS001 | DS004 | LEAD COPPER SITE 04 | CLAUDE THOMPSON ELEMENTARY SCHOOL | DISTRIBUTION | FSD | 1
VA6061320 | PB | LC | RT | Y | DS001 | DS005 | LEAD COPPER SITE 05 | CLAUDE THOMPSON ELEMENTARY SCHOOL | DISTRIBUTION | FSD | 1
VA6061324 | PB | LC | RT | Y | DS001 | DS001 | LEAD COPPER SITE 01 | MIDLAND CHRISTIAN ACADEMY | MIDLAND CHRISTIAN ACADEMY DISTRIBUTION | FSD | 1
VA6061324 | PB | LC | RT | Y | DS001 | DS002 | LEAD COPPER SITE 02 | MIDLAND CHRISTIAN ACADEMY | MIDLAND CHRISTIAN ACADEMY DISTRIBUTION | FSD | 1
VA6061324 | PB | LC | RT | Y | DS001 | DS003 | LEAD COPPER SITE 03 | MIDLAND CHRISTIAN ACADEMY | MIDLAND CHRISTIAN ACADEMY DISTRIBUTION | FSD | 1
VA6061324 | PB | LC | RT | Y | DS001 | DS004 | LEAD COPPER SITE 04 | MIDLAND CHRISTIAN ACADEMY | MIDLAND CHRISTIAN ACADEMY DISTRIBUTION | FSD | 1
VA6061324 | PB | LC | RT | Y | DS001 | DS005 | LEAD COPPER SITE 05 | MIDLAND CHRISTIAN ACADEMY | MIDLAND CHRISTIAN ACADEMY DISTRIBUTION | FSD | 1
VA6061328 | GE | NIT | RT | Y | EP001 | EP001 | FIRST TAP IN BUILDING | MOO-THRU | FIRST TAP IN BUILDING |  | 1
VA6061330 | GE | NIT | RT | Y | EP001 | EP001 | TAP AFTER TREATMENT | NORTHERN FAUQUIER COMMUNITY PARK | ENTRY POINT |  | 1
VA6061366 | GE | INO | RT | Y | EP001 | EP001 | TAP AFTER STORAGE | MCDONALDS - OPAL | ENTRY POINT |  | 1
VA6061366 | GE | MET | RT | Y | EP001 | EP001 | TAP AFTER STORAGE | MCDONALDS - OPAL | ENTRY POINT |  | 1
VA6061407 | GE | NIT | RT | Y | EP001 | EP001 | ENTRY POINT TAP | PEARSON ELEMENTARY SCHOOL | ENTRY POINT |  | 1
VA6061410 | GE | NIT | RT | Y | EP001 | EP001 | ENTRY POINT TAP | M&P PIZZA | ENTRY POINT TAP |  | 1
VA6061450 | GE | HAA | RT | Y | DS001 | DBP01 | SAMPLE TAP NEXT TO ADAMS LANE | PLAINS, THE | THE PLAINS DISTRIBUTION SYSTEM |  | 1
VA6061450 | GE | THM | RT | Y | DS001 | DBP01 | SAMPLE TAP NEXT TO ADAMS LANE | PLAINS, THE | THE PLAINS DISTRIBUTION SYSTEM |  | 1
VA6061500 | GE | HAA | RT | Y | DS001 | DBP02 | MAX RESIDENCE TIME | REMINGTON, TOWN OF | DISTRIBUTION SYSTEM |  | 1
VA6061500 | GE | THM | RT | Y | DS001 | DBP02 | MAX RESIDENCE TIME | REMINGTON, TOWN OF | DISTRIBUTION SYSTEM |  | 1
VA6061500 | GE | NIT | RT | Y | EP001 | EP001 | ENTRY POINT- WELL #1 | REMINGTON, TOWN OF | ENTRY POINT - WELL 1 |  | 1
VA6061500 | GE | VOC | RT | Y | EP001 | EP001 | ENTRY POINT- WELL #1 | REMINGTON, TOWN OF | ENTRY POINT - WELL 1 |  | 1
VA6061500 | GE | NIT | RT | Y | EP003 | EP003 | TAP AFTER TREATMENT | REMINGTON, TOWN OF | ENTRY POINT - WELL 3 |  | 1
VA6061500 | GE | ARS | RT | Y | TP001 | UP001 | TAP AFTER TREATMENT-WELL 1 | REMINGTON, TOWN OF | WL 1 - FECL3, HYPO, MNO4, GREENSAND |  | 1
VA6061505 | GE | HAA | RT | Y | DS001 | DBP02 | HYDRANT AT END OF AMANDA CT | MEADOWS, THE | THE MEADOWS DISTRIBUTION SYSTEM |  | 1
VA6061505 | GE | THM | RT | Y | DS001 | DBP02 | HYDRANT AT END OF AMANDA CT | MEADOWS, THE | THE MEADOWS DISTRIBUTION SYSTEM |  | 1
VA6061511 | GE | HAA | RT | Y | DS001 | DBP01 | ROSS INDUSTRIES DISTRIBUTION | ROSS INDUSTRIES - MIDLAND | ROSS INDUSTRIES DISTRIBUTION |  | 1
VA6061511 | GE | THM | RT | Y | DS001 | DBP01 | ROSS INDUSTRIES DISTRIBUTION | ROSS INDUSTRIES - MIDLAND | ROSS INDUSTRIES DISTRIBUTION |  | 1
VA6061515 | GE | HAA | RT | Y | DS001 | DBP01 | KITCHEN | SHEETZ 221 | DISTRIBUTION SYSTEM |  | 1
VA6061515 | GE | THM | RT | Y | DS001 | DBP01 | KITCHEN | SHEETZ 221 | DISTRIBUTION SYSTEM |  | 1
VA6061515 | GE | INO | RT | Y | EP001 | EP001 | TAP AFTER TREATMENT | SHEETZ 221 | ENTRY POINT |  | 1
VA6061515 | GE | MET | RT | Y | EP001 | EP001 | TAP AFTER TREATMENT | SHEETZ 221 | ENTRY POINT |  | 1
VA6061515 | GE | VOC | RT | Y | EP001 | EP001 | TAP AFTER TREATMENT | SHEETZ 221 | ENTRY POINT |  | 1
VA6061535 | GE | FUM | RT | Y | EP001 | EP001 | WELL DISCHARGE LINE | SMITH-MIDLAND CORP | ENTRY POINT |  | 1
VA6061535 | GE | SVO | RT | Y | EP001 | EP001 | WELL DISCHARGE LINE | SMITH-MIDLAND CORP | ENTRY POINT |  | 1
VA6061535 | GE | CAH | RT | Y | EP001 | EP001 | WELL DISCHARGE LINE | SMITH-MIDLAND CORP | ENTRY POINT |  | 1
VA6061535 | GE | CAR | RT | Y | EP001 | EP001 | WELL DISCHARGE LINE | SMITH-MIDLAND CORP | ENTRY POINT |  | 1
VA6061575 | PB | LC | RT | Y | DS001 | DS001 | LEAD COPPER SITE 01 | TURNBULL | TURNBULL DISTRIBUTION SYSTEM | FSD | 1
VA6061575 | PB | LC | RT | Y | DS001 | DS002 | LEAD COPPER SITE 02 | TURNBULL | TURNBULL DISTRIBUTION SYSTEM | FSD | 1
VA6061575 | PB | LC | RT | Y | DS001 | DS003 | LEAD COPPER SITE 03 | TURNBULL | TURNBULL DISTRIBUTION SYSTEM | FSD | 1
VA6061575 | PB | LC | RT | Y | DS001 | DS004 | LEAD COPPER SITE 04 | TURNBULL | TURNBULL DISTRIBUTION SYSTEM | FSD | 1
VA6061575 | PB | LC | RT | Y | DS001 | DS005 | LEAD COPPER SITE 05 | TURNBULL | TURNBULL DISTRIBUTION SYSTEM | FSD | 1
VA6061580 | GE | VOC | RT | Y | EP001 | EP001 | TAP AFTER TREATMENT | TP DEVELOPED PARCEL | ENTRY POINT |  | 1
VA6061595 | GE | HAA | RT | Y | DS001 | DBP01 | HYDRANT IN FRONT OF BUILDING 4383 | VINT HILL | DISTRIBUTION SYSTEM |  | 1
VA6061595 | GE | THM | RT | Y | DS001 | DBP01 | HYDRANT IN FRONT OF BUILDING 4383 | VINT HILL | DISTRIBUTION SYSTEM |  | 1
VA6061595 | GE | HAA | RT | Y | DS001 | DBP02 | HYDRANT END OF ECKERT CT. | VINT HILL | DISTRIBUTION SYSTEM |  | 1
VA6061595 | GE | THM | RT | Y | DS001 | DBP02 | HYDRANT END OF ECKERT CT. | VINT HILL | DISTRIBUTION SYSTEM |  | 1
VA6061597 | PB | LC | RT | Y | DS001 | DS001 | LEAD COPPER SITE 01 | VIRGINIA POWER | DISTRIBUTION SYSTEM | FSD | 1
VA6061597 | PB | LC | RT | Y | DS001 | DS002 | LEAD COPPER SITE 02 | VIRGINIA POWER | DISTRIBUTION SYSTEM | FSD | 1
VA6061597 | PB | LC | RT | Y | DS001 | DS003 | LEAD COPPER SITE 03 | VIRGINIA POWER | DISTRIBUTION SYSTEM | FSD | 1
VA6061597 | PB | LC | RT | Y | DS001 | DS004 | LEAD COPPER SITE 04 | VIRGINIA POWER | DISTRIBUTION SYSTEM | FSD | 1
VA6061597 | PB | LC | RT | Y | DS001 | DS005 | LEAD COPPER SITE 05 | VIRGINIA POWER | DISTRIBUTION SYSTEM | FSD | 1
VA6061600 | GE | HAA | RT | Y | DS001 | DBP01 | NEAR WINCHESTER @ KING-IDSE7 | WARRENTON, TOWN OF | DISTRIBUTION SYSTEM |  | 1
VA6061600 | GE | THM | RT | Y | DS001 | DBP01 | NEAR WINCHESTER @ KING-IDSE7 | WARRENTON, TOWN OF | DISTRIBUTION SYSTEM |  | 1
VA6061600 | GE | HAA | RT | Y | DS001 | DBP02 | NEAR E SHIRLEY @ MADISON-IDSE3 | WARRENTON, TOWN OF | DISTRIBUTION SYSTEM |  | 1
VA6061600 | GE | THM | RT | Y | DS001 | DBP02 | NEAR E SHIRLEY @ MADISON-IDSE3 | WARRENTON, TOWN OF | DISTRIBUTION SYSTEM |  | 1
VA6061600 | GE | HAA | RT | Y | DS001 | DBP03 | 675 FROST-OLD DBP04 | WARRENTON, TOWN OF | DISTRIBUTION SYSTEM |  | 1
VA6061600 | GE | THM | RT | Y | DS001 | DBP03 | 675 FROST-OLD DBP04 | WARRENTON, TOWN OF | DISTRIBUTION SYSTEM |  | 1
VA6061600 | GE | HAA | RT | Y | DS001 | DBP04 | NEAR PINEVIEW-IDSE6 | WARRENTON, TOWN OF | DISTRIBUTION SYSTEM |  | 1
VA6061600 | GE | THM | RT | Y | DS001 | DBP04 | NEAR PINEVIEW-IDSE6 | WARRENTON, TOWN OF | DISTRIBUTION SYSTEM |  | 1
VA6061600 | GE | FL2 | ST | N | EP001 | EP001 | ENTRY POINT- WTP | WARRENTON, TOWN OF | ENTRY POINT - WTP |  | 3
VA6061600 | GE | INO | RT | Y | EP001 | EP001 | ENTRY POINT- WTP | WARRENTON, TOWN OF | ENTRY POINT - WTP |  | 1
VA6061600 | GE | MET | RT | Y | EP001 | EP001 | ENTRY POINT- WTP | WARRENTON, TOWN OF | ENTRY POINT - WTP |  | 1
VA6061600 | GE | NIT | RT | Y | EP001 | EP001 | ENTRY POINT- WTP | WARRENTON, TOWN OF | ENTRY POINT - WTP |  | 1
VA6061600 | GE | FUM | RT | Y | EP001 | EP001 | ENTRY POINT- WTP | WARRENTON, TOWN OF | ENTRY POINT - WTP |  | 1
VA6061600 | GE | SVO | RT | Y | EP001 | EP001 | ENTRY POINT- WTP | WARRENTON, TOWN OF | ENTRY POINT - WTP |  | 1
VA6061600 | GE | CAH | RT | Y | EP001 | EP001 | ENTRY POINT- WTP | WARRENTON, TOWN OF | ENTRY POINT - WTP |  | 1
VA6061600 | GE | CAR | RT | Y | EP001 | EP001 | ENTRY POINT- WTP | WARRENTON, TOWN OF | ENTRY POINT - WTP |  | 1
VA6061600 | GE | VOC | RT | Y | EP001 | EP001 | ENTRY POINT- WTP | WARRENTON, TOWN OF | ENTRY POINT - WTP |  | 1
VA6061600 | GE | NIT | RT | Y | EP006 | EP006 | ENTRY POINT- WELL 6 | WARRENTON, TOWN OF | ENTRY POINT - WELL 6 |  | 1
VA6061600 | GE | TOA | RT | Y | TOCR1 | RW001 | RAW WATER TOC/ALK SAMPLE TAP | WARRENTON, TOWN OF | RAW WATER TOC/ALK SAMPLE TAP |  | 3
VA6061600 | GE | TOC | RT | Y | TP001 | UP001 | COMBINED FILTER EFF | WARRENTON, TOWN OF | SURFACE WTP |  | 3
VA6061665 | GE | HAA | RT | Y | DS001 | DBP09 | WATERLOO TANK | WATERLOO ESTATES | DISTRIBUTION SYSTEM |  | 1
VA6061665 | GE | THM | RT | Y | DS001 | DBP09 | WATERLOO TANK | WATERLOO ESTATES | DISTRIBUTION SYSTEM |  | 1
VA6107021 | GE | NIT | RT | Y | EP004 | EP004 | WELL ENTRY POINT | BEAR CHASE BREWERY | WELL ENTRY POINT |  | 1
VA6107021 | GE | NO2 | RT | Y | EP004 | EP004 | WELL ENTRY POINT | BEAR CHASE BREWERY | WELL ENTRY POINT |  | 1
VA6107033 | PB | LC | RT | Y | DS001 | DS001 | ROOM 9 | BANNEKER ELEMENTARY SCHOOL | DISTRIBUTION SYSTEM | FSD | 1
VA6107033 | PB | LC | RT | Y | DS001 | DS002 | ROOM 12 | BANNEKER ELEMENTARY SCHOOL | DISTRIBUTION SYSTEM | FSD | 1
VA6107033 | PB | LC | RT | Y | DS001 | DS003 | K-1 | BANNEKER ELEMENTARY SCHOOL | DISTRIBUTION SYSTEM | FSD | 1
VA6107033 | PB | LC | RT | Y | DS001 | DS004 | KITCHEN | BANNEKER ELEMENTARY SCHOOL | DISTRIBUTION SYSTEM | FSD | 1
VA6107033 | PB | LC | RT | Y | DS001 | DS005 | ROOM 9 - REPEAT | BANNEKER ELEMENTARY SCHOOL | DISTRIBUTION SYSTEM | FSD | 1
VA6107038 | PB | LC | RT | Y | DS001 | LC001 | CLASSROOM 1 | BLUEMONT COMMUNITY CENTER | DISTRIBUTION SYSTEM | FSD | 1
VA6107038 | PB | LC | RT | Y | DS001 | LC002 | CLASSROOM 2 | BLUEMONT COMMUNITY CENTER | DISTRIBUTION SYSTEM | FSD | 1
VA6107038 | PB | LC | RT | Y | DS001 | LC003 | CLASSROOM 3 | BLUEMONT COMMUNITY CENTER | DISTRIBUTION SYSTEM | FSD | 1
VA6107038 | PB | LC | RT | Y | DS001 | LC004 | KITCHEN | BLUEMONT COMMUNITY CENTER | DISTRIBUTION SYSTEM | FSD | 1
VA6107038 | PB | LC | RT | Y | DS001 | LC005 | REPEAT SITE - KITCHEN | BLUEMONT COMMUNITY CENTER | DISTRIBUTION SYSTEM | FSD | 1
VA6107038 | GE | CYN | RT | Y | EP001 | EP001 | WELL DISCHARGE LINE | BLUEMONT COMMUNITY CENTER | ENTRY POINT |  | 1
VA6107038 | GE | INO | RT | Y | EP001 | EP001 | WELL DISCHARGE LINE | BLUEMONT COMMUNITY CENTER | ENTRY POINT |  | 1
VA6107038 | GE | MET | RT | Y | EP001 | EP001 | WELL DISCHARGE LINE | BLUEMONT COMMUNITY CENTER | ENTRY POINT |  | 1
VA6107038 | GE | VOC | RT | Y | EP001 | EP001 | WELL DISCHARGE LINE | BLUEMONT COMMUNITY CENTER | ENTRY POINT |  | 1
VA6107073 | GE | NIT | RT | Y | EP001 | EP001 | FIRST TAP IN BREWERY | DIRT FARM BREWERY | FIRST TAP IN BREWERY |  | 1
VA6107075 | GE | NIT | RT | Y | EP003 | EP003 | WELLS 1 & 2 | HIWAY MHC LLC | ENTRY POINT - WELLS 1 & 2 |  | 1
VA6107100 | GE | RAD | RT | Y | EP002 | EP002 | ENTRY POINT- WELL #3 | FOXCROFT SCHOOL | WELL #3 POE |  | 1
VA6107150 | GE | HAA | RT | Y | DS001 | DBP02 | CURRY SPRINGS DEAD END | HAMILTON, TOWN OF | DISTRIBUTION SYSTEM |  | 1
VA6107150 | GE | THM | RT | Y | DS001 | DBP02 | CURRY SPRINGS DEAD END | HAMILTON, TOWN OF | DISTRIBUTION SYSTEM |  | 1
VA6107150 | PB | LC | RT | Y | DS001 | DS003 | 17503 HARMONY CHURCH | HAMILTON, TOWN OF | DISTRIBUTION SYSTEM | FSD | 1
VA6107150 | PB | LC | RT | Y | DS001 | DS013 | 17467 MADISON AVE. | HAMILTON, TOWN OF | DISTRIBUTION SYSTEM | FSD | 1
VA6107150 | PB | LC | RT | Y | DS001 | LCR01 | GENERIC POINT 01 | HAMILTON, TOWN OF | DISTRIBUTION SYSTEM | FSD | 1
VA6107150 | PB | LC | RT | Y | DS001 | LCR02 | GENERIC POINT 02 | HAMILTON, TOWN OF | DISTRIBUTION SYSTEM | FSD | 1
VA6107150 | PB | LC | RT | Y | DS001 | LCR04 | GENERIC POINT 04 | HAMILTON, TOWN OF | DISTRIBUTION SYSTEM | FSD | 1
VA6107150 | PB | LC | RT | Y | DS001 | LCR05 | GENERIC POINT 05 | HAMILTON, TOWN OF | DISTRIBUTION SYSTEM | FSD | 1
VA6107150 | PB | LC | RT | Y | DS001 | LCR06 | GENERIC POINT 06 | HAMILTON, TOWN OF | DISTRIBUTION SYSTEM | FSD | 1
VA6107150 | PB | LC | RT | Y | DS001 | LCR07 | GENERIC POINT 07 | HAMILTON, TOWN OF | DISTRIBUTION SYSTEM | FSD | 1
VA6107150 | PB | LC | RT | Y | DS001 | LCR08 | GENERIC POINT 08 | HAMILTON, TOWN OF | DISTRIBUTION SYSTEM | FSD | 1
VA6107150 | PB | LC | RT | Y | DS001 | LCR09 | GENERIC POINT 09 | HAMILTON, TOWN OF | DISTRIBUTION SYSTEM | FSD | 1
VA6107150 | GE | NIT | RT | Y | WL006 | RW006 | WELL 6 WL006 | HAMILTON, TOWN OF | WELL 6 (EMERGENCY WELL) |  | 1
VA6107200 | GE | HAA | RT | Y | DS001 | DBP01 | MAX RESIDENCE TIME | HILLSBORO, TOWN OF | DISTRIBUTION SYSTEM |  | 1
VA6107200 | GE | THM | RT | Y | DS001 | DBP01 | MAX RESIDENCE TIME | HILLSBORO, TOWN OF | DISTRIBUTION SYSTEM |  | 1
VA6107200 | GE | VOC | RT | Y | EP001 | EP001 | ENTRY POINT- WELL | HILLSBORO, TOWN OF | POE - WELL 01 |  | 1
VA6107200 | GE | RAD | RT | Y | EP003 | EP003 | WELL 2 TAP AFTER TREATMENT | HILLSBORO, TOWN OF | WELL 2 ENTRY POINT |  | 1
VA6107200 | GE | VOC | RT | Y | EP003 | EP003 | WELL 2 TAP AFTER TREATMENT | HILLSBORO, TOWN OF | WELL 2 ENTRY POINT |  | 1
VA6107205 | GE | NIT | RT | Y | EP001 | EP001 | WELL DISCH. LINE | HILLSBORO ELEMENTARY SCHOOL | WELL DISCH. LINE |  | 1
VA6107300 | GE | HAA | RT | Y | DS001 | DBP001 | 17690 OLD WATERFORD ROAD | LEESBURG, TOWN OF | DISTRIBUTION SYSTEM |  | 1
VA6107300 | GE | THM | RT | Y | DS001 | DBP001 | 17690 OLD WATERFORD ROAD | LEESBURG, TOWN OF | DISTRIBUTION SYSTEM |  | 1
VA6107300 | GE | HAA | RT | Y | DS001 | DBP002 | 751 MILLER DRIVE | LEESBURG, TOWN OF | DISTRIBUTION SYSTEM |  | 1
VA6107300 | GE | THM | RT | Y | DS001 | DBP002 | 751 MILLER DRIVE | LEESBURG, TOWN OF | DISTRIBUTION SYSTEM |  | 1
VA6107300 | GE | HAA | RT | Y | DS001 | DBP003 | 1516 WOODLEA DR. | LEESBURG, TOWN OF | DISTRIBUTION SYSTEM |  | 1
VA6107300 | GE | THM | RT | Y | DS001 | DBP003 | 1516 WOODLEA DR. | LEESBURG, TOWN OF | DISTRIBUTION SYSTEM |  | 1
VA6107300 | GE | HAA | RT | Y | DS001 | DBP004 | 43815 WATERBAY TERRACE | LEESBURG, TOWN OF | DISTRIBUTION SYSTEM |  | 1
VA6107300 | GE | THM | RT | Y | DS001 | DBP004 | 43815 WATERBAY TERRACE | LEESBURG, TOWN OF | DISTRIBUTION SYSTEM |  | 1
VA6107300 | GE | HAA | RT | Y | DS001 | DBP005 | HERITAGE HIGH SCHOOL | LEESBURG, TOWN OF | DISTRIBUTION SYSTEM |  | 1
VA6107300 | GE | THM | RT | Y | DS001 | DBP005 | HERITAGE HIGH SCHOOL | LEESBURG, TOWN OF | DISTRIBUTION SYSTEM |  | 1
VA6107300 | GE | HAA | RT | Y | DS001 | DBP006 | 410 CLAGGET ST. | LEESBURG, TOWN OF | DISTRIBUTION SYSTEM |  | 1
VA6107300 | GE | THM | RT | Y | DS001 | DBP006 | 410 CLAGGET ST. | LEESBURG, TOWN OF | DISTRIBUTION SYSTEM |  | 1
VA6107300 | GE | HAA | RT | Y | DS001 | DBP007 | 708 ANNE ST. | LEESBURG, TOWN OF | DISTRIBUTION SYSTEM |  | 1
VA6107300 | GE | THM | RT | Y | DS001 | DBP007 | 708 ANNE ST. | LEESBURG, TOWN OF | DISTRIBUTION SYSTEM |  | 1
VA6107300 | GE | HAA | RT | Y | DS001 | DBP008 | HARPER PARK MIDDLE SCHOOL | LEESBURG, TOWN OF | DISTRIBUTION SYSTEM |  | 1
VA6107300 | GE | THM | RT | Y | DS001 | DBP008 | HARPER PARK MIDDLE SCHOOL | LEESBURG, TOWN OF | DISTRIBUTION SYSTEM |  | 1
VA6107300 | GE | DIQ | RT | Y | EP001 | EP001 | ENTRY POINT- WTP | LEESBURG, TOWN OF | TOWN OF LEESBURG WTP POE |  | 1
VA6107300 | GE | FL2 | ST | N | EP001 | EP001 | ENTRY POINT- WTP | LEESBURG, TOWN OF | TOWN OF LEESBURG WTP POE |  | 3
VA6107300 | GE | FUM | RT | Y | EP001 | EP001 | ENTRY POINT- WTP | LEESBURG, TOWN OF | TOWN OF LEESBURG WTP POE |  | 1
VA6107300 | GE | SVO | RT | Y | EP001 | EP001 | ENTRY POINT- WTP | LEESBURG, TOWN OF | TOWN OF LEESBURG WTP POE |  | 1
VA6107300 | GE | CAH | RT | Y | EP001 | EP001 | ENTRY POINT- WTP | LEESBURG, TOWN OF | TOWN OF LEESBURG WTP POE |  | 1
VA6107300 | GE | CAR | RT | Y | EP001 | EP001 | ENTRY POINT- WTP | LEESBURG, TOWN OF | TOWN OF LEESBURG WTP POE |  | 1
VA6107300 | GE | TOA | RT | Y | TOCR1 | RW001 | RAW WATER TOC-ALK | LEESBURG, TOWN OF | RAW WATER TOC-ALK |  | 3
VA6107300 | GE | TOC | RT | Y | TP001 | UP001 | COMBINED FILTER EFF | LEESBURG, TOWN OF | TOWN OF LEESBURG WTP |  | 3
VA6107350 | GE | HAA | RT | Y | DS001 | DBP001 | S2 #1 - 41364 SOUTHPAW PL. | LOUDOUN WATER - CENTRAL SYSTEM | LW DISTRIBUTION SYSTEM |  | 1
VA6107350 | GE | THM | RT | Y | DS001 | DBP001 | S2 #1 - 41364 SOUTHPAW PL. | LOUDOUN WATER - CENTRAL SYSTEM | LW DISTRIBUTION SYSTEM |  | 1
VA6107350 | GE | HAA | RT | Y | DS001 | DBP003 | S2 #3 - 47778 MACGILL COURT | LOUDOUN WATER - CENTRAL SYSTEM | LW DISTRIBUTION SYSTEM |  | 1
VA6107350 | GE | THM | RT | Y | DS001 | DBP003 | S2 #3 - 47778 MACGILL COURT | LOUDOUN WATER - CENTRAL SYSTEM | LW DISTRIBUTION SYSTEM |  | 1
VA6107350 | GE | HAA | RT | Y | DS001 | DBP004 | S2 #4 - 18820 RIDGEBACK CT. | LOUDOUN WATER - CENTRAL SYSTEM | LW DISTRIBUTION SYSTEM |  | 1
VA6107350 | GE | THM | RT | Y | DS001 | DBP004 | S2 #4 - 18820 RIDGEBACK CT. | LOUDOUN WATER - CENTRAL SYSTEM | LW DISTRIBUTION SYSTEM |  | 1
VA6107350 | GE | HAA | RT | Y | DS001 | DBP005 | S2 #5 - 2214 ROCK HILL RD. | LOUDOUN WATER - CENTRAL SYSTEM | LW DISTRIBUTION SYSTEM |  | 1
VA6107350 | GE | THM | RT | Y | DS001 | DBP005 | S2 #5 - 2214 ROCK HILL RD. | LOUDOUN WATER - CENTRAL SYSTEM | LW DISTRIBUTION SYSTEM |  | 1
VA6107350 | GE | HAA | RT | Y | DS001 | DBP006 | S2 #6 - 43670 TRADE CENTER PL. | LOUDOUN WATER - CENTRAL SYSTEM | LW DISTRIBUTION SYSTEM |  | 1
VA6107350 | GE | THM | RT | Y | DS001 | DBP006 | S2 #6 - 43670 TRADE CENTER PL. | LOUDOUN WATER - CENTRAL SYSTEM | LW DISTRIBUTION SYSTEM |  | 1
VA6107350 | GE | HAA | RT | Y | DS001 | DBP007 | S2 #7 - 20596 WOODCOCK COURT-STATION | LOUDOUN WATER - CENTRAL SYSTEM | LW DISTRIBUTION SYSTEM |  | 1
VA6107350 | GE | THM | RT | Y | DS001 | DBP007 | S2 #7 - 20596 WOODCOCK COURT-STATION | LOUDOUN WATER - CENTRAL SYSTEM | LW DISTRIBUTION SYSTEM |  | 1
VA6107350 | GE | HAA | RT | Y | DS001 | DBP008 | S2 #8 - 40417 ALDIE SPRING DRIVE | LOUDOUN WATER - CENTRAL SYSTEM | LW DISTRIBUTION SYSTEM |  | 1
VA6107350 | GE | THM | RT | Y | DS001 | DBP008 | S2 #8 - 40417 ALDIE SPRING DRIVE | LOUDOUN WATER - CENTRAL SYSTEM | LW DISTRIBUTION SYSTEM |  | 1
VA6107350 | GE | HAA | RT | Y | DS001 | DBP009 | S2 #9 41029 INDIGO PLACE | LOUDOUN WATER - CENTRAL SYSTEM | LW DISTRIBUTION SYSTEM |  | 1
VA6107350 | GE | THM | RT | Y | DS001 | DBP009 | S2 #9 41029 INDIGO PLACE | LOUDOUN WATER - CENTRAL SYSTEM | LW DISTRIBUTION SYSTEM |  | 1
VA6107350 | GE | HAA | RT | Y | DS001 | DBP010 | S2 #10 25804 YELLOW BIRCH CT | LOUDOUN WATER - CENTRAL SYSTEM | LW DISTRIBUTION SYSTEM |  | 1
VA6107350 | GE | THM | RT | Y | DS001 | DBP010 | S2 #10 25804 YELLOW BIRCH CT | LOUDOUN WATER - CENTRAL SYSTEM | LW DISTRIBUTION SYSTEM |  | 1
VA6107350 | GE | HAA | RT | Y | DS001 | DBP011 | S2 #11 41732 DAISY MEADOW DRIVE | LOUDOUN WATER - CENTRAL SYSTEM | LW DISTRIBUTION SYSTEM |  | 1
VA6107350 | GE | THM | RT | Y | DS001 | DBP011 | S2 #11 41732 DAISY MEADOW DRIVE | LOUDOUN WATER - CENTRAL SYSTEM | LW DISTRIBUTION SYSTEM |  | 1
VA6107350 | GE | HAA | RT | Y | DS001 | DBP012 | S2 # 12 1926 E BEECH RD | LOUDOUN WATER - CENTRAL SYSTEM | LW DISTRIBUTION SYSTEM |  | 1
VA6107350 | GE | THM | RT | Y | DS001 | DBP012 | S2 # 12 1926 E BEECH RD | LOUDOUN WATER - CENTRAL SYSTEM | LW DISTRIBUTION SYSTEM |  | 1
VA6107350 | GE | HAA | RT | Y | DS001 | DBP013 | S2 #13 - 42826 CHURCHILL DOWN DR | LOUDOUN WATER - CENTRAL SYSTEM | LW DISTRIBUTION SYSTEM |  | 1
VA6107350 | GE | THM | RT | Y | DS001 | DBP013 | S2 #13 - 42826 CHURCHILL DOWN DR | LOUDOUN WATER - CENTRAL SYSTEM | LW DISTRIBUTION SYSTEM |  | 1
VA6107350 | GE | BRO | RT | Y | EP005 | EP005 | TRAP ROCK WTF ENTRY POINT | LOUDOUN WATER - CENTRAL SYSTEM | TRAP ROCK WTF ENTRY POINT |  | 3
VA6107350 | GE | FL2 | ST | N | EP005 | EP005 | TRAP ROCK WTF ENTRY POINT | LOUDOUN WATER - CENTRAL SYSTEM | TRAP ROCK WTF ENTRY POINT |  | 3
VA6107350 | GE | INO | RT | Y | EP005 | EP005 | TRAP ROCK WTF ENTRY POINT | LOUDOUN WATER - CENTRAL SYSTEM | TRAP ROCK WTF ENTRY POINT |  | 1
VA6107350 | GE | MET | RT | Y | EP005 | EP005 | TRAP ROCK WTF ENTRY POINT | LOUDOUN WATER - CENTRAL SYSTEM | TRAP ROCK WTF ENTRY POINT |  | 1
VA6107350 | GE | STR | RT | Y | EP005 | EP005 | TRAP ROCK WTF ENTRY POINT | LOUDOUN WATER - CENTRAL SYSTEM | TRAP ROCK WTF ENTRY POINT |  | 1
VA6107350 | GE | TRM | RT | Y | EP005 | EP005 | TRAP ROCK WTF ENTRY POINT | LOUDOUN WATER - CENTRAL SYSTEM | TRAP ROCK WTF ENTRY POINT |  | 1
VA6107350 | GE | TOA | RT | Y | TOCR5 | RW005 | RAW WATER TOC ALK | LOUDOUN WATER - CENTRAL SYSTEM | RAW WATER TOC ALK |  | 3
VA6107350 | GE | TOC | RT | Y | TP004 | UP001 | COMBINED FILTER EFFLUENT | LOUDOUN WATER - CENTRAL SYSTEM | TRAP ROCK WTP |  | 3
VA6107365 | GE | NIT | RT | Y | EP001 | EP001 | ENTRY POINT TAP | LOUDOUN MILLING COMPANY | ENTRY POINT |  | 1
VA6107400 | GE | HAA | RT | Y | DS001 | DBP03 | 15 MILLS CT | LOVETTSVILLE, TOWN OF | DISTRIBUTION SYSTEM |  | 1
VA6107400 | GE | THM | RT | Y | DS001 | DBP03 | 15 MILLS CT | LOVETTSVILLE, TOWN OF | DISTRIBUTION SYSTEM |  | 1
VA6107400 | GE | NIT | RT | Y | EP004 | EP004 | POE WELL RV-1 | LOVETTSVILLE, TOWN OF | POE WELL RV-1 |  | 1
VA6107400 | GE | NIT | RT | Y | EP005 | EP005 | POE WELL TC-1 & KR-1 | LOVETTSVILLE, TOWN OF | POE WELL TC-1 & KR-1 |  | 1
VA6107420 | GE | HAA | RT | Y | DS001 | DBP01 | 42230 GLENROSE TERRACE | ONE STOP TRAILER PARK | DISTRIBUTION SYSTEM |  | 1
VA6107420 | GE | THM | RT | Y | DS001 | DBP01 | 42230 GLENROSE TERRACE | ONE STOP TRAILER PARK | DISTRIBUTION SYSTEM |  | 1
VA6107450 | GE | HAA | RT | Y | DS001 | DBP02 | 300 WINDY HILL RD | MIDDLEBURG, TOWN OF | DISTRIBUTION SYSTEM |  | 1
VA6107450 | GE | THM | RT | Y | DS001 | DBP02 | 300 WINDY HILL RD | MIDDLEBURG, TOWN OF | DISTRIBUTION SYSTEM |  | 1
VA6107450 | GE | RAD | RT | Y | EP001 | EP001 | ENTRY POINT- WELL #3 | MIDDLEBURG, TOWN OF | WELL #3 POE |  | 1
VA6107453 | GE | NIT | RT | Y | EP001 | EP001 | WELL DISCHARGE LINE | MIDDLEBURG COMMUNITY CENTER | ENTRY POINT |  | 1
VA6107500 | GE | INO | RT | Y | EP001 | EP001 | STORAGE TANK | MIDDLEBURG ACADEMY | POE AFTER TREATMENT |  | 1
VA6107500 | GE | MET | RT | Y | EP001 | EP001 | STORAGE TANK | MIDDLEBURG ACADEMY | POE AFTER TREATMENT |  | 1
VA6107510 | GE | NIT | RT | Y | EP001 | EP001 | ENTRY POINT - TAP AFTER STORAGE | MIDDLEBURG LOCAL FARM MARKET | ENTRY POINT - TAP AFTER STORAGE |  | 1
VA6107530 | GE | NIT | RT | Y | EP001 | EP001 | TAP AFTER STORAGE | OATLANDS PLANTATION | ENTRY POINT |  | 1
VA6107555 | GE | HAA | RT | Y | DS001 | DBP01 | 13662 SYLVAN BLUFF DR. | ELYSIAN HEIGHTS | DISTRIBUTION SYSTEM |  | 1
VA6107555 | GE | THM | RT | Y | DS001 | DBP01 | 13662 SYLVAN BLUFF DR. | ELYSIAN HEIGHTS | DISTRIBUTION SYSTEM |  | 1
VA6107555 | GE | FL2 | ST | N | EP001 | EP001 | COMBINED WELLS AFTER TREATMENT & STORAGE | ELYSIAN HEIGHTS | ENTRY POINT - COMBINED AFTER TREATMENT |  | 3
VA6107600 | GE | HAA | RT | Y | DS001 | DBP001 | 37240 EAST RICHARDSON LANE | PURCELLVILLE, TOWN OF | DISTRIBUTION SYSTEM |  | 1
VA6107600 | GE | THM | RT | Y | DS001 | DBP001 | 37240 EAST RICHARDSON LANE | PURCELLVILLE, TOWN OF | DISTRIBUTION SYSTEM |  | 1
VA6107600 | GE | HAA | RT | Y | DS001 | DBP002 | 620 WEST MAIN STREET | PURCELLVILLE, TOWN OF | DISTRIBUTION SYSTEM |  | 1
VA6107600 | GE | THM | RT | Y | DS001 | DBP002 | 620 WEST MAIN STREET | PURCELLVILLE, TOWN OF | DISTRIBUTION SYSTEM |  | 1
VA6107600 | GE | DIQ | RT | Y | EP001 | EP001 | POE- TREATMNT PLANT | PURCELLVILLE, TOWN OF | TREATMENT PLANT ENTRY POINT |  | 1
VA6107600 | GE | FL2 | ST | N | EP001 | EP001 | POE- TREATMNT PLANT | PURCELLVILLE, TOWN OF | TREATMENT PLANT ENTRY POINT |  | 3
VA6107600 | GE | NIT | RT | Y | EP001 | EP001 | POE- TREATMNT PLANT | PURCELLVILLE, TOWN OF | TREATMENT PLANT ENTRY POINT |  | 1
VA6107600 | GE | FUM | RT | Y | EP001 | EP001 | POE- TREATMNT PLANT | PURCELLVILLE, TOWN OF | TREATMENT PLANT ENTRY POINT |  | 1
VA6107600 | GE | SVO | RT | Y | EP001 | EP001 | POE- TREATMNT PLANT | PURCELLVILLE, TOWN OF | TREATMENT PLANT ENTRY POINT |  | 1
VA6107600 | GE | CAH | RT | Y | EP001 | EP001 | POE- TREATMNT PLANT | PURCELLVILLE, TOWN OF | TREATMENT PLANT ENTRY POINT |  | 1
VA6107600 | GE | CAR | RT | Y | EP001 | EP001 | POE- TREATMNT PLANT | PURCELLVILLE, TOWN OF | TREATMENT PLANT ENTRY POINT |  | 1
VA6107600 | GE | NIT | RT | Y | EP005 | EP005 | POE- MW 1+ VC WELLS | PURCELLVILLE, TOWN OF | MW WELL #1 & VC WELL |  | 1
VA6107600 | GE | VOC | RT | Y | EP005 | EP005 | POE- MW 1+ VC WELLS | PURCELLVILLE, TOWN OF | MW WELL #1 & VC WELL |  | 1
VA6107650 | PB | LC | RT | Y | DS001 | DS017 | PBCU17 | ROUND HILL, TOWN OF | DISTRIBUTION SYSTEM | FSD | 1
VA6107650 | PB | LC | RT | Y | DS001 | DS018 | PBCU18 | ROUND HILL, TOWN OF | DISTRIBUTION SYSTEM | FSD | 1
VA6107650 | PB | LC | RT | Y | DS001 | DS019 | PBCU19 | ROUND HILL, TOWN OF | DISTRIBUTION SYSTEM | FSD | 1
VA6107650 | PB | LC | RT | Y | DS001 | DS020 | PBCU20 | ROUND HILL, TOWN OF | DISTRIBUTION SYSTEM | FSD | 1
VA6107650 | GE | NIT | RT | Y | EP003 | EP003 | POE- WELL 22A | ROUND HILL, TOWN OF | WELL 22A |  | 1
VA6107650 | GE | NIT | RT | Y | EP005 | EP005 | ENTRY POINT-WELL #2 | ROUND HILL, TOWN OF | WELL #2 |  | 1
VA6107650 | GE | NIT | RT | Y | EP006 | EP006 | ENTRY POINT-WELL 2A | ROUND HILL, TOWN OF | WELL #2A |  | 1
VA6107650 | GE | NIT | RT | Y | EP007 | EP007 | ENTRY POINT- WELL 2C | ROUND HILL, TOWN OF | WELL 2C |  | 1
VA6107650 | GE | CYN | RT | Y | EP008 | EP008 | POE-WELLS 21SA & 21SB | ROUND HILL, TOWN OF | ENTRY POINT WELLS 21SA & 21SB |  | 1
VA6107650 | GE | INO | RT | Y | EP008 | EP008 | POE-WELLS 21SA & 21SB | ROUND HILL, TOWN OF | ENTRY POINT WELLS 21SA & 21SB |  | 1
VA6107650 | GE | MET | RT | Y | EP008 | EP008 | POE-WELLS 21SA & 21SB | ROUND HILL, TOWN OF | ENTRY POINT WELLS 21SA & 21SB |  | 1
VA6107650 | GE | NIT | RT | Y | EP009 | EP009 | POE- 21NA + 21NB | ROUND HILL, TOWN OF | ENTRY POINT WELLS 21NA & 21NB |  | 1
VA6107650 | GE | CYN | RT | Y | EP010 | EP010 | WELLS 7A & 7B ENTRY POINT AFTER TREATMEN | ROUND HILL, TOWN OF | WELLS 7A & 7B ENTRY POINT AFTER TREATMEN |  | 1
VA6107650 | GE | NIT | RT | Y | EP010 | EP010 | WELLS 7A & 7B ENTRY POINT AFTER TREATMEN | ROUND HILL, TOWN OF | WELLS 7A & 7B ENTRY POINT AFTER TREATMEN |  | 1
VA6107651 | GE | VOC | RT | Y | EP001 | EP001 | ENTRY PT TO DIST SYS | RESERVE AT ROKEBY FARM | ENTRY POINT |  | 1
VA6107652 | GE | NIT | RT | Y | EP001 | EP001 | ENTRY POINT SAMPLE TAP | ROOTS 657 | ENTRY POINT SAMPLE TAP |  | 1
VA6107660 | GE | HAA | RT | Y | DS001 | DBP02 | SITE 005: 16580 LEVADE DR. | SELMA ESTATES | DISTRIBUTION SYSTEM |  | 1
VA6107660 | GE | THM | RT | Y | DS001 | DBP02 | SITE 005: 16580 LEVADE DR. | SELMA ESTATES | DISTRIBUTION SYSTEM |  | 1
VA6107660 | GE | FL2 | ST | N | EP001 | EP001 | COMBINED ENTRY PT | SELMA ESTATES | COMBINED ENTRY POINT |  | 3
VA6107725 | GE | HAA | RT | Y | DS001 | DBP01 | MANOR HOUSE KITCHEN | NORTH SPRING BEHAVIORAL HEALTHCARE | DISTRIBUTION SYSTEM |  | 1
VA6107725 | GE | THM | RT | Y | DS001 | DBP01 | MANOR HOUSE KITCHEN | NORTH SPRING BEHAVIORAL HEALTHCARE | DISTRIBUTION SYSTEM |  | 1
VA6107750 | GE | VOC | RT | Y | EP001 | EP001 | ENTRY POINT | VILLAGE MONTESSORI SCHOOL AT BLUEMONT | ENTRY POINT |  | 1
VA6113105 | GE | NIT | RT | Y | EP001 | EP001 | WELL DISCHARGE LINE | RAPIDAN BAPTIST CAMP | ENTRY POINT |  | 1
VA6113160 | GE | NIT | RT | Y | EP001 | EP001 | COMB. DISCHARGE LINE | HAPPY HILLS SUBDIVISION | ENTRY POINT - 2 WELLS |  | 1
VA6113184 | GE | NIT | RT | Y | EP001 | EP001 | TAP AFTER TREATMENT | MADISON COUNTY SCHOOL BOARD | ENTRY POINT |  | 1
VA6113195 | GE | INO | RT | Y | EP001 | EP001 | WELL DISCHARGE LINE | ROLLING BROOK MOBILE HOME PARK | ENTRY POINT |  | 1
VA6113195 | GE | MET | RT | Y | EP001 | EP001 | WELL DISCHARGE LINE | ROLLING BROOK MOBILE HOME PARK | ENTRY POINT |  | 1
VA6113195 | GE | VOC | RT | Y | EP001 | EP001 | WELL DISCHARGE LINE | ROLLING BROOK MOBILE HOME PARK | ENTRY POINT |  | 1
VA6113200 | GE | HAA | RT | Y | DS001 | DBP01 | PLOW AND HEARTH | MADISON, TOWN OF | DISTRIBUTION SYSTEM |  | 1
VA6113200 | GE | THM | RT | Y | DS001 | DBP01 | PLOW AND HEARTH | MADISON, TOWN OF | DISTRIBUTION SYSTEM |  | 1
VA6113200 | GE | TOA | RT | Y | TOCR01 | RW001 | RAW WATER TOC-ALK | MADISON, TOWN OF | RAW WATER TOC-ALK |  | 1
VA6113200 | GE | TOC | RT | Y | TP001 | UP001 | COMBINED FILTER EFF | MADISON, TOWN OF | MADISON WTP |  | 1
VA6113300 | GE | HAA | RT | Y | DS001 | DBP02 | HOUSE #67 | WOODBERRY FOREST SCHOOL | DISTRIBUTION SYSTEM |  | 1
VA6113300 | GE | THM | RT | Y | DS001 | DBP02 | HOUSE #67 | WOODBERRY FOREST SCHOOL | DISTRIBUTION SYSTEM |  | 1
VA6113300 | GE | NIT | RT | Y | EP006 | EP006 | ENTRY POINT- WELL #6 | WOODBERRY FOREST SCHOOL | ENTRY POINT - WELL 6 |  | 1
VA6113300 | GE | VOC | RT | Y | EP006 | EP006 | ENTRY POINT- WELL #6 | WOODBERRY FOREST SCHOOL | ENTRY POINT - WELL 6 |  | 1
VA6113300 | GE | NIT | RT | Y | EP007 | EP007 | ENTRY POINT- WELL #7 | WOODBERRY FOREST SCHOOL | ENTRY POINT - WELL 7 |  | 1
VA6113500 | PB | LC | RT | Y | DS001 | LCR01 | 78 RESETTLEMENT COURT | VALLEY VIEW | DISTRIBUTION SYSTEM | FSD | 1
VA6113500 | PB | LC | RT | Y | DS001 | LCR02 | 65 RESETTLEMENT COURT | VALLEY VIEW | DISTRIBUTION SYSTEM | FSD | 1
VA6113500 | PB | LC | RT | Y | DS001 | LCR03 | 83 RESETTLEMENT COURT | VALLEY VIEW | DISTRIBUTION SYSTEM | FSD | 1
VA6113500 | PB | LC | RT | Y | DS001 | LCR04 | 62 RESETTLEMENT COURT | VALLEY VIEW | DISTRIBUTION SYSTEM | FSD | 1
VA6113500 | PB | LC | RT | Y | DS001 | LCR05 | 42 RESETTLEMENT COURT | VALLEY VIEW | DISTRIBUTION SYSTEM | FSD | 1
VA6113500 | GE | INO | RT | Y | EP001 | EP001 | TAP AFTER STORAGE | VALLEY VIEW | ENTRY POINT |  | 1
VA6113500 | GE | MET | RT | Y | EP001 | EP001 | TAP AFTER STORAGE | VALLEY VIEW | ENTRY POINT |  | 1
VA6113500 | GE | RAD | RT | Y | EP001 | EP001 | TAP AFTER STORAGE | VALLEY VIEW | ENTRY POINT |  | 1
VA6137001 | PB | LC | RT | Y | DS001 | DS001 | BUILDING 1 BREAKROOM | AEROJET ROCKETDYNE | DISTRIBUTION SYSTEM | FSD | 1
VA6137001 | PB | LC | RT | Y | DS001 | DS002 | BUILDING 2 BREAKROOM | AEROJET ROCKETDYNE | DISTRIBUTION SYSTEM | FSD | 1
VA6137001 | PB | LC | RT | Y | DS001 | DS003 | BUILDING 3 BREAKROOM | AEROJET ROCKETDYNE | DISTRIBUTION SYSTEM | FSD | 1
VA6137001 | PB | LC | RT | Y | DS001 | DS004 | BUILDING 8 BREAKROOM | AEROJET ROCKETDYNE | DISTRIBUTION SYSTEM | FSD | 1
VA6137001 | PB | LC | RT | Y | DS001 | DS005 | BUILDING 23 BREAKROOM | AEROJET ROCKETDYNE | DISTRIBUTION SYSTEM | FSD | 1
VA6137001 | PB | LC | RT | Y | DS001 | DS006 | BUILDING 5 BATHROOM | AEROJET ROCKETDYNE | DISTRIBUTION SYSTEM | FSD | 1
VA6137001 | PB | LC | RT | Y | DS001 | DS007 | BUILDING 100 BATHROOM | AEROJET ROCKETDYNE | DISTRIBUTION SYSTEM | FSD | 1
VA6137001 | PB | LC | RT | Y | DS001 | DS008 | BUILDING 200 BATHROOM | AEROJET ROCKETDYNE | DISTRIBUTION SYSTEM | FSD | 1
VA6137001 | PB | LC | RT | Y | DS001 | DS009 | BUILDING 208 BATHROOM | AEROJET ROCKETDYNE | DISTRIBUTION SYSTEM | FSD | 1
VA6137001 | PB | LC | RT | Y | DS001 | DS010 | BUILDING 216 BATHROOM | AEROJET ROCKETDYNE | DISTRIBUTION SYSTEM | FSD | 1
VA6137003 | PB | LC | RT | Y | DS001 | DS001 | COFFEE SHOP | LOCUST GROVE TOWN CENTER | DISTRIBUTION SYSTEM | FSD | 1
VA6137003 | PB | LC | RT | Y | DS001 | DS002 | GRAZE STEAK HOUSE | LOCUST GROVE TOWN CENTER | DISTRIBUTION SYSTEM | FSD | 1
VA6137003 | PB | LC | RT | Y | DS001 | DS003 | HONG KONG RESTAURANT | LOCUST GROVE TOWN CENTER | DISTRIBUTION SYSTEM | FSD | 1
VA6137003 | PB | LC | RT | Y | DS001 | DS004 | THE MARKET | LOCUST GROVE TOWN CENTER | DISTRIBUTION SYSTEM | FSD | 1
VA6137003 | PB | LC | RT | Y | DS001 | DS005 | MAMAS PIZZA | LOCUST GROVE TOWN CENTER | DISTRIBUTION SYSTEM | FSD | 1
VA6137003 | GE | NIT | RT | Y | EP001 | EP001 | TAP AFTER STORAGE | LOCUST GROVE TOWN CENTER | ENTRY POINT |  | 1
VA6137020 | PB | LC | RT | Y | DS001 | DS001 | BREAK ROOM KITCHEN | BATTLEFIELD FARMS | DISTRIBUTION SYSTEM | FSD | 1
VA6137020 | PB | LC | RT | Y | DS001 | DS002 | OFFICE KITCHEN | BATTLEFIELD FARMS | DISTRIBUTION SYSTEM | FSD | 1
VA6137020 | PB | LC | RT | Y | DS001 | DS003 | HALL SPIGOT | BATTLEFIELD FARMS | DISTRIBUTION SYSTEM | FSD | 1
VA6137020 | PB | LC | RT | Y | DS001 | DS004 | MEN'S LAV. OFFICE | BATTLEFIELD FARMS | DISTRIBUTION SYSTEM | FSD | 1
VA6137020 | PB | LC | RT | Y | DS001 | DS005 | WOMEN'S LAV. OFFICE | BATTLEFIELD FARMS | DISTRIBUTION SYSTEM | FSD | 1
VA6137020 | GE | NIT | RT | Y | EP001 | EP001 | TAP AFTER STORAGE | BATTLEFIELD FARMS | ENTRY POINT |  | 1
VA6137020 | GE | VOC | RT | Y | EP001 | EP001 | TAP AFTER STORAGE | BATTLEFIELD FARMS | ENTRY POINT |  | 1
VA6137120 | GE | HAA | RT | Y | DS001 | DBP01 | 19106 LAHORE RD: MAX RESIDENCE TIME | RSA ROUTE 20 | DISTRIBUTION SYSTEM |  | 1
VA6137120 | GE | THM | RT | Y | DS001 | DBP01 | 19106 LAHORE RD: MAX RESIDENCE TIME | RSA ROUTE 20 | DISTRIBUTION SYSTEM |  | 1
VA6137120 | PB | LC | RT | Y | DS001 | DS001 | LEAD COPPER SITE 01 | RSA ROUTE 20 | DISTRIBUTION SYSTEM | FSD | 1
VA6137120 | PB | LC | RT | Y | DS001 | DS002 | LEAD COPPER SITE 02 | RSA ROUTE 20 | DISTRIBUTION SYSTEM | FSD | 1
VA6137120 | PB | LC | RT | Y | DS001 | DS003 | LEAD COPPER SITE 03 | RSA ROUTE 20 | DISTRIBUTION SYSTEM | FSD | 1
VA6137120 | PB | LC | RT | Y | DS001 | DS004 | LEAD COPPER SITE 04 | RSA ROUTE 20 | DISTRIBUTION SYSTEM | FSD | 1
VA6137120 | PB | LC | RT | Y | DS001 | DS005 | LEAD COPPER SITE 05 | RSA ROUTE 20 | DISTRIBUTION SYSTEM | FSD | 1
VA6137212 | GE | HAA | RT | Y | DS001 | DBP01 | RM. #128: MAX RESIDENCE TIME | LOCUST GROVE PRIMARY/ELEMENTARY SCHOOL | DISTRIBUTION SYSTEM |  | 1
VA6137212 | GE | THM | RT | Y | DS001 | DBP01 | RM. #128: MAX RESIDENCE TIME | LOCUST GROVE PRIMARY/ELEMENTARY SCHOOL | DISTRIBUTION SYSTEM |  | 1
VA6137228 | GE | HAA | RT | Y | DS001 | DBP01 | BUILDING 69, 13456 GARDEN ROAD | MONTPELIER- MANSION | DISTRIBUTION SYSTEM |  | 1
VA6137228 | GE | THM | RT | Y | DS001 | DBP01 | BUILDING 69, 13456 GARDEN ROAD | MONTPELIER- MANSION | DISTRIBUTION SYSTEM |  | 1
VA6137228 | GE | VOC | RT | Y | EP002 | EP002 | PRESSURE TANK TAP IN PUMPHOUSE | MONTPELIER- MANSION | PRESSURE TANK TAP IN PUMPHOUSE |  | 1
VA6137300 | GE | HAA | RT | Y | DS001 | DBP01 | RT 15 (PREACHER) | RSA ROUTE 15 | DISTRIBUTION SYSTEM |  | 1
VA6137300 | GE | THM | RT | Y | DS001 | DBP01 | RT 15 (PREACHER) | RSA ROUTE 15 | DISTRIBUTION SYSTEM |  | 1
VA6137370 | GE | NIT | RT | Y | EP001 | EP001 | TAP AFTER TREATMENT | UNIONVILLE ELEMENTARY SCHOOL | ENTRY POINT |  | 1
VA6137400 | GE | THM | RT | Y | DS001 | DBP04 | 584 JAMES MADISON HWY, MIGHTY MART | GORDONSVILLE, TOWN OF | DISTRIBUTION SYSTEM |  | 1
VA6137400 | GE | HAA | RT | Y | DS001 | DBP05 | HYDRANT AT CHARLES ST & LEE ST | GORDONSVILLE, TOWN OF | DISTRIBUTION SYSTEM |  | 1
VA6137400 | PB | LC | RT | Y | DS001 | DS010 | 307 MARTINSVILLE | GORDONSVILLE, TOWN OF | DISTRIBUTION SYSTEM | FSD | 1
VA6137400 | PB | LC | RT | Y | DS001 | DS011 | 301 MARTINSVILLE | GORDONSVILLE, TOWN OF | DISTRIBUTION SYSTEM | FSD | 1
VA6137400 | PB | LC | RT | Y | DS001 | DS012 | 105 COBB ST | GORDONSVILLE, TOWN OF | DISTRIBUTION SYSTEM | FSD | 1
VA6137400 | PB | LC | RT | Y | DS001 | DS013 | 203 A MARKET ST | GORDONSVILLE, TOWN OF | DISTRIBUTION SYSTEM | FSD | 1
VA6137400 | PB | LC | RT | Y | DS001 | DS014 | 214 N MAIN ST | GORDONSVILLE, TOWN OF | DISTRIBUTION SYSTEM | FSD | 1
VA6137400 | PB | LC | RT | Y | DS001 | DS015 | 200 E KING ST | GORDONSVILLE, TOWN OF | DISTRIBUTION SYSTEM | FSD | 1
VA6137400 | PB | LC | RT | Y | DS001 | DS016 | 103 COBB ST | GORDONSVILLE, TOWN OF | DISTRIBUTION SYSTEM | FSD | 1
VA6137400 | PB | LC | RT | Y | DS001 | DS017 | 405 GENTRY DR | GORDONSVILLE, TOWN OF | DISTRIBUTION SYSTEM | FSD | 1
VA6137400 | PB | LC | RT | Y | DS001 | DS018 | 508 GENTRY DR | GORDONSVILLE, TOWN OF | DISTRIBUTION SYSTEM | FSD | 1
VA6137400 | PB | LC | RT | Y | DS001 | DS019 | 302 STONEWALL AVE | GORDONSVILLE, TOWN OF | DISTRIBUTION SYSTEM | FSD | 1
VA6137500 | GE | HAA | RT | Y | DS001 | DBP01 | DAISY DRIVE - OLD IDSE SITE 2 | ORANGE, TOWN OF | DISTRIBUTION SYSTEM |  | 1
VA6137500 | GE | THM | RT | Y | DS001 | DBP01 | DAISY DRIVE - OLD IDSE SITE 2 | ORANGE, TOWN OF | DISTRIBUTION SYSTEM |  | 1
VA6137500 | GE | HAA | RT | Y | DS001 | DBP02 | 122 BOXLEY LANE-OLD IDSE 4 | ORANGE, TOWN OF | DISTRIBUTION SYSTEM |  | 1
VA6137500 | GE | THM | RT | Y | DS001 | DBP02 | 122 BOXLEY LANE-OLD IDSE 4 | ORANGE, TOWN OF | DISTRIBUTION SYSTEM |  | 1
VA6137500 | GE | FL2 | ST | N | EP001 | EP001 | FINISHED WATER TAP | ORANGE, TOWN OF | ENTRY POINT |  | 3
VA6137500 | GE | FUM | RT | Y | EP001 | EP001 | FINISHED WATER TAP | ORANGE, TOWN OF | ENTRY POINT |  | 1
VA6137500 | GE | SVO | RT | Y | EP001 | EP001 | FINISHED WATER TAP | ORANGE, TOWN OF | ENTRY POINT |  | 1
VA6137500 | GE | CAH | RT | Y | EP001 | EP001 | FINISHED WATER TAP | ORANGE, TOWN OF | ENTRY POINT |  | 1
VA6137500 | GE | CAR | RT | Y | EP001 | EP001 | FINISHED WATER TAP | ORANGE, TOWN OF | ENTRY POINT |  | 1
VA6137500 | GE | TOA | RT | Y | TOCR1 | RW001 | RAW WATER TOC-ALK | ORANGE, TOWN OF | RAW WATER TOC-ALK |  | 1
VA6137500 | GE | TOC | RT | Y | TP001 | UP001 | COMBINED FILTER EFF | ORANGE, TOWN OF | ORANGE WTP |  | 1
VA6137999 | GE | HAA | RT | Y | DS001 | DS001 | RAMSAY | WILDERNESS WTP | DISTRIBUTION SYSTEM |  | 1
VA6137999 | GE | THM | RT | Y | DS001 | DS001 | RAMSAY | WILDERNESS WTP | DISTRIBUTION SYSTEM |  | 1
VA6137999 | GE | HAA | RT | Y | DS001 | DS002 | LIBRARY | WILDERNESS WTP | DISTRIBUTION SYSTEM |  | 1
VA6137999 | GE | THM | RT | Y | DS001 | DS002 | LIBRARY | WILDERNESS WTP | DISTRIBUTION SYSTEM |  | 1
VA6137999 | GE | HAA | RT | Y | DS001 | DS003 | WILDERNESS SHORES | WILDERNESS WTP | DISTRIBUTION SYSTEM |  | 1
VA6137999 | GE | THM | RT | Y | DS001 | DS003 | WILDERNESS SHORES | WILDERNESS WTP | DISTRIBUTION SYSTEM |  | 1
VA6137999 | GE | HAA | RT | Y | DS001 | DS004 | GERMANNA | WILDERNESS WTP | DISTRIBUTION SYSTEM |  | 1
VA6137999 | GE | THM | RT | Y | DS001 | DS004 | GERMANNA | WILDERNESS WTP | DISTRIBUTION SYSTEM |  | 1
VA6137999 | GE | FL2 | ST | N | EP001 | EP001 | FINISHED WATER TAP | WILDERNESS WTP | ENTRY POINT |  | 3
VA6137999 | GE | TOA | RT | Y | TOCR1 | RW001 | RAW WATER TOC-ALK | WILDERNESS WTP | RAW WATER TOC-ALK |  | 1
VA6137999 | GE | TOC | RT | Y | TP001 | UP001 | COMBINED FILTER EFF | WILDERNESS WTP | TREATMENT PLANT |  | 1
VA6153040 | GE | HAA | RT | Y | DS001 | DBP01 | ATHLETIC TRAINERS SINK | BRENTSVILLE HIGH SCHOOL | DISTRIBUTION SYSTEM |  | 1
VA6153040 | GE | THM | RT | Y | DS001 | DBP01 | ATHLETIC TRAINERS SINK | BRENTSVILLE HIGH SCHOOL | DISTRIBUTION SYSTEM |  | 1
VA6153040 | GE | HAA | RT | Y | DS001 | DBP02 | 2108 LAB SINK | BRENTSVILLE HIGH SCHOOL | DISTRIBUTION SYSTEM |  | 1
VA6153040 | GE | THM | RT | Y | DS001 | DBP02 | 2108 LAB SINK | BRENTSVILLE HIGH SCHOOL | DISTRIBUTION SYSTEM |  | 1
VA6153040 | GE | NIT | RT | Y | EP001 | EP001 | TAP AFTER TREATMENT | BRENTSVILLE HIGH SCHOOL | ENTRY POINT - TAP AFTER TREATMENT |  | 1
VA6153060 | GE | HAA | RT | Y | DS001 | DBP001 | BS#3 BARRETT FIRE STATION #27400 | QUANTICO MCB-CAMP BARRETT | DISTRIBUTION SYSTEM |  | 1
VA6153060 | GE | THM | RT | Y | DS001 | DBP001 | BS#3 BARRETT FIRE STATION #27400 | QUANTICO MCB-CAMP BARRETT | DISTRIBUTION SYSTEM |  | 1
VA6153060 | GE | HAA | RT | Y | DS001 | DBP002 | BS#2 FBI TANK #27923 | QUANTICO MCB-CAMP BARRETT | DISTRIBUTION SYSTEM |  | 1
VA6153060 | GE | THM | RT | Y | DS001 | DBP002 | BS#2 FBI TANK #27923 | QUANTICO MCB-CAMP BARRETT | DISTRIBUTION SYSTEM |  | 1
VA6153063 | GE | HAA | RT | Y | DS001 | DBP01 | US #1 CAMP UPSHUR HEADQUARTERS BDG 26102 | QUANTICO MCB-CAMP UPSHUR | DISTRIBUTION SYSTEM |  | 1
VA6153063 | GE | THM | RT | Y | DS001 | DBP01 | US #1 CAMP UPSHUR HEADQUARTERS BDG 26102 | QUANTICO MCB-CAMP UPSHUR | DISTRIBUTION SYSTEM |  | 1
VA6153063 | GE | INO | RT | Y | EP001 | EP001 | ENTRY POINT- WELL #1 | QUANTICO MCB-CAMP UPSHUR | WELL #1 POE |  | 1
VA6153063 | GE | MET | RT | Y | EP001 | EP001 | ENTRY POINT- WELL #1 | QUANTICO MCB-CAMP UPSHUR | WELL #1 POE |  | 1
VA6153063 | GE | INO | RT | Y | EP002 | EP002 | ENTRY POINT- WELL #2 | QUANTICO MCB-CAMP UPSHUR | WELL #2 POE |  | 1
VA6153063 | GE | MET | RT | Y | EP002 | EP002 | ENTRY POINT- WELL #2 | QUANTICO MCB-CAMP UPSHUR | WELL #2 POE |  | 1
VA6153063 | GE | VOC | RT | Y | EP002 | EP002 | ENTRY POINT- WELL #2 | QUANTICO MCB-CAMP UPSHUR | WELL #2 POE |  | 1
VA6153251 | GE | HAA | RT | Y | DS001 | DBP001 | GM-99 11009 NOKESVILLE ROAD | PWCSA - WEST | DISTRIBUTION SYSTEM |  | 1
VA6153251 | GE | THM | RT | Y | DS001 | DBP001 | GM-99 11009 NOKESVILLE ROAD | PWCSA - WEST | DISTRIBUTION SYSTEM |  | 1
VA6153251 | GE | HAA | RT | Y | DS001 | DBP002 | DS008 6740 LEA BERRY WAY | PWCSA - WEST | DISTRIBUTION SYSTEM |  | 1
VA6153251 | GE | THM | RT | Y | DS001 | DBP002 | DS008 6740 LEA BERRY WAY | PWCSA - WEST | DISTRIBUTION SYSTEM |  | 1
VA6153251 | GE | HAA | RT | Y | DS001 | DBP003 | DS004 7420 OLD CENTERVILLE ROAD | PWCSA - WEST | DISTRIBUTION SYSTEM |  | 1
VA6153251 | GE | THM | RT | Y | DS001 | DBP003 | DS004 7420 OLD CENTERVILLE ROAD | PWCSA - WEST | DISTRIBUTION SYSTEM |  | 1
VA6153251 | GE | HAA | RT | Y | DS001 | DBP004 | GM-53 6801 HARTZELL HILL LANE | PWCSA - WEST | DISTRIBUTION SYSTEM |  | 1
VA6153251 | GE | THM | RT | Y | DS001 | DBP004 | GM-53 6801 HARTZELL HILL LANE | PWCSA - WEST | DISTRIBUTION SYSTEM |  | 1
VA6153251 | GE | HAA | RT | Y | DS001 | DBP005 | GM-90 14000 SUDLEY MANOR DRIVE | PWCSA - WEST | DISTRIBUTION SYSTEM |  | 1
VA6153251 | GE | THM | RT | Y | DS001 | DBP005 | GM-90 14000 SUDLEY MANOR DRIVE | PWCSA - WEST | DISTRIBUTION SYSTEM |  | 1
VA6153251 | GE | HAA | RT | Y | DS001 | DBP006 | GM-59 13625 HERITAGE FARMS DRIVE | PWCSA - WEST | DISTRIBUTION SYSTEM |  | 1
VA6153251 | GE | THM | RT | Y | DS001 | DBP006 | GM-59 13625 HERITAGE FARMS DRIVE | PWCSA - WEST | DISTRIBUTION SYSTEM |  | 1
VA6153251 | GE | HAA | RT | Y | DS001 | DBP007 | DS003 6897 GATEWAY COURT | PWCSA - WEST | DISTRIBUTION SYSTEM |  | 1
VA6153251 | GE | THM | RT | Y | DS001 | DBP007 | DS003 6897 GATEWAY COURT | PWCSA - WEST | DISTRIBUTION SYSTEM |  | 1
VA6153251 | GE | HAA | RT | Y | DS001 | DBP008 | GM-41 8000 LIMESTONE DRIVE | PWCSA - WEST | DISTRIBUTION SYSTEM |  | 1
VA6153251 | GE | THM | RT | Y | DS001 | DBP008 | GM-41 8000 LIMESTONE DRIVE | PWCSA - WEST | DISTRIBUTION SYSTEM |  | 1
VA6153251 | GE | HAA | RT | Y | DS001 | DBP009 | MS-02 9553 BIRMINGHAM PLACE | PWCSA - WEST | DISTRIBUTION SYSTEM |  | 1
VA6153251 | GE | THM | RT | Y | DS001 | DBP009 | MS-02 9553 BIRMINGHAM PLACE | PWCSA - WEST | DISTRIBUTION SYSTEM |  | 1
VA6153251 | GE | HAA | RT | Y | DS001 | DBP010 | MS-14 9929 HAWTHORN HILL COURT | PWCSA - WEST | DISTRIBUTION SYSTEM |  | 1
VA6153251 | GE | THM | RT | Y | DS001 | DBP010 | MS-14 9929 HAWTHORN HILL COURT | PWCSA - WEST | DISTRIBUTION SYSTEM |  | 1
VA6153260 | GE | NIT | RT | Y | EP004 | EP004 | ENTRY POINT WELL 4 AFTER TREATMENT | WOODBRIDGE MHP LLC | ENTRY POINT WELL 4 AFTER TREATMENT |  | 1
VA6153279 | GE | NIT | RT | Y | EP001 | EP001 | TAP AFTER STORAGE | GREENVILLE FARM CAMPGROUND | TAP AFTER PRESSURE TANK AT MAIN WELL |  | 1
VA6153323 | GE | HAA | RT | Y | DS001 | DBP01 | 5662 HOADLY VIEW | PWCSA - HOADLY MANOR | DISTRIBUTION SYSTEM |  | 1
VA6153323 | GE | THM | RT | Y | DS001 | DBP01 | 5662 HOADLY VIEW | PWCSA - HOADLY MANOR | DISTRIBUTION SYSTEM |  | 1
VA6153325 | GE | NIT | RT | Y | EP001 | EP001 | WELL DISCHARGE LINE | HOLY FAMILY ACADEMY | POE - WELL |  | 1
VA6153474 | GE | NIT | RT | Y | EP001 | EP001 | DISCHARGE LINE | FOREST GREENS GOLF | ENTRY POINT |  | 1
VA6153510 | GE | NIT | RT | Y | EP001 | EP001 | ENTRY POINT | SILVER LAKE REGIONAL PARK | ENTRY POINT |  | 1
VA6153526 | GE | NIT | RT | Y | EP001 | EP001 | WELL DISCHARGE LINE | NOKESVILLE COMMUNITY PARK | ENTRY POINT |  | 1
VA6153527 | PB | LC | RT | Y | DS001 | DS001 | SERVICE SINK | NOKESVILLE CHURCH OF THE BRETHREN | DISTRIBUTION SYSTEM | FSD | 1
VA6153527 | PB | LC | RT | Y | DS001 | DS002 | MENS ROOM | NOKESVILLE CHURCH OF THE BRETHREN | DISTRIBUTION SYSTEM | FSD | 1
VA6153527 | PB | LC | RT | Y | DS001 | DS003 | KITCHEN NEW | NOKESVILLE CHURCH OF THE BRETHREN | DISTRIBUTION SYSTEM | FSD | 1
VA6153527 | PB | LC | RT | Y | DS001 | DS004 | LADIES ROOM | NOKESVILLE CHURCH OF THE BRETHREN | DISTRIBUTION SYSTEM | FSD | 1
VA6153527 | PB | LC | RT | Y | DS001 | DS005 | KITCHEN OLD | NOKESVILLE CHURCH OF THE BRETHREN | DISTRIBUTION SYSTEM | FSD | 1
VA6153533 | GE | HAA | RT | Y | DS001 | DBP01 | ROOM 108 | THE NOKESVILLE SCHOOL | DISTRIBUTION SYSTEM |  | 1
VA6153533 | GE | THM | RT | Y | DS001 | DBP01 | ROOM 108 | THE NOKESVILLE SCHOOL | DISTRIBUTION SYSTEM |  | 1
VA6153533 | PB | LC | RT | Y | DS001 | LC001 | KITCHEN SINK | THE NOKESVILLE SCHOOL | DISTRIBUTION SYSTEM | FSD | 1
VA6153533 | PB | LC | RT | Y | DS001 | LC002 | RM 108 | THE NOKESVILLE SCHOOL | DISTRIBUTION SYSTEM | FSD | 1
VA6153533 | PB | LC | RT | Y | DS001 | LC003 | RM 119 | THE NOKESVILLE SCHOOL | DISTRIBUTION SYSTEM | FSD | 1
VA6153533 | PB | LC | RT | Y | DS001 | LC004 | RM 201 | THE NOKESVILLE SCHOOL | DISTRIBUTION SYSTEM | FSD | 1
VA6153533 | PB | LC | RT | Y | DS001 | LC005 | RM 210 | THE NOKESVILLE SCHOOL | DISTRIBUTION SYSTEM | FSD | 1
VA6153533 | PB | LC | RT | Y | DS001 | LC006 | RM 238 | THE NOKESVILLE SCHOOL | DISTRIBUTION SYSTEM | FSD | 1
VA6153533 | PB | LC | RT | Y | DS001 | LC007 | RM 252 | THE NOKESVILLE SCHOOL | DISTRIBUTION SYSTEM | FSD | 1
VA6153533 | PB | LC | RT | Y | DS001 | LC008 | RM 315 CLINIC | THE NOKESVILLE SCHOOL | DISTRIBUTION SYSTEM | FSD | 1
VA6153533 | PB | LC | RT | Y | DS001 | LC009 | TECH LAB 117 | THE NOKESVILLE SCHOOL | DISTRIBUTION SYSTEM | FSD | 1
VA6153533 | PB | LC | RT | Y | DS001 | LC010 | WORK ROOM 3 #224 | THE NOKESVILLE SCHOOL | DISTRIBUTION SYSTEM | FSD | 1
VA6153535 | GE | NIT | RT | Y | EP001 | EP001 | TAP AFTER TREATMENT | RENAISSANCE MONTESSORI | POE - AFTER TREATMENT |  | 1
VA6153675 | GE | HAA | RT | Y | DS001 | DBP01 | OCS-DINING HALL - BLDG 5005 - BOBO HALL | QUANTICO MARINE BASE-MAINSIDE | QUANTICO MARINE BASE-MAINSIDE (DIS SYS) |  | 1
VA6153675 | GE | THM | RT | Y | DS001 | DBP01 | OCS-DINING HALL - BLDG 5005 - BOBO HALL | QUANTICO MARINE BASE-MAINSIDE | QUANTICO MARINE BASE-MAINSIDE (DIS SYS) |  | 1
VA6153675 | GE | HAA | RT | Y | DS001 | DBP02 | J2515 STABLES AREA | QUANTICO MARINE BASE-MAINSIDE | QUANTICO MARINE BASE-MAINSIDE (DIS SYS) |  | 1
VA6153675 | GE | THM | RT | Y | DS001 | DBP02 | J2515 STABLES AREA | QUANTICO MARINE BASE-MAINSIDE | QUANTICO MARINE BASE-MAINSIDE (DIS SYS) |  | 1
VA6153675 | GE | HAA | RT | Y | DS001 | DBP03 | S1S3 OLD SITE WWTP | QUANTICO MARINE BASE-MAINSIDE | QUANTICO MARINE BASE-MAINSIDE (DIS SYS) |  | 1
VA6153675 | GE | THM | RT | Y | DS001 | DBP03 | S1S3 OLD SITE WWTP | QUANTICO MARINE BASE-MAINSIDE | QUANTICO MARINE BASE-MAINSIDE (DIS SYS) |  | 1
VA6153675 | GE | HAA | RT | Y | DS001 | DBP04 | HH061 2700 BLOCK TANK | QUANTICO MARINE BASE-MAINSIDE | QUANTICO MARINE BASE-MAINSIDE (DIS SYS) |  | 1
VA6153675 | GE | THM | RT | Y | DS001 | DBP04 | HH061 2700 BLOCK TANK | QUANTICO MARINE BASE-MAINSIDE | QUANTICO MARINE BASE-MAINSIDE (DIS SYS) |  | 1
VA6153675 | GE | FL2 | ST | N | EP001 | EP001 | CLEARWELL EFFLUENT | QUANTICO MARINE BASE-MAINSIDE | TREATMENT PLANT ENTRY POINT |  | 3
VA6153675 | GE | INO | RT | Y | EP001 | EP001 | CLEARWELL EFFLUENT | QUANTICO MARINE BASE-MAINSIDE | TREATMENT PLANT ENTRY POINT |  | 1
VA6153675 | GE | MET | RT | Y | EP001 | EP001 | CLEARWELL EFFLUENT | QUANTICO MARINE BASE-MAINSIDE | TREATMENT PLANT ENTRY POINT |  | 1
VA6153675 | GE | TOA | RT | Y | TOCR1 | RW001 | RAW WATER TOC/ALK SAMPLE TAP | QUANTICO MARINE BASE-MAINSIDE | RAW WATER TOC/ALK SAMPLE TAP |  | 3
VA6153675 | GE | TOC | RT | Y | TP001 | UP001 | COMBINED FILTER EFF | QUANTICO MARINE BASE-MAINSIDE | QUANTICO MAINSIDE WTP |  | 3
VA6153676 | GE | THM | RT | Y | DS001 | DBP001 | QU-2 246 POTOMAC AVENUE | QUANTICO, TOWN OF | DISTRIBUTION SYSTEM |  | 1
VA6153676 | GE | HAA | RT | Y | DS001 | DBP002 | QU-4 222 THIRD AVENUE | QUANTICO, TOWN OF | DISTRIBUTION SYSTEM |  | 1
VA6153676 | PB | LC | RT | Y | DS001 | DS001 | QU-01 209 FOURTH AVE | QUANTICO, TOWN OF | DISTRIBUTION SYSTEM | FSD | 1
VA6153676 | PB | LC | RT | Y | DS001 | DS002 | QU-02 254 FOURTH AVE | QUANTICO, TOWN OF | DISTRIBUTION SYSTEM | FSD | 1
VA6153676 | PB | LC | RT | Y | DS001 | DS003 | QU-04 244 FOURTH AVE | QUANTICO, TOWN OF | DISTRIBUTION SYSTEM | FSD | 1
VA6153676 | PB | LC | RT | Y | DS001 | DS004 | QU-07 235 THIRD AVE | QUANTICO, TOWN OF | DISTRIBUTION SYSTEM | FSD | 1
VA6153676 | PB | LC | RT | Y | DS001 | DS005 | QU-11 203 THIRD AVE | QUANTICO, TOWN OF | DISTRIBUTION SYSTEM | FSD | 1
VA6153676 | PB | LC | RT | Y | DS001 | DS006 | QU-14 240 THIRD AVE | QUANTICO, TOWN OF | DISTRIBUTION SYSTEM | FSD | 1
VA6153676 | PB | LC | RT | Y | DS001 | DS007 | QU-15 306 FOURTH AVE | QUANTICO, TOWN OF | DISTRIBUTION SYSTEM | FSD | 1
VA6153676 | PB | LC | RT | Y | DS001 | DS008 | QU-17 318 THIRD AVE | QUANTICO, TOWN OF | DISTRIBUTION SYSTEM | FSD | 1
VA6153676 | PB | LC | RT | Y | DS001 | DS010 | QU-12 237 FOURTH AVE | QUANTICO, TOWN OF | DISTRIBUTION SYSTEM | FSD | 1
VA6153676 | PB | LC | RT | Y | DS001 | DS011 | QU-05 229 FIFTH AVE | QUANTICO, TOWN OF | DISTRIBUTION SYSTEM | FSD | 1
VA6153832 | GE | NIT | RT | Y | EP001 | EP001 | ENTRY POINT | VALLEY VIEW PARK | EP001 |  | 1
VA6157385 | GE | HAA | RT | Y | DS001 | DBP01 | ROOM 27 | RAPPAHANNOCK ELEM SCHOOL | RAPP ELEMENTARY DISTRIBUTION |  | 1
VA6157385 | GE | THM | RT | Y | DS001 | DBP01 | ROOM 27 | RAPPAHANNOCK ELEM SCHOOL | RAPP ELEMENTARY DISTRIBUTION |  | 1
VA6157388 | GE | INO | RT | Y | EP001 | EP001 | WELL DISCHARGE LINE | CHILD CARE & LEARNING CENTER | KITCHEN 3-COMPARTMENT SINK |  | 1
VA6157388 | GE | MET | RT | Y | EP001 | EP001 | WELL DISCHARGE LINE | CHILD CARE & LEARNING CENTER | KITCHEN 3-COMPARTMENT SINK |  | 1
VA6157388 | GE | NIT | RT | Y | EP001 | EP001 | WELL DISCHARGE LINE | CHILD CARE & LEARNING CENTER | KITCHEN 3-COMPARTMENT SINK |  | 1
VA6157388 | GE | VOC | RT | Y | EP001 | EP001 | WELL DISCHARGE LINE | CHILD CARE & LEARNING CENTER | KITCHEN 3-COMPARTMENT SINK |  | 1
VA6157399 | GE | NIT | RT | Y | EP002 | EP002 | TAP AFTER STORAGE | SPERRYVILLE CORNER STORE | ENTRY POINT - WELL 2 |  | 1
VA6157500 | PB | LC | RT | Y | DS001 | DS001 | KITCHEN | WAKEFIELD COUNTRY DAY SCHOOL | DISTRIBUTION SYSTEM | FSD | 1
VA6157500 | PB | LC | RT | Y | DS001 | DS002 | FRONT WATER FOUNTAIN | WAKEFIELD COUNTRY DAY SCHOOL | DISTRIBUTION SYSTEM | FSD | 1
VA6157500 | PB | LC | RT | Y | DS001 | DS004 | GIRLS LOCKER ROOM | WAKEFIELD COUNTRY DAY SCHOOL | DISTRIBUTION SYSTEM | FSD | 1
VA6157500 | PB | LC | RT | Y | DS001 | DS005 | CHEMISTRY ROOM | WAKEFIELD COUNTRY DAY SCHOOL | DISTRIBUTION SYSTEM | FSD | 1
VA6157500 | PB | LC | RT | Y | DS001 | DS006 | PRE-K ROOM SINK | WAKEFIELD COUNTRY DAY SCHOOL | DISTRIBUTION SYSTEM | FSD | 1
VA6177035 | PB | LC | RT | Y | DS001 | DS001 | WORKROOM #8 (FORMERLY CONFERENCE ROOM | BERKELEY ELEMENTARY | BERKELEY ELEMENTARY | FSD | 1
VA6177035 | PB | LC | RT | Y | DS001 | DS002 | ART RM #1 SINK 1 (FORMERLY ART #1) | BERKELEY ELEMENTARY | BERKELEY ELEMENTARY | FSD | 1
VA6177035 | PB | LC | RT | Y | DS001 | DS003 | ART RM #2 SINK 2 (FORMERLY ART #2 | BERKELEY ELEMENTARY | BERKELEY ELEMENTARY | FSD | 1
VA6177035 | PB | LC | RT | Y | DS001 | DS004 | CAFETERIA - KITCHEN | BERKELEY ELEMENTARY | BERKELEY ELEMENTARY | FSD | 1
VA6177035 | PB | LC | RT | Y | DS001 | DS005 | CLINIC | BERKELEY ELEMENTARY | BERKELEY ELEMENTARY | FSD | 1
VA6177045 | GE | NIT | RT | Y | EP001 | EP001 | ENTRY POINT | CHEWNING PARK | ENTRY POINT |  | 1
VA6177090 | GE | NIT | RT | Y | EP001 | EP001 | STORE HAND SINK COLD TAP | DUKE'S CREEK MARINA | ENTRY POINT |  | 1
VA6177105 | PB | LC | RT | Y | DS001 | DS002 | 4638 GLENWOOD | GLENWOOD MOBILE HOME PARK | GLENWOOD MHP | FSD | 1
VA6177105 | PB | LC | RT | Y | DS001 | DS004 | 4728 GLENWOOD CR. | GLENWOOD MOBILE HOME PARK | GLENWOOD MHP | FSD | 1
VA6177105 | PB | LC | RT | Y | DS001 | DS005 | 4732 GLENWOOD CR. | GLENWOOD MOBILE HOME PARK | GLENWOOD MHP | FSD | 1
VA6177105 | PB | LC | RT | Y | DS001 | DS006 | 4708 GLENWOOD | GLENWOOD MOBILE HOME PARK | GLENWOOD MHP | FSD | 1
VA6177105 | PB | LC | RT | Y | DS001 | DS010 | 4720 GLENWOOD CR. | GLENWOOD MOBILE HOME PARK | GLENWOOD MHP | FSD | 1
VA6177175 | PB | LC | RT | Y | DS001 | DS002 | COLLEGE BARN | HAZELWILD FARM EDUCATIONAL FOUNDATION | HAZELWILD FARM EDUCATIONAL FOUNDATION | FSD | 1
VA6177175 | PB | LC | RT | Y | DS001 | DS010 | KITCHEN-COWPALACE | HAZELWILD FARM EDUCATIONAL FOUNDATION | HAZELWILD FARM EDUCATIONAL FOUNDATION | FSD | 1
VA6177175 | PB | LC | RT | Y | DS001 | DS011 | BARN OFFICE | HAZELWILD FARM EDUCATIONAL FOUNDATION | HAZELWILD FARM EDUCATIONAL FOUNDATION | FSD | 1
VA6177175 | PB | LC | RT | Y | DS001 | DS012 | EDUCATION OFFICE | HAZELWILD FARM EDUCATIONAL FOUNDATION | HAZELWILD FARM EDUCATIONAL FOUNDATION | FSD | 1
VA6177175 | PB | LC | RT | Y | DS001 | DS013 | LEARNING CENTER | HAZELWILD FARM EDUCATIONAL FOUNDATION | HAZELWILD FARM EDUCATIONAL FOUNDATION | FSD | 1
VA6177175 | GE | NIT | RT | Y | EP001 | EP001 | TAP AFTER TREATMENT | HAZELWILD FARM EDUCATIONAL FOUNDATION | MAIN LEARNING CTR OFFICE |  | 1
VA6177200 | GE | NIT | RT | Y | EP009 | EP009 | WELL 9 AFTER TRTMNT | INDIAN ACRES | WELL 9 ENTRY POINT |  | 1
VA6177200 | GE | VOC | RT | Y | EP009 | EP009 | WELL 9 AFTER TRTMNT | INDIAN ACRES | WELL 9 ENTRY POINT |  | 1
VA6177200 | GE | NIT | RT | Y | EP010 | EP010 | WELL 10 ENTRY POINT | INDIAN ACRES | WELL 10 ENTRY POINT |  | 1
VA6177235 | GE | NIT | RT | Y | EP001 | EP001 | ENTRY POINT | LAKE ANNA MARINA | ENTRY POINT |  | 1
VA6177240 | GE | NIT | RT | Y | EP001 | EP001 | ENTRY POINT- "A" WELL | LAKE ANNA STATE PARK - SECTIONS A & B | ENTRY POINT - "A" AREA WELL (BEACH WELL) |  | 1
VA6177240 | GE | NIT | RT | Y | EP002 | EP002 | ENTRY POINT - PARK OFFICE WELL | LAKE ANNA STATE PARK - SECTIONS A & B | ENTRY POINT - PARK OFFICE WELL |  | 1
VA6177241 | GE | NIT | RT | Y | EP001 | EP001 | TAP AFTER TREATMENT | LAKE ANNA STATE PARK - CAMPGROUND | TAP AFTER TREATMENT |  | 1
VA6177251 | GE | HAA | RT | Y | DS001 | S2DBP1 | 11509 MACFADEN | LAKE WILDERNESS | DISTRIBUTION SYSTEM |  | 1
VA6177251 | GE | THM | RT | Y | DS001 | S2DBP1 | 11509 MACFADEN | LAKE WILDERNESS | DISTRIBUTION SYSTEM |  | 1
VA6177251 | GE | INO | RT | Y | EP004 | EP004 | ENTRY PT WELL 4 + 4A | LAKE WILDERNESS | ENTRY POINT WELL-4 & 4A |  | 1
VA6177251 | GE | MET | RT | Y | EP004 | EP004 | ENTRY PT WELL 4 + 4A | LAKE WILDERNESS | ENTRY POINT WELL-4 & 4A |  | 1
VA6177251 | GE | INO | RT | Y | EP006 | EP006 | ENTRY POINT- WELL #6 | LAKE WILDERNESS | ENTRY POINT WELL-6 |  | 1
VA6177251 | GE | MET | RT | Y | EP006 | EP006 | ENTRY POINT- WELL #6 | LAKE WILDERNESS | ENTRY POINT WELL-6 |  | 1
VA6177251 | GE | RAD | RT | Y | EP006 | EP006 | ENTRY POINT- WELL #6 | LAKE WILDERNESS | ENTRY POINT WELL-6 |  | 1
VA6177251 | GE | INO | RT | Y | EP007 | EP007 | ENTRY POINT- WELL #7 | LAKE WILDERNESS | ENTRY POINT WELL-7 |  | 1
VA6177251 | GE | MET | RT | Y | EP007 | EP007 | ENTRY POINT- WELL #7 | LAKE WILDERNESS | ENTRY POINT WELL-7 |  | 1
VA6177251 | GE | RAD | RT | Y | EP007 | EP007 | ENTRY POINT- WELL #7 | LAKE WILDERNESS | ENTRY POINT WELL-7 |  | 1
VA6177265 | PB | LC | RT | Y | DS001 | DS001 | B-1 | LIVINGSTON ELEMENTARY SCHOOL | LIVINGSTON SCHOOL | FSD | 1
VA6177265 | PB | LC | RT | Y | DS001 | DS002 | KITCHEN | LIVINGSTON ELEMENTARY SCHOOL | LIVINGSTON SCHOOL | FSD | 1
VA6177265 | PB | LC | RT | Y | DS001 | DS003 | CLINIC | LIVINGSTON ELEMENTARY SCHOOL | LIVINGSTON SCHOOL | FSD | 1
VA6177265 | PB | LC | RT | Y | DS001 | DS004 | STAFF RESTROOM | LIVINGSTON ELEMENTARY SCHOOL | LIVINGSTON SCHOOL | FSD | 1
VA6177265 | PB | LC | RT | Y | DS001 | DS005 | ANNEX FORMERLY (KINDERGARTEN) | LIVINGSTON ELEMENTARY SCHOOL | LIVINGSTON SCHOOL | FSD | 1
VA6177265 | PB | LC | RT | Y | DS001 | DS006 | LIVINGSTON SCHOOL RM #1 | LIVINGSTON ELEMENTARY SCHOOL | LIVINGSTON SCHOOL | FSD | 1
VA6177265 | PB | LC | RT | Y | DS001 | DS007 | LIVINGSTON SCHOOL RM #2 | LIVINGSTON ELEMENTARY SCHOOL | LIVINGSTON SCHOOL | FSD | 1
VA6177265 | PB | LC | RT | Y | DS001 | DS008 | LIVINGSTON SCHOOL 3 | LIVINGSTON ELEMENTARY SCHOOL | LIVINGSTON SCHOOL | FSD | 1
VA6177265 | PB | LC | RT | Y | DS001 | DS009 | LIVINGSTON SCHOOL RM #4 | LIVINGSTON ELEMENTARY SCHOOL | LIVINGSTON SCHOOL | FSD | 1
VA6177265 | PB | LC | RT | Y | DS001 | DS010 | LIVINGSTON SCHOOL RM #5 | LIVINGSTON ELEMENTARY SCHOOL | LIVINGSTON SCHOOL | FSD | 1
VA6177266 | GE | NIT | RT | Y | EP001 | EP001 | WELL DISCHARGE LINE | LYNN CASTLE PARK | ENTRY POINT |  | 1
VA6177300 | GE | HAA | RT | Y | DS001 | DS001 | 9104 COURTHOUSE | SPOTSYLVANIA COUNTY UTILITIES | SPOTSYLVANIA COUNTY DISTRIBUTION SYSTEM |  | 1
VA6177300 | GE | THM | RT | Y | DS001 | DS001 | 9104 COURTHOUSE | SPOTSYLVANIA COUNTY UTILITIES | SPOTSYLVANIA COUNTY DISTRIBUTION SYSTEM |  | 1
VA6177300 | GE | HAA | RT | Y | DS001 | DS002 | 10610 COBBLESTONE | SPOTSYLVANIA COUNTY UTILITIES | SPOTSYLVANIA COUNTY DISTRIBUTION SYSTEM |  | 1
VA6177300 | GE | THM | RT | Y | DS001 | DS002 | 10610 COBBLESTONE | SPOTSYLVANIA COUNTY UTILITIES | SPOTSYLVANIA COUNTY DISTRIBUTION SYSTEM |  | 1
VA6177300 | GE | HAA | RT | Y | DS001 | DS003 | 10601 ROBIN LANE | SPOTSYLVANIA COUNTY UTILITIES | SPOTSYLVANIA COUNTY DISTRIBUTION SYSTEM |  | 1
VA6177300 | GE | THM | RT | Y | DS001 | DS003 | 10601 ROBIN LANE | SPOTSYLVANIA COUNTY UTILITIES | SPOTSYLVANIA COUNTY DISTRIBUTION SYSTEM |  | 1
VA6177300 | GE | HAA | RT | Y | DS001 | DS004 | 6101 WEST MELODY COURT | SPOTSYLVANIA COUNTY UTILITIES | SPOTSYLVANIA COUNTY DISTRIBUTION SYSTEM |  | 1
VA6177300 | GE | THM | RT | Y | DS001 | DS004 | 6101 WEST MELODY COURT | SPOTSYLVANIA COUNTY UTILITIES | SPOTSYLVANIA COUNTY DISTRIBUTION SYSTEM |  | 1
VA6177300 | GE | HAA | RT | Y | DS001 | DS005 | 5124 MUDD TAVERN | SPOTSYLVANIA COUNTY UTILITIES | SPOTSYLVANIA COUNTY DISTRIBUTION SYSTEM |  | 1
VA6177300 | GE | THM | RT | Y | DS001 | DS005 | 5124 MUDD TAVERN | SPOTSYLVANIA COUNTY UTILITIES | SPOTSYLVANIA COUNTY DISTRIBUTION SYSTEM |  | 1
VA6177300 | GE | HAA | RT | Y | DS001 | DS006 | 11308 SPRINGFIELD ST | SPOTSYLVANIA COUNTY UTILITIES | SPOTSYLVANIA COUNTY DISTRIBUTION SYSTEM |  | 1
VA6177300 | GE | THM | RT | Y | DS001 | DS006 | 11308 SPRINGFIELD ST | SPOTSYLVANIA COUNTY UTILITIES | SPOTSYLVANIA COUNTY DISTRIBUTION SYSTEM |  | 1
VA6177300 | GE | HAA | RT | Y | DS001 | DS007 | 2027 WHITELAKE | SPOTSYLVANIA COUNTY UTILITIES | SPOTSYLVANIA COUNTY DISTRIBUTION SYSTEM |  | 1
VA6177300 | GE | THM | RT | Y | DS001 | DS007 | 2027 WHITELAKE | SPOTSYLVANIA COUNTY UTILITIES | SPOTSYLVANIA COUNTY DISTRIBUTION SYSTEM |  | 1
VA6177300 | GE | HAA | RT | Y | DS001 | DS008 | 10821 CHANCELLORSVILLE RD | SPOTSYLVANIA COUNTY UTILITIES | SPOTSYLVANIA COUNTY DISTRIBUTION SYSTEM |  | 1
VA6177300 | GE | THM | RT | Y | DS001 | DS008 | 10821 CHANCELLORSVILLE RD | SPOTSYLVANIA COUNTY UTILITIES | SPOTSYLVANIA COUNTY DISTRIBUTION SYSTEM |  | 1
VA6177300 | GE | FL2 | ST | N | EP001 | EP001 | NI R FINISHED WATER TAP | SPOTSYLVANIA COUNTY UTILITIES | ENTRY POINT - NI RIVER WTP |  | 3
VA6177300 | GE | FUM | RT | Y | EP001 | EP001 | NI R FINISHED WATER TAP | SPOTSYLVANIA COUNTY UTILITIES | ENTRY POINT - NI RIVER WTP |  | 1
VA6177300 | GE | SVO | RT | Y | EP001 | EP001 | NI R FINISHED WATER TAP | SPOTSYLVANIA COUNTY UTILITIES | ENTRY POINT - NI RIVER WTP |  | 1
VA6177300 | GE | CAH | RT | Y | EP001 | EP001 | NI R FINISHED WATER TAP | SPOTSYLVANIA COUNTY UTILITIES | ENTRY POINT - NI RIVER WTP |  | 1
VA6177300 | GE | CAR | RT | Y | EP001 | EP001 | NI R FINISHED WATER TAP | SPOTSYLVANIA COUNTY UTILITIES | ENTRY POINT - NI RIVER WTP |  | 1
VA6177300 | GE | FL2 | ST | N | EP002 | EP002 | MOTTS FINISHED WATER TAP | SPOTSYLVANIA COUNTY UTILITIES | ENTRY POINT - MOTTS WTP |  | 3
VA6177300 | GE | INO | RT | Y | EP002 | EP002 | MOTTS FINISHED WATER TAP | SPOTSYLVANIA COUNTY UTILITIES | ENTRY POINT - MOTTS WTP |  | 1
VA6177300 | GE | MET | RT | Y | EP002 | EP002 | MOTTS FINISHED WATER TAP | SPOTSYLVANIA COUNTY UTILITIES | ENTRY POINT - MOTTS WTP |  | 1
VA6177300 | GE | NIT | RT | Y | EP002 | EP002 | MOTTS FINISHED WATER TAP | SPOTSYLVANIA COUNTY UTILITIES | ENTRY POINT - MOTTS WTP |  | 1
VA6177300 | GE | FUM | RT | Y | EP002 | EP002 | MOTTS FINISHED WATER TAP | SPOTSYLVANIA COUNTY UTILITIES | ENTRY POINT - MOTTS WTP |  | 1
VA6177300 | GE | SVO | RT | Y | EP002 | EP002 | MOTTS FINISHED WATER TAP | SPOTSYLVANIA COUNTY UTILITIES | ENTRY POINT - MOTTS WTP |  | 1
VA6177300 | GE | CAH | RT | Y | EP002 | EP002 | MOTTS FINISHED WATER TAP | SPOTSYLVANIA COUNTY UTILITIES | ENTRY POINT - MOTTS WTP |  | 1
VA6177300 | GE | CAR | RT | Y | EP002 | EP002 | MOTTS FINISHED WATER TAP | SPOTSYLVANIA COUNTY UTILITIES | ENTRY POINT - MOTTS WTP |  | 1
VA6177300 | GE | VOC | RT | Y | EP002 | EP002 | MOTTS FINISHED WATER TAP | SPOTSYLVANIA COUNTY UTILITIES | ENTRY POINT - MOTTS WTP |  | 1
VA6177300 | GE | TOA | RT | Y | TOCR1 | RW001 | RAW WATER TOC-ALK NI RIVER | SPOTSYLVANIA COUNTY UTILITIES | RAW WATER TOC-ALK NI RIVER |  | 3
VA6177300 | GE | TOA | RT | Y | TOCR2 | RW002 | RAW WATER TOC-ALK MOTTS RUN | SPOTSYLVANIA COUNTY UTILITIES | RAW WATER TOC-ALK MOTTS RUN |  | 3
VA6177300 | GE | TOC | RT | Y | TP001 | UP001 | COMB FILTR EFFL | SPOTSYLVANIA COUNTY UTILITIES | NI RIVER WTP |  | 3
VA6177300 | GE | TOC | RT | Y | TP002 | UP001 | COMB FILTER EFFLUENT | SPOTSYLVANIA COUNTY UTILITIES | MOTTS RUN WTP |  | 3
VA6177357 | GE | NIT | RT | Y | EP001 | EP001 | ENTRY POINT | ROCKY BRANCH - MARINA & LOWER CAMPGROUND | ENTRY POINT |  | 1
VA6177362 | GE | NIT | RT | Y | EP002 | EP002 | ENTRY POINT | ROCKY BRANCH - UPPER CAMPGROUND | ENTRY POINT |  | 1
VA6177380 | GE | NIT | RT | Y | EP001 | EP001 | ENTRY POINT - TAP AFTER TREATMENT | LAKE COUNTRY MARINE GROUP - LOWER | ENTRY POINT |  | 1
VA6177384 | PB | LC | RT | Y | DS001 | DS001 | CBBLF | ST. PATRICK CHURCH | DISTRIBUTION SYSTEM | FSD | 1
VA6177384 | PB | LC | RT | Y | DS001 | DS002 | CBGLF | ST. PATRICK CHURCH | DISTRIBUTION SYSTEM | FSD | 1
VA6177384 | PB | LC | RT | Y | DS001 | DS003 | SGBLF | ST. PATRICK CHURCH | DISTRIBUTION SYSTEM | FSD | 1
VA6177384 | PB | LC | RT | Y | DS001 | DS004 | CMB | ST. PATRICK CHURCH | DISTRIBUTION SYSTEM | FSD | 1
VA6177384 | PB | LC | RT | Y | DS001 | DS005 | CGB | ST. PATRICK CHURCH | DISTRIBUTION SYSTEM | FSD | 1
VA6177405 | GE | HAA | RT | Y | DS001 | DBP01 | POST OAK KITCHEN | SPOTSY CO HS (INCL POST OAK MS) | DISTRIBUTION SYSTEM |  | 1
VA6177405 | GE | THM | RT | Y | DS001 | DBP01 | POST OAK KITCHEN | SPOTSY CO HS (INCL POST OAK MS) | DISTRIBUTION SYSTEM |  | 1
VA6177405 | PB | LC | RT | Y | DS001 | DS001 | ROOM 122 SINK #1 | SPOTSY CO HS (INCL POST OAK MS) | DISTRIBUTION SYSTEM | FSD | 1
VA6177405 | PB | LC | RT | Y | DS001 | DS005 | ROOM 206 (SINK BESIDE VENT HOOD) | SPOTSY CO HS (INCL POST OAK MS) | DISTRIBUTION SYSTEM | FSD | 1
VA6177405 | PB | LC | RT | Y | DS001 | DS006 | 2ND FLOOR FACULTY OFFICE KITCHEN | SPOTSY CO HS (INCL POST OAK MS) | DISTRIBUTION SYSTEM | FSD | 1
VA6177405 | PB | LC | RT | Y | DS001 | DS008 | KITCHEN (SINK BESIDE WALK-IN FREEZER) | SPOTSY CO HS (INCL POST OAK MS) | DISTRIBUTION SYSTEM | FSD | 1
VA6177405 | PB | LC | RT | Y | DS001 | DS010 | 1ST FLOOR FACULTY OFFICE KITCHEN | SPOTSY CO HS (INCL POST OAK MS) | DISTRIBUTION SYSTEM | FSD | 1
VA6177405 | PB | LC | RT | Y | DS001 | DS011 | ROOM 121 KITCHEN SERVING AREA | SPOTSY CO HS (INCL POST OAK MS) | DISTRIBUTION SYSTEM | FSD | 1
VA6177405 | PB | LC | RT | Y | DS001 | DS014 | ROOM #170 SCIENCE ROOM | SPOTSY CO HS (INCL POST OAK MS) | DISTRIBUTION SYSTEM | FSD | 1
VA6177405 | PB | LC | RT | Y | DS001 | DS015 | ROOM #160 SCIENCE ROOM | SPOTSY CO HS (INCL POST OAK MS) | DISTRIBUTION SYSTEM | FSD | 1
VA6177405 | PB | LC | RT | Y | DS001 | DS017 | ROOM #260 | SPOTSY CO HS (INCL POST OAK MS) | DISTRIBUTION SYSTEM | FSD | 1
VA6177405 | PB | LC | RT | Y | DS001 | DS018 | ROOM #277 (SINK ON RIGHT SIDE) | SPOTSY CO HS (INCL POST OAK MS) | DISTRIBUTION SYSTEM | FSD | 1
VA6177417 | GE | NIT | RT | Y | EP001 | EP001 | ENTRY POINT | STURGEON CREEK MARINA | ENTRY POINT |  | 1
VA6177450 | PB | LC | RT | Y | DS001 | DS001 | PBCU 1-LOG BLD 1 | WILDERNESS CAMPING RESORTS | WILDERNESS CAMPING RESORTS INC | FSD | 1
VA6177450 | PB | LC | RT | Y | DS001 | DS002 | PBCU 2-C/S 3 | WILDERNESS CAMPING RESORTS | WILDERNESS CAMPING RESORTS INC | FSD | 1
VA6177450 | PB | LC | RT | Y | DS001 | DS003 | PBCU 3-C/S 4A | WILDERNESS CAMPING RESORTS | WILDERNESS CAMPING RESORTS INC | FSD | 1
VA6177450 | PB | LC | RT | Y | DS001 | DS004 | PBCU 4-C/S 5A | WILDERNESS CAMPING RESORTS | WILDERNESS CAMPING RESORTS INC | FSD | 1
VA6177450 | PB | LC | RT | Y | DS001 | DS005 | PBCU 5-C/S 6 | WILDERNESS CAMPING RESORTS | WILDERNESS CAMPING RESORTS INC | FSD | 1
VA6177450 | GE | NIT | RT | Y | EP001 | EP001 | ENTRY POINT- WELL #1 | WILDERNESS CAMPING RESORTS | ENTRY POINT WELL-1 |  | 1
VA6177450 | GE | NIT | RT | Y | EP002 | EP002 | ENTRY POINT- WELL #2 | WILDERNESS CAMPING RESORTS | ENTRY POINT WELL-2 |  | 1
VA6177450 | GE | NIT | RT | Y | EP003 | EP003 | ENTRY POINT- WELL #3 | WILDERNESS CAMPING RESORTS | ENTRY POINT WELL-3 |  | 1
VA6177450 | GE | NIT | RT | Y | EP004 | EP004 | ENTRY POINT- WELL #4 | WILDERNESS CAMPING RESORTS | ENTRY POINT WELL-4 |  | 1
VA6177450 | GE | NIT | RT | Y | EP005 | EP005 | ENTRY POINT- WELL #5 | WILDERNESS CAMPING RESORTS | ENTRY POINT WELL-5 |  | 1
VA6179060 | GE | NIT | RT | Y | EP001 | EP001 | ENTRY POINT | AQUIA BAY MARINA | TAP AFTER TREATMENT (FRESH WATER TAP) |  | 1
VA6179080 | GE | NIT | RT | Y | EP001 | EP001 | ENTRY POINT | AQUIA LANDING PARK | ENTRY POINT |  | 1
VA6179100 | GE | HAA | RT | Y | DS001 | DS001 | DBP1 AQUIA MCD | STAFFORD COUNTY UTILITIES | STAFFORD COUNTY DISTRIBUTION SYSTEM |  | 1
VA6179100 | GE | THM | RT | Y | DS001 | DS001 | DBP1 AQUIA MCD | STAFFORD COUNTY UTILITIES | STAFFORD COUNTY DISTRIBUTION SYSTEM |  | 1
VA6179100 | GE | HAA | RT | Y | DS001 | DS002 | DBP2 COURTHOUSE RD HYD SITE 045 | STAFFORD COUNTY UTILITIES | STAFFORD COUNTY DISTRIBUTION SYSTEM |  | 1
VA6179100 | GE | THM | RT | Y | DS001 | DS002 | DBP2 COURTHOUSE RD HYD SITE 045 | STAFFORD COUNTY UTILITIES | STAFFORD COUNTY DISTRIBUTION SYSTEM |  | 1
VA6179100 | GE | HAA | RT | Y | DS001 | DS003 | DBP3 GRSNVLE SCHOOL | STAFFORD COUNTY UTILITIES | STAFFORD COUNTY DISTRIBUTION SYSTEM |  | 1
VA6179100 | GE | THM | RT | Y | DS001 | DS003 | DBP3 GRSNVLE SCHOOL | STAFFORD COUNTY UTILITIES | STAFFORD COUNTY DISTRIBUTION SYSTEM |  | 1
VA6179100 | GE | HAA | RT | Y | DS001 | DS004 | DBP4 RT 610 7-11 | STAFFORD COUNTY UTILITIES | STAFFORD COUNTY DISTRIBUTION SYSTEM |  | 1
VA6179100 | GE | THM | RT | Y | DS001 | DS004 | DBP4 RT 610 7-11 | STAFFORD COUNTY UTILITIES | STAFFORD COUNTY DISTRIBUTION SYSTEM |  | 1
VA6179100 | GE | HAA | RT | Y | DS001 | DS005 | DBP5 CLARION MOTEL | STAFFORD COUNTY UTILITIES | STAFFORD COUNTY DISTRIBUTION SYSTEM |  | 1
VA6179100 | GE | THM | RT | Y | DS001 | DS005 | DBP5 CLARION MOTEL | STAFFORD COUNTY UTILITIES | STAFFORD COUNTY DISTRIBUTION SYSTEM |  | 1
VA6179100 | GE | HAA | RT | Y | DS001 | DS006 | DBP6 WBQB RADIO | STAFFORD COUNTY UTILITIES | STAFFORD COUNTY DISTRIBUTION SYSTEM |  | 1
VA6179100 | GE | THM | RT | Y | DS001 | DS006 | DBP6 WBQB RADIO | STAFFORD COUNTY UTILITIES | STAFFORD COUNTY DISTRIBUTION SYSTEM |  | 1
VA6179100 | GE | HAA | RT | Y | DS001 | DS007 | DBP7 RT 218 7-11 | STAFFORD COUNTY UTILITIES | STAFFORD COUNTY DISTRIBUTION SYSTEM |  | 1
VA6179100 | GE | THM | RT | Y | DS001 | DS007 | DBP7 RT 218 7-11 | STAFFORD COUNTY UTILITIES | STAFFORD COUNTY DISTRIBUTION SYSTEM |  | 1
VA6179100 | GE | HAA | RT | Y | DS001 | DS008 | DBP8 DEACON RD 7-11 | STAFFORD COUNTY UTILITIES | STAFFORD COUNTY DISTRIBUTION SYSTEM |  | 1
VA6179100 | GE | THM | RT | Y | DS001 | DS008 | DBP8 DEACON RD 7-11 | STAFFORD COUNTY UTILITIES | STAFFORD COUNTY DISTRIBUTION SYSTEM |  | 1
VA6179100 | PB | LC | RT | Y | DS001 | LC016 | 15 VISTA WOODS RD. | STAFFORD COUNTY UTILITIES | STAFFORD COUNTY DISTRIBUTION SYSTEM | FSD | 1
VA6179100 | PB | LC | RT | Y | DS001 | LC028 | 217 DOGWOOD DR. | STAFFORD COUNTY UTILITIES | STAFFORD COUNTY DISTRIBUTION SYSTEM | FSD | 1
VA6179100 | PB | LC | RT | Y | DS001 | LC035 | 246 WHITSONS RUN | STAFFORD COUNTY UTILITIES | STAFFORD COUNTY DISTRIBUTION SYSTEM | FSD | 1
VA6179100 | PB | LC | RT | Y | DS001 | LC040 | 400 CHAMONIX DR. | STAFFORD COUNTY UTILITIES | STAFFORD COUNTY DISTRIBUTION SYSTEM | FSD | 1
VA6179100 | PB | LC | RT | Y | DS001 | LC042 | 421 CAMDEN DR. | STAFFORD COUNTY UTILITIES | STAFFORD COUNTY DISTRIBUTION SYSTEM | FSD | 1
VA6179100 | PB | LC | RT | Y | DS001 | LC083 | 111 CLEREMONT DR. | STAFFORD COUNTY UTILITIES | STAFFORD COUNTY DISTRIBUTION SYSTEM | FSD | 1
VA6179100 | PB | LC | RT | Y | DS001 | LC084 | 127 DEBRA DR. | STAFFORD COUNTY UTILITIES | STAFFORD COUNTY DISTRIBUTION SYSTEM | FSD | 1
VA6179100 | PB | LC | RT | Y | DS001 | LC085 | 1303 WASHINGTON | STAFFORD COUNTY UTILITIES | STAFFORD COUNTY DISTRIBUTION SYSTEM | FSD | 1
VA6179100 | PB | LC | RT | Y | DS001 | LC086 | 134 DEBRA DR. | STAFFORD COUNTY UTILITIES | STAFFORD COUNTY DISTRIBUTION SYSTEM | FSD | 1
VA6179100 | PB | LC | RT | Y | DS001 | LC089 | 17 AIKEN RD. | STAFFORD COUNTY UTILITIES | STAFFORD COUNTY DISTRIBUTION SYSTEM | FSD | 1
VA6179100 | PB | LC | RT | Y | DS001 | LC090 | 19 AIKEN RD. | STAFFORD COUNTY UTILITIES | STAFFORD COUNTY DISTRIBUTION SYSTEM | FSD | 1
VA6179100 | PB | LC | RT | Y | DS001 | LC091 | 2 KNIGHTS BRIDGE WAY | STAFFORD COUNTY UTILITIES | STAFFORD COUNTY DISTRIBUTION SYSTEM | FSD | 1
VA6179100 | PB | LC | RT | Y | DS001 | LC093 | 2040 DEWEY DR. | STAFFORD COUNTY UTILITIES | STAFFORD COUNTY DISTRIBUTION SYSTEM | FSD | 1
VA6179100 | PB | LC | RT | Y | DS001 | LC095 | 211 RAINTREE BLVD. | STAFFORD COUNTY UTILITIES | STAFFORD COUNTY DISTRIBUTION SYSTEM | FSD | 1
VA6179100 | PB | LC | RT | Y | DS001 | LC097 | 25 TALLY HO DR. | STAFFORD COUNTY UTILITIES | STAFFORD COUNTY DISTRIBUTION SYSTEM | FSD | 1
VA6179100 | PB | LC | RT | Y | DS001 | LC099 | 3 PATRICK PLACE | STAFFORD COUNTY UTILITIES | STAFFORD COUNTY DISTRIBUTION SYSTEM | FSD | 1
VA6179100 | PB | LC | RT | Y | DS001 | LC101 | 3040 CRUISER DR. | STAFFORD COUNTY UTILITIES | STAFFORD COUNTY DISTRIBUTION SYSTEM | FSD | 1
VA6179100 | PB | LC | RT | Y | DS001 | LC104 | 3400 AQUIA DR. | STAFFORD COUNTY UTILITIES | STAFFORD COUNTY DISTRIBUTION SYSTEM | FSD | 1
VA6179100 | PB | LC | RT | Y | DS001 | LC105 | 38 BUCK RD. | STAFFORD COUNTY UTILITIES | STAFFORD COUNTY DISTRIBUTION SYSTEM | FSD | 1
VA6179100 | PB | LC | RT | Y | DS001 | LC108 | 69 SEBASTIAN | STAFFORD COUNTY UTILITIES | STAFFORD COUNTY DISTRIBUTION SYSTEM | FSD | 1
VA6179100 | PB | LC | RT | Y | DS001 | LC109 | 98 VISTA WOODS RD. | STAFFORD COUNTY UTILITIES | STAFFORD COUNTY DISTRIBUTION SYSTEM | FSD | 1
VA6179100 | PB | LC | RT | Y | DS001 | LC110 | 139 DEBRA DR. | STAFFORD COUNTY UTILITIES | STAFFORD COUNTY DISTRIBUTION SYSTEM | FSD | 1
VA6179100 | PB | LC | RT | Y | DS001 | LC111 | 19 BOBWHITE LN. | STAFFORD COUNTY UTILITIES | STAFFORD COUNTY DISTRIBUTION SYSTEM | FSD | 1
VA6179100 | PB | LC | RT | Y | DS001 | LC112 | 519 WINTER BERRY DR. | STAFFORD COUNTY UTILITIES | STAFFORD COUNTY DISTRIBUTION SYSTEM | FSD | 1
VA6179100 | PB | LC | RT | Y | DS001 | LC113 | 135 CLEREMONT DR. | STAFFORD COUNTY UTILITIES | STAFFORD COUNTY DISTRIBUTION SYSTEM | FSD | 1
VA6179100 | PB | LC | RT | Y | DS001 | LC114 | 126 IVYWOOD DR. | STAFFORD COUNTY UTILITIES | STAFFORD COUNTY DISTRIBUTION SYSTEM | FSD | 1
VA6179100 | PB | LC | RT | Y | DS001 | LC115 | 103 IVYWOOD DR. | STAFFORD COUNTY UTILITIES | STAFFORD COUNTY DISTRIBUTION SYSTEM | FSD | 1
VA6179100 | PB | LC | RT | Y | DS001 | LC116 | 403 COLLINGWOOD DR. | STAFFORD COUNTY UTILITIES | STAFFORD COUNTY DISTRIBUTION SYSTEM | FSD | 1
VA6179100 | PB | LC | RT | Y | DS001 | LC117 | 11 ROSA CT. | STAFFORD COUNTY UTILITIES | STAFFORD COUNTY DISTRIBUTION SYSTEM | FSD | 1
VA6179100 | PB | LC | RT | Y | DS001 | LC118 | 109 STEVENS DR. | STAFFORD COUNTY UTILITIES | STAFFORD COUNTY DISTRIBUTION SYSTEM | FSD | 1
VA6179100 | PB | LC | RT | Y | DS001 | LC119 | 128 DEBRA DR. | STAFFORD COUNTY UTILITIES | STAFFORD COUNTY DISTRIBUTION SYSTEM | FSD | 1
VA6179100 | PB | LC | RT | Y | DS001 | LC120 | 3 VISTA WOODS RD. | STAFFORD COUNTY UTILITIES | STAFFORD COUNTY DISTRIBUTION SYSTEM | FSD | 1
VA6179100 | PB | LC | RT | Y | DS001 | LC121 | 107 STEVENS DR. | STAFFORD COUNTY UTILITIES | STAFFORD COUNTY DISTRIBUTION SYSTEM | FSD | 1
VA6179100 | PB | LC | RT | Y | DS001 | LC122 | 126 DEBRA DR. | STAFFORD COUNTY UTILITIES | STAFFORD COUNTY DISTRIBUTION SYSTEM | FSD | 1
VA6179100 | PB | LC | RT | Y | DS001 | LC123 | 205 RAINTREE BLVD | STAFFORD COUNTY UTILITIES | STAFFORD COUNTY DISTRIBUTION SYSTEM | FSD | 1
VA6179100 | PB | LC | RT | Y | DS001 | LC124 | 209 RAINTREE BLVD | STAFFORD COUNTY UTILITIES | STAFFORD COUNTY DISTRIBUTION SYSTEM | FSD | 1
VA6179100 | PB | LC | RT | Y | DS001 | LC125 | 119 VISTA WOODS RD. | STAFFORD COUNTY UTILITIES | STAFFORD COUNTY DISTRIBUTION SYSTEM | FSD | 1
VA6179100 | PB | LC | RT | Y | DS001 | LC126 | 164 CHOPTANK | STAFFORD COUNTY UTILITIES | STAFFORD COUNTY DISTRIBUTION SYSTEM | FSD | 1
VA6179100 | PB | LC | RT | Y | DS001 | LC127 | 121 VISTA WOODS RD. | STAFFORD COUNTY UTILITIES | STAFFORD COUNTY DISTRIBUTION SYSTEM | FSD | 1
VA6179100 | PB | LC | RT | Y | DS001 | LC128 | 105 VISTA WOODS RD. | STAFFORD COUNTY UTILITIES | STAFFORD COUNTY DISTRIBUTION SYSTEM | FSD | 1
VA6179100 | PB | LC | RT | Y | DS001 | LC129 | 24 MOSS DR. | STAFFORD COUNTY UTILITIES | STAFFORD COUNTY DISTRIBUTION SYSTEM | FSD | 1
VA6179100 | PB | LC | RT | Y | DS001 | LC130 | 37 BUCK RD. | STAFFORD COUNTY UTILITIES | STAFFORD COUNTY DISTRIBUTION SYSTEM | FSD | 1
VA6179100 | PB | LC | RT | Y | DS001 | LC131 | 113 GLENWOOD AVE. | STAFFORD COUNTY UTILITIES | STAFFORD COUNTY DISTRIBUTION SYSTEM | FSD | 1
VA6179100 | PB | LC | RT | Y | DS001 | LC132 | 400 ROXANNE RD. | STAFFORD COUNTY UTILITIES | STAFFORD COUNTY DISTRIBUTION SYSTEM | FSD | 1
VA6179100 | PB | LC | RT | Y | DS001 | LC133 | 78 VISTA WOODS RD. | STAFFORD COUNTY UTILITIES | STAFFORD COUNTY DISTRIBUTION SYSTEM | FSD | 1
VA6179100 | PB | LC | RT | Y | DS001 | LC134 | 10 EDGECLIFF LN. | STAFFORD COUNTY UTILITIES | STAFFORD COUNTY DISTRIBUTION SYSTEM | FSD | 1
VA6179100 | PB | LC | RT | Y | DS001 | LC135 | 428 COLLINGWOOD | STAFFORD COUNTY UTILITIES | STAFFORD COUNTY DISTRIBUTION SYSTEM | FSD | 1
VA6179100 | PB | LC | RT | Y | DS001 | LC136 | 713 WINTERBERRY DR. | STAFFORD COUNTY UTILITIES | STAFFORD COUNTY DISTRIBUTION SYSTEM | FSD | 1
VA6179100 | PB | LC | RT | Y | DS001 | LC137 | 11 DERBY DR. | STAFFORD COUNTY UTILITIES | STAFFORD COUNTY DISTRIBUTION SYSTEM | FSD | 1
VA6179100 | PB | LC | RT | Y | DS001 | LC138 | 21 TALLY HO DR. | STAFFORD COUNTY UTILITIES | STAFFORD COUNTY DISTRIBUTION SYSTEM | FSD | 1
VA6179100 | GE | FL2 | ST | N | EP001 | EP001 | SMITH LAKE FINISHED WATER TAP | STAFFORD COUNTY UTILITIES | ENTRY POINT - SMITH LAKE WTP |  | 3
VA6179100 | GE | NIT | RT | Y | EP001 | EP001 | SMITH LAKE FINISHED WATER TAP | STAFFORD COUNTY UTILITIES | ENTRY POINT - SMITH LAKE WTP |  | 1
VA6179100 | GE | FUM | RT | Y | EP001 | EP001 | SMITH LAKE FINISHED WATER TAP | STAFFORD COUNTY UTILITIES | ENTRY POINT - SMITH LAKE WTP |  | 1
VA6179100 | GE | SVO | RT | Y | EP001 | EP001 | SMITH LAKE FINISHED WATER TAP | STAFFORD COUNTY UTILITIES | ENTRY POINT - SMITH LAKE WTP |  | 1
VA6179100 | GE | CAH | RT | Y | EP001 | EP001 | SMITH LAKE FINISHED WATER TAP | STAFFORD COUNTY UTILITIES | ENTRY POINT - SMITH LAKE WTP |  | 1
VA6179100 | GE | CAR | RT | Y | EP001 | EP001 | SMITH LAKE FINISHED WATER TAP | STAFFORD COUNTY UTILITIES | ENTRY POINT - SMITH LAKE WTP |  | 1
VA6179100 | GE | VOC | RT | Y | EP001 | EP001 | SMITH LAKE FINISHED WATER TAP | STAFFORD COUNTY UTILITIES | ENTRY POINT - SMITH LAKE WTP |  | 1
VA6179100 | GE | FL2 | ST | N | EP003 | EP003 | LAKE MOONEY WTP ENTRY POINT | STAFFORD COUNTY UTILITIES | LAKE MOONEY WTP ENTRY POINT |  | 3
VA6179100 | GE | FUM | RT | Y | EP003 | EP003 | LAKE MOONEY WTP ENTRY POINT | STAFFORD COUNTY UTILITIES | LAKE MOONEY WTP ENTRY POINT |  | 1
VA6179100 | GE | SVO | RT | Y | EP003 | EP003 | LAKE MOONEY WTP ENTRY POINT | STAFFORD COUNTY UTILITIES | LAKE MOONEY WTP ENTRY POINT |  | 1
VA6179100 | GE | CAH | RT | Y | EP003 | EP003 | LAKE MOONEY WTP ENTRY POINT | STAFFORD COUNTY UTILITIES | LAKE MOONEY WTP ENTRY POINT |  | 1
VA6179100 | GE | CAR | RT | Y | EP003 | EP003 | LAKE MOONEY WTP ENTRY POINT | STAFFORD COUNTY UTILITIES | LAKE MOONEY WTP ENTRY POINT |  | 1
VA6179100 | GE | TOA | RT | Y | TOCR1 | RW001 | RAW WATER TOC/ALK SAMPLE TAP - SMITH | STAFFORD COUNTY UTILITIES | RAW WATER TOC/ALK SAMPLE TAP - SMITH |  | 1
VA6179100 | GE | TOA | RT | Y | TOCR3 | RW003 | RAW WATER TOC/ALK SAMPLE TAP - MOONEY | STAFFORD COUNTY UTILITIES | RAW WATER TOC/ALK SAMPLE TAP - MOONEY |  | 1
VA6179100 | GE | TOC | RT | Y | TP001 | UP001 | COMBINED FILTER EFFL | STAFFORD COUNTY UTILITIES | SMITH WTP |  | 1
VA6179100 | GE | TOC | RT | Y | TP003 | UP001 | TOC FINISHED | STAFFORD COUNTY UTILITIES | LAKE MOONEY WTP |  | 1
VA6179210 | GE | NIT | RT | Y | EP001 | EP001 | ENTRY POINT | CURTIS PARK | ENTRY POINT TAP |  | 1
VA6179350 | GE | HAA | RT | Y | DS001 | DBP12 | ROOM 31 SEC 4 (OLD NAME RM 30 SEC 4) | HARTWOOD ELEMENTARY SCHOOL | DISTRIBUTION SYSTEM |  | 1
VA6179350 | GE | THM | RT | Y | DS001 | DBP12 | ROOM 31 SEC 4 (OLD NAME RM 30 SEC 4) | HARTWOOD ELEMENTARY SCHOOL | DISTRIBUTION SYSTEM |  | 1
VA6179670 | PB | LC | RT | Y | DS001 | DS001 | UPSTAIRS STAFF BATH | RED APPLE SCHOOL | DISTRIBUTION SYSTEM | FSD | 1
VA6179670 | PB | LC | RT | Y | DS001 | DS002 | UPSTAIRS MASTER BATH | RED APPLE SCHOOL | DISTRIBUTION SYSTEM | FSD | 1
VA6179670 | PB | LC | RT | Y | DS001 | DS003 | KITCHEN | RED APPLE SCHOOL | DISTRIBUTION SYSTEM | FSD | 1
VA6179680 | PB | LC | RT | Y | DS001 | DS001 | PBCU 1 DOWNSTAIRS B | RICHLAND BAPTIST CHURCH PRESCHOOL | DISTRIBUTION SYSTEM | FSD | 1
VA6179680 | PB | LC | RT | Y | DS001 | DS002 | PBCU 2 DOWNSTAIRS G | RICHLAND BAPTIST CHURCH PRESCHOOL | DISTRIBUTION SYSTEM | FSD | 1
VA6179680 | PB | LC | RT | Y | DS001 | DS003 | PBCU 3 UPSTAIRS B | RICHLAND BAPTIST CHURCH PRESCHOOL | DISTRIBUTION SYSTEM | FSD | 1
VA6179680 | PB | LC | RT | Y | DS001 | DS004 | PBCU 4 UPSTAIRS G | RICHLAND BAPTIST CHURCH PRESCHOOL | DISTRIBUTION SYSTEM | FSD | 1
VA6179680 | PB | LC | RT | Y | DS001 | DS005 | PBCU 5 KITCHEN | RICHLAND BAPTIST CHURCH PRESCHOOL | DISTRIBUTION SYSTEM | FSD | 1
VA6179750 | PB | LC | RT | Y | DS001 | LCR01 | 6 PARKSIDE LN | ANNES MHP | ANNES MHP | FSD | 1
VA6179750 | PB | LC | RT | Y | DS001 | LCR02 | 2 PARKSIDE LN | ANNES MHP | ANNES MHP | FSD | 1
VA6179750 | PB | LC | RT | Y | DS001 | LCR03 | 49 PARKSIDE LN | ANNES MHP | ANNES MHP | FSD | 1
VA6179750 | PB | LC | RT | Y | DS001 | LCR04 | 36 PARKSIDE LN | ANNES MHP | ANNES MHP | FSD | 1
VA6179750 | PB | LC | RT | Y | DS001 | LCR06 | 51 PARKSIDE LN | ANNES MHP | ANNES MHP | FSD | 1
VA6510010 | GE | HAA | RT | Y | DS001 | DBPS2S1 | 1427 W. BRADDOCK ROAD | ALEXANDRIA, CITY OF | DISTRIBUTION SYSTEM |  | 1
VA6510010 | GE | THM | RT | Y | DS001 | DBPS2S1 | 1427 W. BRADDOCK ROAD | ALEXANDRIA, CITY OF | DISTRIBUTION SYSTEM |  | 1
VA6510010 | GE | HAA | RT | Y | DS001 | DBPS2S2 | 4626 KING ST. | ALEXANDRIA, CITY OF | DISTRIBUTION SYSTEM |  | 1
VA6510010 | GE | THM | RT | Y | DS001 | DBPS2S2 | 4626 KING ST. | ALEXANDRIA, CITY OF | DISTRIBUTION SYSTEM |  | 1
VA6510010 | GE | HAA | RT | Y | DS001 | DBPS2S3 | 2225 DUKE ST. | ALEXANDRIA, CITY OF | DISTRIBUTION SYSTEM |  | 1
VA6510010 | GE | THM | RT | Y | DS001 | DBPS2S3 | 2225 DUKE ST. | ALEXANDRIA, CITY OF | DISTRIBUTION SYSTEM |  | 1
VA6510010 | GE | HAA | RT | Y | DS001 | DBPS2S4 | 3724 VALLEY DR. | ALEXANDRIA, CITY OF | DISTRIBUTION SYSTEM |  | 1
VA6510010 | GE | THM | RT | Y | DS001 | DBPS2S4 | 3724 VALLEY DR. | ALEXANDRIA, CITY OF | DISTRIBUTION SYSTEM |  | 1
VA6510010 | GE | HAA | RT | Y | DS001 | DBPS2S5 | 4320 SEMINARY RD | ALEXANDRIA, CITY OF | DISTRIBUTION SYSTEM |  | 1
VA6510010 | GE | THM | RT | Y | DS001 | DBPS2S5 | 4320 SEMINARY RD | ALEXANDRIA, CITY OF | DISTRIBUTION SYSTEM |  | 1
VA6510010 | GE | HAA | RT | Y | DS001 | DBPS2S6 | 2908 VALLEY DR | ALEXANDRIA, CITY OF | DISTRIBUTION SYSTEM |  | 1
VA6510010 | GE | THM | RT | Y | DS001 | DBPS2S6 | 2908 VALLEY DR | ALEXANDRIA, CITY OF | DISTRIBUTION SYSTEM |  | 1
VA6510010 | GE | HAA | RT | Y | DS001 | DBPS2S7 | 694 N. ST. ASAPH ST. | ALEXANDRIA, CITY OF | DISTRIBUTION SYSTEM |  | 1
VA6510010 | GE | THM | RT | Y | DS001 | DBPS2S7 | 694 N. ST. ASAPH ST. | ALEXANDRIA, CITY OF | DISTRIBUTION SYSTEM |  | 1
VA6510010 | GE | HAA | RT | Y | DS001 | DBPS2S8 | 4875 EISENHOWER AVE | ALEXANDRIA, CITY OF | DISTRIBUTION SYSTEM |  | 1
VA6510010 | GE | THM | RT | Y | DS001 | DBPS2S8 | 4875 EISENHOWER AVE | ALEXANDRIA, CITY OF | DISTRIBUTION SYSTEM |  | 1
VA6630050 | GE | HAA | RT | Y | DS001 | DBP01 | FIRE SAFETY | FREDERICKSBURG, CITY OF | DISTRIBUTION SYSTEM |  | 1
VA6630050 | GE | THM | RT | Y | DS001 | DBP01 | FIRE SAFETY | FREDERICKSBURG, CITY OF | DISTRIBUTION SYSTEM |  | 1
VA6630050 | GE | HAA | RT | Y | DS001 | DBP02 | CENTRAL PK HTL | FREDERICKSBURG, CITY OF | DISTRIBUTION SYSTEM |  | 1
VA6630050 | GE | THM | RT | Y | DS001 | DBP02 | CENTRAL PK HTL | FREDERICKSBURG, CITY OF | DISTRIBUTION SYSTEM |  | 1
VA6630050 | GE | HAA | RT | Y | DS001 | DBP03 | KENMRE CLEANER | FREDERICKSBURG, CITY OF | DISTRIBUTION SYSTEM |  | 1
VA6630050 | GE | THM | RT | Y | DS001 | DBP03 | KENMRE CLEANER | FREDERICKSBURG, CITY OF | DISTRIBUTION SYSTEM |  | 1
VA6630050 | GE | HAA | RT | Y | DS001 | DBP04 | CITY WWTP | FREDERICKSBURG, CITY OF | DISTRIBUTION SYSTEM |  | 1
VA6630050 | GE | THM | RT | Y | DS001 | DBP04 | CITY WWTP | FREDERICKSBURG, CITY OF | DISTRIBUTION SYSTEM |  | 1
VA6685100 | GE | HAA | RT | Y | DS001 | DBP001 | COM005 8560 STONEWLL ROAD | MANASSAS, CITY OF | DISTRIBUTION SYSTEM |  | 1
VA6685100 | GE | THM | RT | Y | DS001 | DBP001 | COM005 8560 STONEWLL ROAD | MANASSAS, CITY OF | DISTRIBUTION SYSTEM |  | 1
VA6685100 | GE | HAA | RT | Y | DS001 | DBP002 | 10668 AVIATION LN | MANASSAS, CITY OF | DISTRIBUTION SYSTEM |  | 1
VA6685100 | GE | THM | RT | Y | DS001 | DBP002 | 10668 AVIATION LN | MANASSAS, CITY OF | DISTRIBUTION SYSTEM |  | 1
VA6685100 | GE | HAA | RT | Y | DS001 | DBP003 | COM002 9950 WELLINGTON ROAD | MANASSAS, CITY OF | DISTRIBUTION SYSTEM |  | 1
VA6685100 | GE | THM | RT | Y | DS001 | DBP003 | COM002 9950 WELLINGTON ROAD | MANASSAS, CITY OF | DISTRIBUTION SYSTEM |  | 1
VA6685100 | GE | HAA | RT | Y | DS001 | DBP004 | COM006 9050 LIBERIA AVENUE | MANASSAS, CITY OF | DISTRIBUTION SYSTEM |  | 1
VA6685100 | GE | THM | RT | Y | DS001 | DBP004 | COM006 9050 LIBERIA AVENUE | MANASSAS, CITY OF | DISTRIBUTION SYSTEM |  | 1
VA6685100 | PB | LC | RT | Y | DS001 | DS007 | 10200 WATERBURY CT | MANASSAS, CITY OF | DISTRIBUTION SYSTEM | FSD | 1
VA6685100 | PB | LC | RT | Y | DS001 | DS009 | 10203 GRETCHEN CT | MANASSAS, CITY OF | DISTRIBUTION SYSTEM | FSD | 1
VA6685100 | PB | LC | RT | Y | DS001 | DS010 | 10206 WATERBURY CT | MANASSAS, CITY OF | DISTRIBUTION SYSTEM | FSD | 1
VA6685100 | PB | LC | RT | Y | DS001 | DS014 | 10221 PETTUS PLACE | MANASSAS, CITY OF | DISTRIBUTION SYSTEM | FSD | 1
VA6685100 | PB | LC | RT | Y | DS001 | DS021 | 10309 JAYSELLE DR | MANASSAS, CITY OF | DISTRIBUTION SYSTEM | FSD | 1
VA6685100 | PB | LC | RT | Y | DS001 | DS028 | 8602 LIBEAU DR | MANASSAS, CITY OF | DISTRIBUTION SYSTEM | FSD | 1
VA6685100 | PB | LC | RT | Y | DS001 | DS032 | 8802 WEIR ST | MANASSAS, CITY OF | DISTRIBUTION SYSTEM | FSD | 1
VA6685100 | PB | LC | RT | Y | DS001 | DS033 | 8813 WEEMS RD | MANASSAS, CITY OF | DISTRIBUTION SYSTEM | FSD | 1
VA6685100 | PB | LC | RT | Y | DS001 | DS039 | 8940 ROSEWOOD ST | MANASSAS, CITY OF | DISTRIBUTION SYSTEM | FSD | 1
VA6685100 | PB | LC | RT | Y | DS001 | DS046 | 9210 STONEWALL RD | MANASSAS, CITY OF | DISTRIBUTION SYSTEM | FSD | 1
VA6685100 | PB | LC | RT | Y | DS001 | DS049 | 9409 CLOVER HILL CT | MANASSAS, CITY OF | DISTRIBUTION SYSTEM | FSD | 1
VA6685100 | PB | LC | RT | Y | DS001 | DS050 | 9504 CLOVER HILL RD | MANASSAS, CITY OF | DISTRIBUTION SYSTEM | FSD | 1
VA6685100 | PB | LC | RT | Y | DS001 | DS052 | 9611 CLOVER HILL RD | MANASSAS, CITY OF | DISTRIBUTION SYSTEM | FSD | 1
VA6685100 | PB | LC | RT | Y | DS001 | DS056 | 9956 BRAMBLE COURT | MANASSAS, CITY OF | DISTRIBUTION SYSTEM | FSD | 1
VA6685100 | PB | LC | RT | Y | DS001 | DS061 | 8895 BOND CT | MANASSAS, CITY OF | DISTRIBUTION SYSTEM | FSD | 1
VA6685100 | PB | LC | RT | Y | DS001 | DS062 | 10214 BENS WAY | MANASSAS, CITY OF | DISTRIBUTION SYSTEM | FSD | 1
VA6685100 | PB | LC | RT | Y | DS001 | DS063 | 8499 STONEWALL ROAD | MANASSAS, CITY OF | DISTRIBUTION SYSTEM | FSD | 1
VA6685100 | PB | LC | RT | Y | DS001 | DS064 | 10095 GREENLEAF DR | MANASSAS, CITY OF | DISTRIBUTION SYSTEM | FSD | 1
VA6685100 | PB | LC | RT | Y | DS001 | DS065 | 9112 GRANT AVE | MANASSAS, CITY OF | DISTRIBUTION SYSTEM | FSD | 1
VA6685100 | PB | LC | RT | Y | DS001 | DS066 | 9035 NEW BRITAIN CIRCLE | MANASSAS, CITY OF | DISTRIBUTION SYSTEM | FSD | 1
VA6685100 | PB | LC | RT | Y | DS001 | DS067 | 9612 GLADSTONE ST | MANASSAS, CITY OF | DISTRIBUTION SYSTEM | FSD | 1
VA6685100 | PB | LC | RT | Y | DS001 | DS068 | 10211 DAYLILY CT | MANASSAS, CITY OF | DISTRIBUTION SYSTEM | FSD | 1
VA6685100 | PB | LC | RT | Y | DS001 | DS069 | 10225 PETTUS PL | MANASSAS, CITY OF | DISTRIBUTION SYSTEM | FSD | 1
VA6685100 | PB | LC | RT | Y | DS001 | DS070 | 9111 STONEWALL RD | MANASSAS, CITY OF | DISTRIBUTION SYSTEM | FSD | 1
VA6685100 | PB | LC | RT | Y | DS001 | DS071 | 9097 PARK AVENUE | MANASSAS, CITY OF | DISTRIBUTION SYSTEM | FSD | 1
VA6685100 | PB | LC | RT | Y | DS001 | DS072 | 10174 STRAWFLOWER LN | MANASSAS, CITY OF | DISTRIBUTION SYSTEM | FSD | 1
VA6685100 | PB | LC | RT | Y | DS001 | DS073 | 9960 BRAMBLE CT | MANASSAS, CITY OF | DISTRIBUTION SYSTEM | FSD | 1
VA6685100 | PB | LC | RT | Y | DS001 | DS074 | 9309 STUART AVE | MANASSAS, CITY OF | DISTRIBUTION SYSTEM | FSD | 1
VA6685100 | PB | LC | RT | Y | DS001 | DS075 | 10204 WATERBURY CT | MANASSAS, CITY OF | DISTRIBUTION SYSTEM | FSD | 1
VA6685100 | PB | LC | RT | Y | DS001 | DS076 | 10104 TRINITY LN | MANASSAS, CITY OF | DISTRIBUTION SYSTEM | FSD | 1
VA6685100 | GE | FL2 | ST | N | EP001 | EP001 | CLEARWELL EFFLUENT | MANASSAS, CITY OF | TREATMENT PLANT ENTRY POINT |  | 3
VA6685100 | GE | TOA | RT | Y | TOCR1 | RW001 | RAW WATER TOC/ALK SAMPLE TAP | MANASSAS, CITY OF | RAW WATER TOC/ALK SAMPLE TAP |  | 3
VA6685100 | GE | TOC | RT | Y | TP001 | UP003 | COMBINED FILTER EFFLUENT | MANASSAS, CITY OF | CITY OF MANASSAS WTP |  | 3
VA6687100 | GE | HAA | RT | Y | DS001 | DBP001 | 1 - 101 MEEKER CT. | MANASSAS PARK, CITY OF | DISTRIBUTION SYSTEM |  | 1
VA6687100 | GE | THM | RT | Y | DS001 | DBP001 | 1 - 101 MEEKER CT. | MANASSAS PARK, CITY OF | DISTRIBUTION SYSTEM |  | 1
VA6687100 | GE | HAA | RT | Y | DS001 | DBP002 | 2 - 176 MANASSAS DR. | MANASSAS PARK, CITY OF | DISTRIBUTION SYSTEM |  | 1
VA6687100 | GE | THM | RT | Y | DS001 | DBP002 | 2 - 176 MANASSAS DR. | MANASSAS PARK, CITY OF | DISTRIBUTION SYSTEM |  | 1
VA6687100 | GE | HAA | RT | Y | DS001 | DBP003 | 3 - 9211 GOLF CT. | MANASSAS PARK, CITY OF | DISTRIBUTION SYSTEM |  | 1
VA6687100 | GE | THM | RT | Y | DS001 | DBP003 | 3 - 9211 GOLF CT. | MANASSAS PARK, CITY OF | DISTRIBUTION SYSTEM |  | 1
VA6687100 | GE | HAA | RT | Y | DS001 | DBP004 | 4 - 8548 SANDSTONE WAY | MANASSAS PARK, CITY OF | DISTRIBUTION SYSTEM |  | 1
VA6687100 | GE | THM | RT | Y | DS001 | DBP004 | 4 - 8548 SANDSTONE WAY | MANASSAS PARK, CITY OF | DISTRIBUTION SYSTEM |  | 1
VA6687100 | PB | LC | RT | Y | DS001 | LC001 | 101 RUNYON CT | MANASSAS PARK, CITY OF | DISTRIBUTION SYSTEM | FSD | 1
VA6687100 | PB | LC | RT | Y | DS001 | LC002 | 103 COBBEL DR | MANASSAS PARK, CITY OF | DISTRIBUTION SYSTEM | FSD | 1
VA6687100 | PB | LC | RT | Y | DS001 | LC003 | 103 LUXOR ST | MANASSAS PARK, CITY OF | DISTRIBUTION SYSTEM | FSD | 1
VA6687100 | PB | LC | RT | Y | DS001 | LC004 | 104 MARTIN DR | MANASSAS PARK, CITY OF | DISTRIBUTION SYSTEM | FSD | 1
VA6687100 | PB | LC | RT | Y | DS001 | LC007 | 113 ADAMS ST | MANASSAS PARK, CITY OF | DISTRIBUTION SYSTEM | FSD | 1
VA6687100 | PB | LC | RT | Y | DS001 | LC008 | 113 KENT DR | MANASSAS PARK, CITY OF | DISTRIBUTION SYSTEM | FSD | 1
VA6687100 | PB | LC | RT | Y | DS001 | LC010 | 132 HOLDEN DR | MANASSAS PARK, CITY OF | DISTRIBUTION SYSTEM | FSD | 1
VA6687100 | PB | LC | RT | Y | DS001 | LC011 | 132 SCOTT DR | MANASSAS PARK, CITY OF | DISTRIBUTION SYSTEM | FSD | 1
VA6687100 | PB | LC | RT | Y | DS001 | LC012 | 133 HOLDEN DR | MANASSAS PARK, CITY OF | DISTRIBUTION SYSTEM | FSD | 1
VA6687100 | PB | LC | RT | Y | DS001 | LC014 | 151 POLK DR | MANASSAS PARK, CITY OF | DISTRIBUTION SYSTEM | FSD | 1
VA6687100 | PB | LC | RT | Y | DS001 | LC015 | 270 MOSEBY DR | MANASSAS PARK, CITY OF | DISTRIBUTION SYSTEM | FSD | 1
VA6687100 | PB | LC | RT | Y | DS001 | LC016 | 8377 WHITE PINE DR | MANASSAS PARK, CITY OF | DISTRIBUTION SYSTEM | FSD | 1
VA6687100 | PB | LC | RT | Y | DS001 | LC017 | 8450 SANDSTONE WAY | MANASSAS PARK, CITY OF | DISTRIBUTION SYSTEM | FSD | 1
VA6687100 | PB | LC | RT | Y | DS001 | LC018 | 8504 GENERAL WAY | MANASSAS PARK, CITY OF | DISTRIBUTION SYSTEM | FSD | 1
VA6687100 | PB | LC | RT | Y | DS001 | LC020 | 8513 GENERAL WAY | MANASSAS PARK, CITY OF | DISTRIBUTION SYSTEM | FSD | 1
VA6687100 | PB | LC | RT | Y | DS001 | LC023 | 8629 UNION PLACE | MANASSAS PARK, CITY OF | DISTRIBUTION SYSTEM | FSD | 1
VA6687100 | PB | LC | RT | Y | DS001 | LC024 | 8636 BURNSIDE CT | MANASSAS PARK, CITY OF | DISTRIBUTION SYSTEM | FSD | 1
VA6687100 | PB | LC | RT | Y | DS001 | LC025 | 8639 BURNSIDE CT | MANASSAS PARK, CITY OF | DISTRIBUTION SYSTEM | FSD | 1
VA6687100 | PB | LC | RT | Y | DS001 | LC026 | 8640 BURNSIDE CT | MANASSAS PARK, CITY OF | DISTRIBUTION SYSTEM | FSD | 1
VA6687100 | PB | LC | RT | Y | DS001 | LC027 | 8648 BURNSIDE CT | MANASSAS PARK, CITY OF | DISTRIBUTION SYSTEM | FSD | 1
VA6687100 | PB | LC | RT | Y | DS001 | LC028 | 9020 ST STEVENS CT | MANASSAS PARK, CITY OF | DISTRIBUTION SYSTEM | FSD | 1
VA6687100 | PB | LC | RT | Y | DS001 | LC029 | 9022 SAINT STEVEN | MANASSAS PARK, CITY OF | DISTRIBUTION SYSTEM | FSD | 1
VA6687100 | PB | LC | RT | Y | DS001 | LC030 | 9030 SAINT STEVEN | MANASSAS PARK, CITY OF | DISTRIBUTION SYSTEM | FSD | 1
VA6687100 | PB | LC | RT | Y | DS001 | LC031 | 164 MANASSAS DR | MANASSAS PARK, CITY OF | DISTRIBUTION SYSTEM | FSD | 1
VA6687100 | PB | LC | RT | Y | DS001 | LC032 | 112 ALPINE ST | MANASSAS PARK, CITY OF | DISTRIBUTION SYSTEM | FSD | 1
VA6687100 | PB | LC | RT | Y | DS001 | LC033 | 8634 REINECKE CT | MANASSAS PARK, CITY OF | DISTRIBUTION SYSTEM | FSD | 1
VA6687100 | PB | LC | RT | Y | DS001 | LC034 | 8526 SANDSTONE WAY | MANASSAS PARK, CITY OF | DISTRIBUTION SYSTEM | FSD | 1
VA6687100 | PB | LC | RT | Y | DS001 | LC036 | 169 COLBURN DR | MANASSAS PARK, CITY OF | DISTRIBUTION SYSTEM | FSD | 1
VA6687100 | PB | LC | RT | Y | DS001 | LC037 | 163 SCOTT DR | MANASSAS PARK, CITY OF | DISTRIBUTION SYSTEM | FSD | 1
VA6687100 | PB | LC | RT | Y | DS001 | LC038 | 8284 WOODHUE DR. | MANASSAS PARK, CITY OF | DISTRIBUTION SYSTEM | FSD | 1
VA2043140 | TC | TC | RT | Y | DS950 | TCR01 |  | BERRYVILLE MOOSE LODGE | BERRYVILLE MOOSE LODGE DS |  | 1
VA2043195 | TC | TC | RT | Y | DS950 | TCR01 |  | BLANDY EXPERIMENTAL FARM | BLANDY EXPERIMENTAL FARM |  | 1
VA2043250 | TC | TC | RT | Y | DS950 | TCR01 |  | CLARKE COUNTY SANITARY AUTHORITY | CLARKE COUNTY SANITARY AUTHORITY |  | 6
VA2043622 | TC | TC | RT | Y | DS950 | TCR01 |  | CALCAGNINI CONTEMPLATIVE CENTER | CALCAGNINI CONTEMPLATIVE CTR DIST SYSTEM |  | 1
VA2043625 | TC | TC | RT | Y | DS950 | TCR01 |  | GRAFTON SCHOOL | GRAFTON SCHOOL |  | 3
VA2043627 | TC | TC | RT | Y | DS001 | TCR01 |  | JIM'S COUNTRY STORE | DISTRIBUTION SYSTEM |  | 1
VA2069333 | TC | TC | RT | Y | DS950 | TCR01 |  | MIDDLETOWN, TOWN OF | MIDDLETOWN, TOWN OF |  | 6
VA2069343 | TC | TC | RT | Y | DS950 | TCR01 |  | JOGAIL'S COUNTRY COOKIN | JOGAILS COUNTRY COOKIN |  | 3
VA2069345 | TC | TC | RT | Y | DS950 | TCR01 |  | NORTH/SOUTH SKIRMISH WELL #1 | NORTH/SOUTH SKIRMISH 1 |  | 1
VA2069346 | TC | TC | RT | Y | DS950 | TCR01 |  | NORTH/SOUTH SKIRMISH WELL #2 | NORTH/SOUTH SKIRMISH 2 |  | 1
VA2069347 | TC | TC | RT | Y | DS950 | TCR01 |  | NORTH/SOUTH SKIRMISH WELL #3 | NORTH/SOUTH SKIRMISH #3 |  | 1
VA2069348 | TC | TC | RT | Y | DS950 | TCR01 |  | NORTH/SOUTH SKIRMISH WELL #4 | NORTH/SOUTH SKIRMISH 4 |  | 1
VA2069349 | TC | TC | RT | Y | DS950 | TCR01 |  | NORTH/SOUTH SKIRMISH WELL #5 | NORTH/SOUTH SKIRMISH 5 |  | 1
VA2069378 | TC | TC | RT | Y | DS950 | TCR01 |  | REDLAND UNITED METHODIST CHURCH | REDLAND UNITED METHODIST CHURCH |  | 3
VA2069400 | TC | TC | RT | Y | DS950 | TCR01 |  | CAMP ROCK ENON | ROCK ENON BOY SCOUT CAMP |  | 3
VA2069421 | TC | TC | RT | Y | DS950 | TCR01 |  | LIGHTHOUSE BAPTIST CHURCH | LIGHTHOUSE CHRISTIAN ACADEMY |  | 6
VA2069525 | TC | TC | RT | Y | DS950 | TCR01 |  | SHAWNEE LAND | SHAWNEE LAND |  | 3
VA2069528 | TC | TC | RT | Y | DS950 | TCR01 |  | SHAWNEE SPRINGS MARKET | SHAWNEE SPRINGS MARKET |  | 1
VA2069625 | TC | TC | RT | Y | DS950 | TCR01 |  | SAN DAMIANO SPIRITUAL LIFE CENTER | SAN DAMIANO SPIRITUAL CENTER |  | 1
VA2069634 | TC | TC | RT | Y | DS950 | TCR01 |  | STEPHENS CITY, TOWN OF | STEPHENS CITY, TOWN OF |  | 6
VA2069647 | TC | TC | RT | Y | DS001 | TCR01 |  | ROCK HARBOR GOLF COURSE | DISTRIBUTION SYSTEM |  | 3
VA2069650 | TC | TC | RT | Y | DS950 | TCR01 |  | LAKE HOLIDAY ESTATES | SUMMIT |  | 6
VA2069668 | TC | TC | RT | Y | DS950 | TCR01 |  | XPRESS STOP, INC | EXPRESS STOP,INC |  | 1
VA2069725 | TC | TC | RT | Y | DS950 | TCR01 |  | TAVENNER PARK | TAVENNER TRAILER COURT |  | 3
VA2069730 | TC | TC | RT | Y | DS950 | TCR01 |  | HUNTING RIDGE RETREAT | HUNTING RIDGE RETREAT |  | 1
VA2069772 | TC | TC | RT | Y | DS950 | TCR01 |  | VALLEY PROTEINS (PROCESSING FACILITY) | VALLEY PROTEINS (PROCESSING FACILITY) |  | 3
VA2069773 | TC | TC | RT | Y | DS950 | TCR01 |  | VALLEY PROTEINS (CORPORATE HEADQUARTERS) | VALLEY PROTEINS (CORPORATE HEADQUARTERS) |  | 3
VA2069795 | TC | TC | RT | Y | DS950 | TCR01 |  | VDOT - WINCHESTER COMPLEX | VDOT - WINCHESTER COMPLEX |  | 1
VA2069805 | TC | TC | RT | Y | DS001 | TCR01 |  | WINCHESTER MONTESSORI SCHOOL | DISTRIBUTION SYSTEM |  | 3
VA2187025 | TC | TC | RT | Y | DS950 | TCR01 |  | ANDY GUEST/SHENANDOAH RIVER STATE PARK | ANDY GUEST/SHENANDOAH RIVER STATE |  | 1
VA2187026 | TC | TC | RT | Y | DS950 | TCR01 |  | ANDY GUEST/SHENANDOAH RIVER STATE PARK | ANDY GUEST/SHENANDOAH RIVER STATE PARK |  | 1
VA2187065 | TC | TC | RT | Y | DS950 | TCR01 |  | CHRISTENDOM COLLEGE | CHRISTENDOM COLLEGE |  | 3
VA2187100 | TC | TC | RT | Y | DS950 | TCR01 |  | APPLE HOUSE RESTAURANT | APPLE HOUSE RESTAURANT |  | 1
VA2187110 | TC | TC | RT | Y | DS950 | TCR01 |  | APPLE MOUNTAIN EXXON | APPLE MOUNTAIN EXXON |  | 1
VA2187228 | TC | TC | RT | Y | DS950 | TCR01 |  | BOWLING GREEN COUNTRY CLUB (NORTH) | BOWLING GREEN COUNTRY CLUB |  | 1
VA2187229 | TC | TC | RT | Y | DS950 | TCR01 |  | BOWLING GREEN COUNTRY CLUB (SOUTH) | BOWLING GREEN COUNTRY CLUB -S |  | 1
VA2187250 | TC | TC | RT | Y | 950 | TCR01 |  | CAMP WAMAVA | CAMP WAMAVA |  | 3
VA2187290 | TC | TC | RT | Y | DS950 | TCR01 |  | DUNGADIN SUBDIVISION | DUNGADIN SUBDIVISION |  | 3
VA2187335 | TC | TC | RT | Y | DS950 | TCR01 |  | FREEZELAND MANOR SUBDIVISION | FREEZELAND |  | 3
VA2187406 | TC | TC | RT | Y | DS950 | TCR01 |  | FRONT ROYAL, TOWN OF | FRONT ROYAL, TOWN OF |  | 45
VA2187415 | TC | TC | RT | Y | DS950 | TCR01 |  | FRONT ROYAL COUNTRY CLUB | FRONT ROYAL COUNTRY CLUB |  | 1
VA2187515 | TC | TC | RT | Y | DS950 | TCR01 |  | HIDDEN SPRINGS SENIOR LIVING FACILITY | HIDDEN SPRINGS SENIOR LIVING FACILITY |  | 3
VA2187522 | TC | TC | RT | Y | DS950 | TCR01 |  | HIGH KNOB | HIGH KNOB |  | 6
VA2187590 | TC | TC | RT | Y | DS950 | TCR01 |  | JACKSON`S MEADOW SUBDIVISION | JACKSON'S MEADOW SUBDIVISION |  | 3
VA2187622 | TC | TC | RT | Y | DS950 | TCR01 |  | LOW WATER BRIDGE CAMPGROUND | LOW WATER BRIDGE CAMPGROUND |  | 1
VA2187623 | TC | TC | RT | Y | DS950 | TCR01 |  | SHENANDOAH SENIOR LIVING | LOVING ARMS ASSISTED LIVING FACILITY |  | 3
VA2187625 | TC | TC | RT | Y | DS950 | TCR01 |  | SKYLINE RANCH RESORT | SKYLINE RANCH RESORT |  | 1
VA2187645 | TC | TC | RT | Y | DS001 | TCR01 |  | NORTH FORK RESORT #1 | NORTH FORK RESORT #1 DS |  | 1
VA2187646 | TC | TC | RT | Y | DS001 | TCR01 |  | NORTH FORK RESORT #2 | NORTH FORK RESORT 2 |  | 1
VA2187647 | TC | TC | RT | Y | DS001 | TCR01 |  | NORTH FORK RESORT #3 | NORTH FORK RESORT 3 |  | 1
VA2187648 | TC | TC | RT | Y | DS950 | TCR01 |  | NORTH FORK RESORT #5 | NORTH FORK RESORT 5 |  | 1
VA2187649 | TC | TC | RT | Y | DS001 | TCR01 |  | NORTH FORK RESORT #6 | NORTH FORK RESORT 6 |  | 1
VA2187650 | TC | TC | RT | Y | DS001 | TCR01 |  | NORTH FORK RESORT #7 | NORTH FORK RESORT 7 |  | 1
VA2187754 | TC | TC | RT | Y | DS950 | TCR01 |  | SHENANDOAH RIVER ESTATES | SHENANDOAH RIVER ESTATES |  | 3
VA2187812 | TC | TC | RT | Y | DS950 | TCR01 |  | SHENANDOAH SHORES SUBDIVISION | SHENANDOAH SHORES SUBDIVISION |  | 3
VA2187825 | TC | TC | RT | Y | DS950 | TCR01 |  | SHENANDOAH VALLEY GOLF CLUB | SHENANDOAH VALLEY GOLF CLUB |  | 1
VA2187875 | TC | TC | RT | Y | DS950 | TCR01 |  | SKYLINE CAVERNS, INC. | SKYLINE CAVERNS |  | 1
VA2840500 | TC | TC | RT | Y | DS950 | TCR01 |  | WINCHESTER, CITY OF | WINCHESTER, CITY OF |  | 90
VA6013010 | TC | TC | RT | Y | DS001 | TCR01 |  | ARLINGTON COUNTY | DISTRIBUTION SYSTEM |  | 360
VA6013080 | TC | TC | RT | Y | DS001 | TCR01 |  | NATIONAL AIRPORT | DISTRIBUTION SYSTEM |  | 90
VA6013500 | TC | TC | RT | Y | DS001 | TCR01 |  | ARLINGTON COUNTY - WILLSTON AREA | DISTRIBUTION SYSTEM |  | 6
VA6013800 | TC | TC | RT | Y | DS001 | TCR01 |  | VIRGINIA HOSPITAL CENTER | DISTRIBUTION SYSTEM |  | 3
VA6047014 | TC | TC | RT | Y | DS001 | TCR01 |  | BELL NURSERY - CULPEPER | DISTRIBUTION SYSTEM |  | 3
VA6047015 | TC | TC | RT | Y | DS001 | TCR01 |  | BAILEYS TRAILER PARK | BAILEY'S TRAILER PARK DISTRIBUTION |  | 3
VA6047016 | TC | TC | RT | Y | DS001 | TCR01 |  | COFFEEWOOD CORRECTIONAL CENTER | COFFEEWOOD DISTRIBUTION |  | 6
VA6047021 | TC | TC | RT | Y | DS001 | TCR01 |  | INN AT KELLY`S FORD | DISTRIBUTION SYSTEM |  | 1
VA6047023 | TC | TC | RT | Y | DS001 | TCR01 |  | CAMP HAPPYLAND | DISTRIBUTION SYSTEM |  | 1
VA6047025 | TC | TC | RT | Y | DS001 | TCR01 |  | CATALPA SUBDIVISION | DISTRIBUTION SYSTEM |  | 3
VA6047030 | TC | TC | RT | Y | DS001 | TCR01 |  | CHILDHELP | DISTRIBUTION SYSTEM |  | 3
VA6047035 | TC | TC | RT | Y | DS001 | TCR01 |  | CLEVENGERS VILLAGE | DISTRIBUTION SYSTEM |  | 3
VA6047200 | TC | TC | RT | Y | DS001 | TCR01 |  | NAVCC-LIBRARY OF CONGRESS PACKARD CAMPUS | DISTRIBUTION SYSTEM |  | 3
VA6047230 | TC | TC | RT | Y | DS001 | TCR01 |  | FOREST VIEW SUBDIVISION | FOREST VIEW SUBDIVISION DISTRIBUTION |  | 3
VA6047250 | TC | TC | RT | Y | DS001 | TCR01 |  | GIBSON MILLS SUBDIVISION | GIBSON MILLS DISTRIBUTION |  | 3
VA6047255 | TC | TC | RT | Y | DS001 | TCR01 |  | GLENDALE SUBDIVISION | DISTRIBUTION SYSTEM |  | 3
VA6047260 | TC | TC | RT | Y | DS001 | TCR01 |  | HAZEL RIVER | HAZEL RIVER DISTRIBUTION |  | 3
VA6047300 | TC | TC | RT | Y | DS001 | TCR01 |  | HERITAGE ESTATES | DISTRIBUTION SYSTEM |  | 3
VA6047318 | TC | TC | RT | Y | DS001 | TCR01 |  | KAVANAUGH MEADS | DISTRIBUTION SYSTEM |  | 3
VA6047325 | TC | TC | RT | Y | DS001 | TCR01 |  | BOSTON WATER AND SEWER | DISTRIBUTION SYSTEM |  | 1
VA6047330 | TC | TC | RT | Y | DS001 | TCR01 |  | MERRIMAC SOUTH | DISTRIBUTION SYSTEM |  | 3
VA6047340 | TC | TC | RT | Y | DS001 | TCR01 |  | MOUNTAIN VIEW TRAILER PARK | DISTRIBUTION SYSTEM |  | 3
VA6047350 | TC | TC | RT | Y | DS001 | TCR01 |  | BATTLEFIELD AUTO CENTER | BATTLEFIELD AUTO CENTER DISTRIBUTION |  | 3
VA6047355 | TC | TC | RT | Y | DS001 | TCR01 |  | NORMAN ACRES SUBDIVISION | NORMAN ACRES DISTRIBUTION SYSTEM |  | 3
VA6047360 | TC | TC | RT | Y | DS001 | TCR01 |  | NORTHTOWN VILLAGE | DISTRIBUTION SYSTEM |  | 3
VA6047374 | TC | TC | RT | Y | DS001 | TCR01 |  | OUR FATHERS HOUSE | DISTRIBUTION SYSTEM |  | 3
VA6047391 | TC | TC | RT | Y | DS001 | TCR01 |  | OVERLOOK HEIGHTS COMBINED | OVERLOOK HEIGHTS I DISTRIBUTION |  | 3
VA6047400 | TC | TC | RT | Y | DS001 | TCR01 |  | PELHAM MANOR | DISTRIBUTION SYSTEM |  | 3
VA6047431 | TC | TC | RT | Y | DS001 | TCR01 |  | RANDLE RIDGE | DISTRIBUTION SYSTEM |  | 3
VA6059635 | TC | TC | RT | Y | DS001 | TCR01 |  | POHICK BAY - POOL | POHICK BAY POOL DISTRIBUTION SYSTEM |  | 1
VA6059641 | TC | TC | RT | Y | DS001 | TCR01 |  | POHICK BAY - COMFORT STATION #3 | POHICK BAY CS3 DISTRIBUTION SYSTEM |  | 3
VA6059671 | TC | TC | RT | Y | DS001 | TCR01 |  | POPEYES LOUISIANA KITCHEN | DISTRIBUTION SYSTEM |  | 1
VA6059684 | TC | TC | RT | Y | DS001 | TCR01 |  | RIVER BEND GOLF - BACK NINE FAC | RIVERBEND GOLF-BACK NINE FAC DS |  | 3
VA6059685 | TC | TC | RT | Y | DS001 | TCR01 |  | RIVERBEND GOLF & COUNTRY CLUB | DISTRIBUTION SYSTEM |  | 3
VA6059686 | TC | TC | RT | Y | DS001 | TCR01 |  | RIVERBEND PARK | RIVERBEND PARK VISITOR CENTER |  | 1
VA6059710 | TC | TC | RT | Y | DS001 | TCR01 |  | SANDY RUN REGIONAL PARK | DISTRIBUTION SYSTEM |  | 3
VA6059739 | TC | TC | RT | Y | DS001 | TCR01 |  | ST FRANCIS EPISCOPAL CHURCH | DISTRIBUTION SYSTEM |  | 3
VA6059750 | TC | TC | RT | Y | DS001 | TCR01 |  | TAUXEMONT | DISTRIBUTION SYSTEM |  | 3
VA6059800 | TC | TC | RT | Y | DS001 | TCR01 |  | VIENNA, TOWN OF | DISTRIBUTION SYSTEM |  | 90
VA6061005 | TC | TC | RT | Y | DS001 | TCR01 |  | AIRLIE FOUNDATION | DISTRIBUTION SYSTEM |  | 3
VA6061006 | TC | TC | RT | Y | DS001 | TCR01 |  | BUNKER ROOT BEER STAND | DISTRIBUTION SYSTEM |  | 1
VA6061007 | TC | TC | RT | Y | DS001 | TCR01 |  | PHOEBE HALL KNIPLING OUTDOOR LAB | DISTRIBUTION SYSTEM |  | 1
VA6061008 | TC | TC | RT | Y | DS001 | TCR01 |  | AUBURN CROSSING | AUBURN CROSSING DISTRIBUTION SYSTEM |  | 3
VA6061009 | TC | TC | RT | Y | DS001 | TCR01 |  | SOUTHERN FAUQUIER CHILD DEVELOPMENT | SOUTHERN FAUQUIER CHILD DEVELOPMENT |  | 3
VA6061020 | TC | TC | RT | Y | DS001 | TCR01 |  | BALDWIN RIDGE | BALDWIN RIDGE DISTRIBUTION |  | 3
VA6061021 | TC | TC | RT | Y | DS001 | TCR01 |  | BARKING ROSE BREWING COMPANY + FARM | DISTRIBUTION |  | 1
VA6061035 | TC | TC | RT | Y | DS001 | TCR01 |  | EL AGAVE - MARSHALL | DISTRIBUTION SYSTEM |  | 1
VA6061038 | TC | TC | RT | Y | DS001 | TCR01 |  | BARREL OAK WINERY | BARREL OAK WINERY |  | 1
VA6061050 | TC | TC | RT | Y | DS001 | TCR01 |  | BETHEL ACADEMY SUBDIVISION | BETHEL ACADEMY DISTRIBUTION |  | 3
VA6061053 | TC | TC | RT | Y | DS001 | TCR01 |  | BLUE VALLEY WINERY | BLUE VALLEY WINERY |  | 3
VA6061057 | TC | TC | RT | Y | DS001 | TCR01 |  | BOTHA SUBDIVISION | BOTHA SUBDIVISION DISTRIBUTION SYSTEM |  | 3
VA6061080 | TC | TC | RT | Y | DS001 | TCR01 |  | HERREN WELLNESS AT TWIN OAKS | DISTRIBUTION SYSTEM |  | 1
VA6061111 | TC | TC | RT | Y | DS001 | TCR01 |  | CHEMETRICS, INC | DISTRIBUTION SYSTEM |  | 3
VA6061112 | TC | TC | RT | Y | DS001 | TCR01 |  | WALNUT GROVE CHILD CARE III | WALNUT GROVE III DISTRIBUTION |  | 3
VA6061114 | TC | TC | RT | Y | DS001 | TCR01 |  | FAUQUIER SPRINGS | FAUQUIER SPRINGS DISTRIBUTION |  | 3
VA6061116 | TC | TC | RT | Y | DS001 | TCR01 |  | CROCKETT PARK | DISTRIBUTION SYSTEM |  | 1
VA6061117 | TC | TC | RT | Y | DS001 | TCR01 |  | OPAL REGIONAL | OPAL REGIONAL DISTRIBUTION SYSTEM |  | 3
VA6061120 | TC | TC | RT | Y | DS001 | TCR01 |  | CATLETT SUBDIVISION | CATLETT DISTRIBUTION SYSTEM |  | 3
VA6061125 | TC | TC | RT | Y | DS001 | TCR01 |  | DRYSDALE SUBDIVISION | DISTRIBUTION SYSTEM |  | 3
VA6061129 | TC | TC | RT | Y | DS001 | TCR01 |  | BEALETON REGIONAL | BEALETON REGIONAL DISTRIBUTION SYSTEM |  | 18
VA6061132 | TC | TC | RT | Y | DS001 | TCR01 |  | FRESTA VALLEY CHRISTIAN SCHOOL | FRESTA VALLEY DISTRIBUTION SYSTEM |  | 3
VA6061134 | TC | TC | RT | Y | DS001 | TCR01 |  | GREEN MEADOWS SUBDIVISION | DISTRIBUTION SYSTEM |  | 3
VA6061136 | TC | TC | RT | Y | DS001 | TCR01 |  | HUNTER`S HEAD TAVERN | HUNTERS HEAD TAVERN |  | 1
VA6061143 | TC | TC | RT | Y | DS001 | TCR01 |  | MAPLEWOOD CHILD CARE CENTER | MAPLEWOOD DAY CARE DISTRIBUTION |  | 3
VA6061145 | TC | TC | RT | Y | DS001 | TCR01 |  | MARSHALL/COLEMAN SCHOOLS | DISTRIBUTION |  | 6
VA6061148 | TC | TC | RT | Y | DS001 | TCR01 |  | MARRIOTT RANCH, THE INN AT | DISTRIBUTION SYSTEM |  | 1
VA6061150 | TC | TC | RT | Y | DS001 | TCR01 |  | MARSH RUN MOBILE HOME PARK | MARSH RUN DISTRIBUTION SYSTEM |  | 6
VA6061200 | TC | TC | RT | Y | DS001 | TCR01 |  | MARSHALL WATERWORKS | MARSHALL WATERWORKS DISTRIBUTION |  | 6
VA6061271 | TC | TC | RT | Y | DS001 | TCR01 |  | MOUNTAINSIDE MONTESSORI | DISTRIBUTION SYSTEM |  | 3
VA6061306 | TC | TC | RT | Y | DS001 | TCR01 |  | MIDDLEBURG TENNIS CLUB | MIDDLEBURG TENNIS CLUB |  | 1
VA6061311 | TC | TC | RT | Y | DS001 | TCR01 |  | MIDDLEBURG MONTESSORI SCHOOL | MIDDLEBURG MONTESSORI |  | 3
VA6061315 | TC | TC | RT | Y | DS001 | TCR01 |  | MARY WALTER ELEM SCHOOL | MARY WALTER SCHOOL DISTRIBUTION |  | 3
VA6061317 | TC | TC | RT | Y | DS001 | TCR01 |  | OAK SPRING GARDEN | DISTRIBUTION SYSTEM |  | 1
VA6061318 | TC | TC | RT | Y | DS001 | TCR01 |  | NEW BALTIMORE REGIONAL | DISTRIBUTION SYSTEM |  | 30
VA6061320 | TC | TC | RT | Y | DS001 | TCR01 |  | CLAUDE THOMPSON ELEMENTARY SCHOOL | DISTRIBUTION |  | 3
VA6061324 | TC | TC | RT | Y | DS001 | TCR01 |  | MIDLAND CHRISTIAN ACADEMY | MIDLAND CHRISTIAN ACADEMY DISTRIBUTION |  | 3
VA6061325 | TC | TC | RT | Y | DS001 | TCR01 |  | MIDLAND CHURCH OF THE BRETHREN | MIDLAND CHURCH OF THE BRETHREN DIST. |  | 3
VA6061328 | TC | TC | RT | Y | DS001 | TCR01 |  | MOO-THRU | DISTRIBUTION SYSTEM |  | 1
VA6061330 | TC | TC | RT | Y | DS001 | TCR01 |  | NORTHERN FAUQUIER COMMUNITY PARK | DISTRIBUTION SYSTEM |  | 1
VA6061366 | TC | TC | RT | Y | DS001 | TCR01 |  | MCDONALDS - OPAL | DISTRIBUTION SYSTEM |  | 6
VA6061380 | TC | TC | RT | Y | DS001 | TCR01 |  | ORLEAN MARKET AND GILLIAM'S PUB | DISTRIBUTION SYSTEM |  | 1
VA6061400 | TC | TC | RT | Y | DS001 | TCR01 |  | PARIS | PARIS DISTRIBUTION SYSTEM |  | 3
VA6061407 | TC | TC | RT | Y | DS001 | TCR01 |  | PEARSON ELEMENTARY SCHOOL | PEARSON ELEMENTARY DISTRIBUTION SYSTEM |  | 3
VA6061410 | TC | TC | RT | Y | DS001 | TCR01 |  | M&P PIZZA | M&P PIZZA |  | 1
VA6061414 | TC | TC | RT | Y | DS001 | TCR01 |  | PIEDMONT CHILD CARE | PIEDMONT CHILD CARE DISTRIBUTION |  | 3
VA6061415 | TC | TC | RT | Y | DS001 | TCR01 |  | QUARLES TRUCK STOP - OPAL | QUARLES DISTRIBUTION |  | 1
VA6061420 | TC | TC | RT | Y | DS001 | TCR01 |  | POPLAR SPRINGS INN | DISTRIBUTION SYSTEM |  | 1
VA6061429 | TC | TC | RT | Y | DS001 | TCR01 |  | SOUTHEASTERN ELEMENTARY | SOUTHEASTERN ELEMENTARY |  | 3
VA6061431 | TC | TC | RT | Y | DS001 | TCR01 |  | SPITONY`S RESTAURANT | SPITONYS |  | 1
VA6061437 | TC | TC | RT | Y | DS001 | TCR01 |  | NORTHSIDE 29 RESTAURANT | DISTRIBUTION SYSTEM |  | 1
VA6061450 | TC | TC | RT | Y | DS001 | TCR01 |  | PLAINS, THE | THE PLAINS DISTRIBUTION SYSTEM |  | 3
VA6061500 | TC | TC | RT | Y | DS001 | TCR01 |  | REMINGTON, TOWN OF | DISTRIBUTION SYSTEM |  | 9
VA6061505 | TC | TC | RT | Y | DS001 | TCR01 |  | MEADOWS, THE | THE MEADOWS DISTRIBUTION SYSTEM |  | 3
VA6061511 | TC | TC | RT | Y | DS001 | TCR01 |  | ROSS INDUSTRIES - MIDLAND | ROSS INDUSTRIES DISTRIBUTION |  | 3
VA6061515 | TC | TC | RT | Y | DS001 | TCR01 |  | SHEETZ 221 | DISTRIBUTION SYSTEM |  | 12
VA6061525 | TC | TC | RT | Y | DS001 | TCR01 |  | SKY MEADOWS STATE PARK | DISTRIBUTION SYSTEM |  | 1
VA6061535 | TC | TC | RT | Y | DS001 | TCR01 |  | SMITH-MIDLAND CORP | SMITH-MIDLAND DISTRIBUTION |  | 3
VA6061555 | TC | TC | RT | Y | DS001 | TCR01 |  | ST. STEPHEN`S EPISCOPAL CHURCH | DISTRIBUTION SYSTEM |  | 1
VA6061575 | TC | TC | RT | Y | DS001 | TCR01 |  | TURNBULL | TURNBULL DISTRIBUTION SYSTEM |  | 3
VA6061580 | TC | TC | RT | Y | DS001 | TCR01 |  | TP DEVELOPED PARCEL | DISTRIBUTION SYSTEM |  | 3
VA6061595 | TC | TC | RT | Y | DS001 | TCR01 |  | VINT HILL | DISTRIBUTION SYSTEM |  | 6
VA6061597 | TC | TC | RT | Y | DS001 | TCR01 |  | VIRGINIA POWER | DISTRIBUTION SYSTEM |  | 3
VA6061600 | TC | TC | RT | Y | DS001 | TCR01 |  | WARRENTON, TOWN OF | DISTRIBUTION SYSTEM |  | 30
VA6061602 | TC | TC | RT | Y | DS001 | TCR01 |  | WARRENTON FAUQUIER AIRPORT | DISRIBUTION SYSTEM |  | 1
VA6061665 | TC | TC | RT | Y | DS001 | TCR01 |  | WATERLOO ESTATES | DISTRIBUTION SYSTEM |  | 3
VA6061666 | TC | TC | RT | Y | DS001 | TCR01 |  | WHITEWOOD FOREST | WHITEWOOD FOREST DISTRIBUTION |  | 3
VA6107006 | TC | TC | RT | Y | DS001 | TCR01 |  | THE AG DISTRICT CENTER | DISTRIBUTION SYSTEM |  | 1
VA6107010 | TC | TC | RT | Y | DS001 | TCR01 |  | ALDIE WATER COMPANY | DIST SYS |  | 3
VA6107011 | TC | TC | RT | Y | DS001 | TCR01 |  | ALDIE ELEMENTARY SCHOOL | DISTRIBUTION SYSTEM |  | 3
VA6107012 | TC | TC | RT | Y | DS001 | TCR01 |  | SKILLS USA | DISTRIBUTION SYSTEM |  | 3
VA6107021 | TC | TC | RT | Y | DS001 | TCR01 |  | BEAR CHASE BREWERY | DISTRIBUTION SYSTEM |  | 1
VA6107030 | TC | TC | RT | Y | DS001 | TCR01 |  | CLAUDE MR PK-VISIT CTR (PREV ROY GEIGER) | DISTRIBUTION SYSTEM |  | 1
VA6107032 | TC | TC | RT | Y | DS001 | TCR01 |  | BARNHOUSE BREWERY | DISTRIBUTION SYSTEM |  | 1
VA6107033 | TC | TC | RT | Y | DS001 | TCR01 |  | BANNEKER ELEMENTARY SCHOOL | DISTRIBUTION SYSTEM |  | 3
VA6107034 | TC | TC | RT | Y | DS001 | TCR01 |  | BRAMBLETON GOLF COURSE | BRAMBLETON REGIONAL PARK |  | 1
VA6107037 | TC | TC | RT | Y | DS001 | TCR01 |  | BEACON HILL-LCSA | DISTRIBUTION SYSTEM |  | 3
VA6107038 | TC | TC | RT | Y | DS001 | TCR01 |  | BLUEMONT COMMUNITY CENTER | DISTRIBUTION SYSTEM |  | 3
VA6107039 | TC | TC | RT | Y | DS001 | TCR01 |  | BLACK HOPS FARM | DISTRIBUTION SYSTEM |  | 3
VA6107041 | TC | TC | RT | Y | DS001 | TCR01 |  | BRIAR PATCH B&B | DISTRIBUTION SYSTEM |  | 1
VA6107043 | TC | TC | RT | Y | DS001 | TCR01 |  | GRANDALE FARM | DISTRIBUTION SYSTEM |  | 1
VA6107045 | TC | TC | RT | Y | DS001 | TCR01 |  | BANSHEE REEKS PARK | DIST. SYS |  | 1
VA6107047 | TC | TC | RT | Y | DS001 | TCR01 |  | BOULDER CREST RETREAT | DISTRIBUTION SYSTEM |  | 1
VA6107048 | TC | TC | RT | Y | DS001 | TCR01 |  | BOZZO FAMILY VINEYARD LLC | DISTRIBUTION SYSTEM |  | 1
VA6107050 | TC | TC | RT | Y | DS001 | TCR01 |  | CLAUDE MOORE PARK CARETAKER'S HOUSE | DISTRIBUTION SYSTEM |  | 1
VA6107052 | TC | TC | RT | Y | DS001 | TCR01 |  | CAMP HIGHROAD | DIST SYS |  | 1
VA6107063 | TC | TC | RT | Y | DS001 | TCR01 |  | CONGREGATION SHA`ARE SHALOM | DISTRIBUTION SYSTEM |  | 1
VA6107067 | TC | TC | RT | Y | DS001 | TCR01 |  | CREEKS EDGE WINERY | DISTRIBUTION SYSTEM |  | 3
VA6107070 | TC | TC | RT | Y | DS001 | TCR01 |  | CREIGHTON FARMS | DISTRIBUTION SYSTEM |  | 3
VA6107073 | TC | TC | RT | Y | DS001 | TCR01 |  | DIRT FARM BREWERY | DISTRIBUTION SYSTEM |  | 1
VA6107075 | TC | TC | RT | Y | DS001 | TCR01 |  | HIWAY MHC LLC | DISTRIBUTION SYSTEM |  | 3
VA6107081 | TC | TC | RT | Y | DS001 | TCR01 |  | EAGLETREE FARM | DISTRIBUTION SYSTEM |  | 1
VA6107085 | TC | TC | RT | Y | DS001 | TCR01 |  | EVERGREEN SPORTSPLEX | DISTRIBUTION SYSTEM |  | 6
VA6107093 | TC | TC | RT | Y | DS001 | TCR01 |  | MAIN STREET TRUCK STOP | DISTRIBUTION SYSTEM |  | 1
VA6107100 | TC | TC | RT | Y | DS001 | TCR01 |  | FOXCROFT SCHOOL | DISTRIBUTION SYSTEM |  | 3
VA6107101 | TC | TC | RT | Y | DS001 | TCR01 |  | FRANKLIN PARK | FRANKLIN PARK DS |  | 1
VA6107120 | TC | TC | RT | Y | DS001 | TCR01 |  | CAMP POTOMAC WOODS | CAMP POTOMAC WOODS |  | 1
VA6107144 | TC | TC | RT | Y | DS001 | TCR01 |  | GOODSTONE INN, THE | DISTRIBUTION SYSTEM |  | 1
VA6107150 | TC | TC | RT | Y | DS001 | TCR01 |  | HAMILTON, TOWN OF | DISTRIBUTION SYSTEM |  | 6
VA6107175 | TC | TC | RT | Y | DS001 | TCR01 |  | ADESA WASHINGTON DC | DISTRIBUTION SYSTEM |  | 3
VA6107180 | TC | TC | RT | Y | DS001 | TCR01 |  | HARPERS FERRY ADVENTURE CENTER | DISTRIBUTION SYSTEM |  | 1
VA6107200 | TC | TC | RT | Y | DS001 | TCR01 |  | HILLSBORO, TOWN OF | DISTRIBUTION SYSTEM |  | 3
VA6107205 | TC | TC | RT | Y | DS001 | TCR01 |  | HILLSBORO ELEMENTARY SCHOOL | DISTRIBUTION SYSTEM |  | 3
VA6107210 | TC | TC | RT | Y | DS001 | TCR01 |  | HILLSBOROUGH VINEYARDS | DISTRIBUTION SYSTEM |  | 3
VA6107240 | TC | TC | RT | Y | DS001 | TCR01 |  | BEAUTIFUL SOUTH, THE | BEAUTIFUL SOUTH |  | 1
VA6107300 | TC | TC | RT | Y | DS001 | TCR01 |  | LEESBURG, TOWN OF | DISTRIBUTION SYSTEM |  | 210
VA6107313 | TC | TC | RT | Y | DS001 | TCR01 |  | LEESBURG ANIMAL PARK | DISTRIBUTION SYSTEM |  | 1
VA6107325 | TC | TC | RT | Y | DS001 | TCR01 |  | LINCOLN ELEMENTARY SCHOOL | DISTRIBUTION SYSTEM |  | 3
VA6107330 | TC | TC | RT | Y | DS001 | TCR01 |  | CERRITOS PUPUSERIA | DISTRIBUTION SYSTEM |  | 3
VA6107340 | TC | TC | RT | Y | DS001 | TCR01 |  | LOUDOUN COUNTY FIRING RANGE | DISTRIBUTION SYSTEM |  | 1
VA6107345 | TC | TC | RT | Y | DS001 | TCR01 |  | LOUDOUN GOLF & COUNTRY CLUB | DISTRIBUTION SYSTEM |  | 1
VA6107349 | TC | TC | RT | Y | DS001 | TCR01 |  | LOUDOUN COUNTY ANIMAL SHELTER | DISTRIBUTION SYSTEM |  | 1
VA6107350 | TC | TC | RT | Y | DS001 | TCR01 |  | LOUDOUN WATER - CENTRAL SYSTEM | LW DISTRIBUTION SYSTEM |  | 450
VA6107365 | TC | TC | RT | Y | DS001 | TCR01 |  | LOUDOUN MILLING COMPANY | DISTRIBUTION SYSTEM |  | 1
VA6107400 | TC | TC | RT | Y | DS001 | TCR01 |  | LOVETTSVILLE, TOWN OF | DISTRIBUTION SYSTEM |  | 6
VA6107417 | TC | TC | RT | Y | DS001 | TCR01 |  | LUCKETTS ELEMENTARY SCHOOL | DISTRIBUTION SYSTEM |  | 3
VA6107420 | TC | TC | RT | Y | DS001 | TCR01 |  | ONE STOP TRAILER PARK | DISTRIBUTION SYSTEM |  | 3
VA6107433 | TC | TC | RT | Y | DS001 | TCR01 |  | MEADOWKIRK, INC. AT DELTA FARM | DISTRIBUTION SYSTEM |  | 1
VA6107450 | TC | TC | RT | Y | DS001 | TCR01 |  | MIDDLEBURG, TOWN OF | DISTRIBUTION SYSTEM |  | 6
VA6107453 | TC | TC | RT | Y | DS001 | TCR01 |  | MIDDLEBURG COMMUNITY CENTER | DISTRIBUTION SYSTEM |  | 2
VA6107460 | TC | TC | RT | Y | DS001 | TCR01 |  | MORVEN PARK INTER EQUEST CENTER | DISTRIBUTION SYSTEM |  | 1
VA6107461 | TC | TC | RT | Y | DS001 | TCR01 |  | WDF COMFORT STATION | DISTRIBUTION SYSTEM |  | 1
VA6107462 | TC | TC | RT | Y | DS001 | TCR01 |  | WDF MANSION | DISTRIBUTION SYSTEM |  | 1
VA6107464 | TC | TC | RT | Y | DS001 | TCR01 |  | MT DEFIANCE CIDERY | DISTRIBUTION SYSTEM |  | 1
VA6107477 | TC | TC | RT | Y | DS001 | TCR01 |  | NORTH OATLANDS ANIMAL HOSPITAL | DISTRIBUTION SYSTEM |  | 1
VA6107484 | TC | TC | RT | Y | DS001 | TCR01 |  | NOTAVIVA VINEYARD | DISTRIBUTION SYSTEM |  | 1
VA6107500 | TC | TC | RT | Y | DS001 | TCR01 |  | MIDDLEBURG ACADEMY | DISTRIBUTION SYSTEM |  | 3
VA6107510 | TC | TC | RT | Y | DS001 | TCR01 |  | MIDDLEBURG LOCAL FARM MARKET | DISTRIBUTION SYSTEM |  | 1
VA6107530 | TC | TC | RT | Y | DS001 | TCR01 |  | OATLANDS PLANTATION | DISTRIBUTION SYSTEM |  | 3
VA6107533 | TC | TC | RT | Y | DS001 | TCR01 |  | PEV`S PAINTBALL | DISTRIBUTION SYSTEM |  | 1
VA6107535 | TC | TC | RT | Y | DS001 | TCR01 |  | PATOWMACK FARM | DISTRIBUTION SYSTEM |  | 1
VA6107537 | TC | TC | RT | Y | DS001 | TCR01 |  | OLD 690 BREWERY | DISTRIBUTION SYSTEM |  | 1
VA6107549 | TC | TC | RT | Y | DS001 | TCR01 |  | PHILOMONT COMMUNITY CENTER | DISTRIBUTION SYSTEM |  | 3
VA6107555 | TC | TC | RT | Y | DS001 | TCR01 |  | ELYSIAN HEIGHTS | DISTRIBUTION SYSTEM |  | 6
VA6107600 | TC | TC | RT | Y | DS001 | TCR01 |  | PURCELLVILLE, TOWN OF | DISTRIBUTION SYSTEM |  | 30
VA6107612 | TC | TC | RT | Y | DS001 | TCR01 |  | QUATTRO GOOMBA'S WINERY/BREWERY | DISTRIBUTION SYSTEM |  | 1
VA6107623 | TC | TC | RT | Y | DS001 | TCR01 |  | TART LUMBER COMPANY, INC. | DISTRIBUTION SYSTEM |  | 3
VA6107624 | TC | TC | RT | Y | DS001 | TCR01 |  | STERLING RURITAN | DISTRIBUTION SYSTEM |  | 1
VA6107630 | TC | TC | RT | Y | DS001 | TCR01 |  | RASPBERRY PLAIN MANOR | DISTRIBUTION SYSTEM |  | 1
VA6107650 | TC | TC | RT | Y | DS001 | TCR01 |  | ROUND HILL, TOWN OF | DISTRIBUTION SYSTEM |  | 12
VA6107651 | TC | TC | RT | Y | DS001 | TCR01 |  | RESERVE AT ROKEBY FARM | DISTRIBUTION |  | 3
VA6107652 | TC | TC | RT | Y | DS001 | TCR01 |  | ROOTS 657 | DISTRIBUTION SYSTEM |  | 1
VA6107660 | TC | TC | RT | Y | DS001 | TCR01 |  | SELMA ESTATES | DISTRIBUTION SYSTEM |  | 6
VA6107672 | TC | TC | RT | Y | DS001 | TCR01 |  | SCOTT JENKINS MEMORIAL PARK | DISTRIBUTION SYSTEM |  | 1
VA6107691 | TC | TC | RT | Y | DS001 | TCR01 |  | SAINT FRANCIS DESALES CATHOLIC CHURCH | DISTRIBUTION SYSTEM |  | 1
VA6107693 | TC | TC | RT | Y | DS001 | TCR01 |  | SKILLMAN PROPERTY | DISTRIBUTION SYSTEM |  | 1
VA6107703 | TC | TC | RT | Y | DS001 | TCR01 |  | STONE TOWER - TOWER VIEW | DISTRIBUTION SYSTEM |  | 3
VA6107707 | TC | TC | RT | Y | DS001 | TCR01 |  | TEMPLE HALL FARM PARK | DISTRIBUTION SYSTEM |  | 1
VA6107715 | TC | TC | RT | Y | DS001 | TCR01 |  | TROWBRIDGE STEEL COMPANY | DISTRIBUTION SYSTEM |  | 3
VA6107725 | TC | TC | RT | Y | DS001 | TCR01 |  | NORTH SPRING BEHAVIORAL HEALTHCARE | DISTRIBUTION SYSTEM |  | 3
VA6107730 | TC | TC | RT | Y | DS001 | TCR01 |  | HAYDEN TECHNOLOGIES | DISTRIBUTION SYSTEM |  | 3
VA6107750 | TC | TC | RT | Y | DS001 | TCR01 |  | VILLAGE MONTESSORI SCHOOL AT BLUEMONT | DISTRIBUTION SYSTEM |  | 3
VA6107770 | TC | TC | RT | Y | DS001 | TCR01 |  | WILLIAMS GAP VINEYARD | DISTRIBUTION SYSTEM |  | 1
VA6107775 | TC | TC | RT | Y | DS001 | TCR01 |  | WATERFORD ELEMENTARY SCHOOL | DISTRIBUTION SYSTEM |  | 3
VA6107797 | TC | TC | RT | Y | DS001 | TCR01 |  | WHITEHALL ASSOCIATES LC | DISTRIBUTION SYSTEM |  | 1
VA6113100 | TC | TC | RT | Y | DS001 | TCR01 |  | ACHSAH ACRES | DISTRIBUTION SYSTEM |  | 3
VA6113102 | TC | TC | RT | Y | DS001 | TCR01 |  | EARLY MOUNTAIN VINEYARDS | DISTRIBUTION SYSTEM |  | 1
VA6113103 | TC | TC | RT | Y | DS001 | TCR01 |  | BALD TOP BREWING COMPANY | BALD TOP BREWING DISTRIBUTION SYSTEM |  | 1
VA6113105 | TC | TC | RT | Y | DS001 | TCR01 |  | RAPIDAN BAPTIST CAMP | DISTRIBUTION SYSTEM |  | 1
VA6113107 | TC | TC | RT | Y | DS001 | TCR01 |  | BLUE QUARTZ WINERY | DISTRIBUTION SYSTEM |  | 1
VA6113108 | TC | TC | RT | Y | DS001 | TCR01 |  | BAVARIAN CHEF, THE | DISTRIBUTION SYSTEM |  | 1
VA6113111 | TC | TC | RT | Y | DS001 | TCR01 |  | CAMP SHENANDOAH SPRINGS | DISTRIBUTION SYSTEM |  | 1
VA6113113 | TC | TC | RT | Y | DS001 | TCR01 |  | GIOVANNA`S ITALIAN EATERY | DISTRIBUTION SYSTEM |  | 1
VA6113114 | TC | TC | RT | Y | DS001 | TCR01 |  | POPLAR MOTEL AT GRAVES MOUNTAIN LODGE | POPLAR DS |  | 1
VA6113115 | TC | TC | RT | Y | DS001 | TCR01 |  | COPELEY FIELDS SUBDIVISION | DISTRIBUTION SYSTEM |  | 3
VA6113123 | TC | TC | RT | Y | DS001 | TCR01 |  | GRAVES MOUNTAIN CAMPGROUND | GM CAMPGROUND DISTRIBUTION SYSTEM |  | 1
VA6113136 | TC | TC | RT | Y | DS001 | TCR01 |  | GRAVES MOUNTAIN LODGE | GRAVES MOUNTAIN LODGE DISTRIBUTION |  | 1
VA6113160 | TC | TC | RT | Y | DS001 | TCR01 |  | HAPPY HILLS SUBDIVISION | DISTRIBUTION SYSTEM |  | 3
VA6113165 | TC | TC | RT | Y | DS001 | TCR01 |  | HARTLAND INSTITUTE | HARTLAND INSTITUTE DISTRIBUTION |  | 3
VA6113170 | TC | TC | RT | Y | DS001 | TCR01 |  | OAK PARK SUBDIVISION | DISTRIBUTION SYSTEM |  | 3
VA6113184 | TC | TC | RT | Y | DS001 | TCR01 |  | MADISON COUNTY SCHOOL BOARD | DISTRIBUTION SYSTEM |  | 3
VA6113189 | TC | TC | RT | Y | DS001 | TCR01 |  | PRINCE MICHEL VINEYARD | PRINCE MICHEL VINEYARD |  | 1
VA6113195 | TC | TC | RT | Y | DS001 | TCR01 |  | ROLLING BROOK MOBILE HOME PARK | ROLLING BROOK MHP DISTRIBUTION |  | 3
VA6113200 | TC | TC | RT | Y | DS001 | TCR01 |  | MADISON, TOWN OF | DISTRIBUTION SYSTEM |  | 3
VA6113225 | TC | TC | RT | Y | DS001 | TCR01 |  | MADISON TASTEE FREEZ | DISTRIBUTION SYSTEM |  | 1
VA6113265 | TC | TC | RT | Y | DS001 | TCR01 |  | MOUNTAIN VIEW NURSING HOME | DISTRIBUTION SYSTEM |  | 3
VA6113300 | TC | TC | RT | Y | DS001 | TCR01 |  | WOODBERRY FOREST SCHOOL | DISTRIBUTION SYSTEM |  | 3
VA6113345 | TC | TC | RT | Y | DS001 | TCR01 |  | SEVENOAKS RETREAT CENTER | DISTRIBUTION SYSTEM |  | 1
VA6113500 | TC | TC | RT | Y | DS001 | TCR01 |  | VALLEY VIEW | DISTRIBUTION SYSTEM |  | 3
VA6137001 | TC | TC | RT | Y | DS001 | TCR01 |  | AEROJET ROCKETDYNE | DISTRIBUTION SYSTEM |  | 3
VA6137003 | TC | TC | RT | Y | DS001 | TCR01 |  | LOCUST GROVE TOWN CENTER | DISTRIBUTION SYSTEM |  | 3
VA6137020 | TC | TC | RT | Y | DS001 | TCR01 |  | BATTLEFIELD FARMS | DISTRIBUTION SYSTEM |  | 3
VA6137105 | TC | TC | RT | Y | DS001 | TCR01 |  | GARLAND HOLDINGS LLC | DISTRIBUTION SYSTEM |  | 1
VA6137120 | TC | TC | RT | Y | DS001 | TCR01 |  | RSA ROUTE 20 | DISTRIBUTION SYSTEM |  | 3
VA6137167 | TC | TC | RT | Y | DS001 | TCR01 |  | MEADOWS FARMS GOLF COURSE | DISTRIBUTION SYSTEM |  | 1
VA6137210 | TC | TC | RT | Y | DS001 | TCR01 |  | LIGHTFOOT ELEM SCHOOL | DISTRIBUTION SYSTEM |  | 3
VA6137212 | TC | TC | RT | Y | DS001 | TCR01 |  | LOCUST GROVE PRIMARY/ELEMENTARY SCHOOL | DISTRIBUTION SYSTEM |  | 6
VA6137228 | TC | TC | RT | Y | DS001 | TCR01 |  | MONTPELIER- MANSION | DISTRIBUTION SYSTEM |  | 3
VA6137300 | TC | TC | RT | Y | DS001 | TCR01 |  | RSA ROUTE 15 | DISTRIBUTION SYSTEM |  | 3
VA6137321 | TC | TC | RT | Y | DS001 | TCR01 |  | RAPIDAN GOLF CLUB | DISTRIBUTION SYSTEM |  | 1
VA6137325 | TC | TC | RT | Y | DS001 | TCR01 |  | PALLADIO RESTAURANT | DISTRIBUTION SYSTEM |  | 3
VA6137370 | TC | TC | RT | Y | DS001 | TCR01 |  | UNIONVILLE ELEMENTARY SCHOOL | DISTRIBUTION SYSTEM |  | 3
VA6137400 | TC | TC | RT | Y | DS001 | TCR01 |  | GORDONSVILLE, TOWN OF | DISTRIBUTION SYSTEM |  | 6
VA6137500 | TC | TC | RT | Y | DS001 | TCR01 |  | ORANGE, TOWN OF | DISTRIBUTION SYSTEM |  | 15
VA6137515 | TC | TC | RT | Y | DS001 | TCR01 |  | WILLOW GROVE INN AND RESTAURANT | WILLOW GROVE INN AND RESTAURANT |  | 1
VA6137900 | TC | TC | RT | Y | DS001 | TCR01 |  | WOLFTRAP WOODS | DISTRIBUTION SYSTEM |  | 3
VA6137910 | TC | TC | RT | Y | DS001 | TCR01 |  | ELLWOOD MANOR - NPS | DISTRIBUTION SYSTEM |  | 1
VA6137999 | TC | TC | RT | Y | DS001 | TCR01 |  | WILDERNESS WTP | DISTRIBUTION SYSTEM |  | 30
VA6153011 | TC | TC | RT | Y | DS001 | TCR01 |  | CATHARPIN SQUARE | DISTRIBUTION SYSTEM |  | 1
VA6153030 | TC | TC | RT | Y | DS001 | TCR01 |  | BLUE RIDGE SEAFOOD | BLUE RIDGE SEAFOOD |  | 1
VA6153037 | TC | TC | RT | Y | DS001 | TCR01 |  | BRAWNER FARM | DISTRIBUTION SYSTEM |  | 3
VA6153040 | TC | TC | RT | Y | DS001 | TCR01 |  | BRENTSVILLE HIGH SCHOOL | DISTRIBUTION SYSTEM |  | 6
VA6153041 | TC | TC | RT | Y | DS001 | TCR01 |  | BRISTOW MANOR GOLF CLUB | BRISTOW MANOR GOLF CLUB |  | 1
VA6153046 | TC | TC | RT | Y | DS001 | TCR01 |  | BUCKHALL VFD | BUCKHALL VFD |  | 1
VA6153050 | TC | TC | RT | Y | DS001 | TCR01 |  | BULL RUN MOUNTAIN/EVERGREEN (BRME) | DISTRIBUTION SYSTEM |  | 9
VA6153053 | TC | TC | RT | Y | DS001 | TCR01 |  | EFFINGHAM WINERY | DIST SYST |  | 1
VA6153060 | TC | TC | RT | Y | DS001 | TCR01 |  | QUANTICO MCB-CAMP BARRETT | DISTRIBUTION SYSTEM |  | 30
VA6153062 | TC | TC | RT | Y | DS001 | TCR01 |  | CAMP SNYDER | DISTRIBUTION SYSTEM |  | 1
VA6153063 | TC | TC | RT | Y | DS001 | TCR01 |  | QUANTICO MCB-CAMP UPSHUR | DISTRIBUTION SYSTEM |  | 3
VA6153165 | TC | TC | RT | Y | DS001 | TCR01 |  | FAIRFAX ROD & GUN CLUB | DISTRIBUTION SYSTEM |  | 1
VA6153251 | TC | TC | RT | Y | DS001 | TCR01 |  | PWCSA - WEST | DISTRIBUTION SYSTEM |  | 360
VA6153260 | TC | TC | RT | Y | DS001 | TCR01 |  | WOODBRIDGE MHP LLC | DISTRIBUTION SYSTEM |  | 3
VA6153261 | TC | TC | RT | Y | DS001 | TCR01 |  | GREENWICH PRESBYTERIAN PRESCHOOL | DISTRIBUTION SYSTEM |  | 1
VA6153279 | TC | TC | RT | Y | DS001 | TCR01 |  | GREENVILLE FARM CAMPGROUND | GREENVILLE FARMS CAMPGROUND |  | 1
VA6153280 | TC | TC | RT | Y | DS001 | TCR01 |  | PRINCE WILLIAM GOLF COURSE | PRINCE WILLIAM GOLF COURSE DS |  | 1
VA6153315 | TC | TC | RT | Y | DS001 | TCR01 |  | INDEPENDENT HILL MINI-LIBRARY | INDEPENDENT HILL MINI-LIBRARY |  | 1
VA6153323 | TC | TC | RT | Y | DS001 | TCR01 |  | PWCSA - HOADLY MANOR | DISTRIBUTION SYSTEM |  | 3
VA6153325 | TC | TC | RT | Y | DS001 | TCR01 |  | HOLY FAMILY ACADEMY | DISTRIBUTION SYSTEM |  | 3
VA6153474 | TC | TC | RT | Y | DS001 | TCR01 |  | FOREST GREENS GOLF | DISTRIBUTION SYSTEM |  | 1
VA6153475 | TC | TC | RT | Y | DS001 | TCR01 |  | LINTON HALL SCHOOL | DISTRIBUTION SYSTEM |  | 3
VA6153510 | TC | TC | RT | Y | DS001 | TCR01 |  | SILVER LAKE REGIONAL PARK | DISTRIBUTION SYSTEM |  | 3
VA6153526 | TC | TC | RT | Y | DS001 | TCR01 |  | NOKESVILLE COMMUNITY PARK | DISTRIBUTION SYSTEM |  | 3
VA6153527 | TC | TC | RT | Y | DS001 | TCR01 |  | NOKESVILLE CHURCH OF THE BRETHREN | DISTRIBUTION SYSTEM |  | 3
VA6153533 | TC | TC | RT | Y | DS001 | TCR01 |  | THE NOKESVILLE SCHOOL | DISTRIBUTION SYSTEM |  | 3
VA6153535 | TC | TC | RT | Y | DS001 | TCR01 |  | RENAISSANCE MONTESSORI | DISTRIBUTION SYSTEM |  | 3
VA6153537 | TC | TC | RT | Y | DS001 | TCR01 |  | NOKESVILLE MINI LIBRARY | NOKESVILLE MINI LIBRARY |  | 1
VA6153539 | TC | TC | RT | Y | DS001 | TCR01 |  | NOKESVILLE SQUARE | DISTRIBUTION SYSTEM |  | 1
VA6153541 | TC | TC | RT | Y | DS001 | TCR01 |  | BULL RUN GOLF CLUB | DISTRIBUTION SYSTEM |  | 1
VA6153545 | TC | TC | RT | Y | DS001 | TCR01 |  | NOKESVILLE DOLLAR GENERAL | DISTRIBUTION SYSTEM |  | 1
VA6153600 | TC | TC | RT | Y | DS001 | TCR01 |  | PWCSA - EAST | DISTRIBUTION SYSTEM |  | 360
VA6153615 | TC | TC | RT | Y | DS001 | TCR01 |  | WRIGHT 1 PROPERTIES | DISTRIBUTION SYSTEM |  | 1
VA6153625 | TC | TC | RT | Y | DS001 | TCR01 |  | DALE CITY | DISTRIBUTION SYSTEM |  | 240
VA6153630 | TC | TC | RT | Y | DS001 | TCR01 |  | HECTOR`S OF NOKESVILLE | DISTRIBUTION SYSTEM |  | 1
VA6153668 | TC | TC | RT | Y | DS001 | TCR01 |  | TRANSPORTATION AREA (PR.WM.CO. SCHOOLS) | DISTRIBUTION SYSTEM |  | 3
VA6153671 | TC | TC | RT | Y | DS001 | TCR01 |  | PUBLIC SAFETY TRAINING CTR. | DISTRIBUTION SYSTEM |  | 3
VA6153675 | TC | TC | RT | Y | DS001 | TCR01 |  | QUANTICO MARINE BASE-MAINSIDE | QUANTICO MARINE BASE-MAINSIDE (DIS SYS) |  | 60
VA6153676 | TC | TC | RT | Y | DS001 | TCR01 |  | QUANTICO, TOWN OF | DISTRIBUTION SYSTEM |  | 3
VA6153765 | TC | TC | RT | Y | DS001 | TCR01 |  | TIM`S RIVERSHORE RESTAURANT | DISTRIBUTION SYSTEM |  | 1
VA6153777 | TC | TC | RT | Y | DS001 | TCR01 |  | RAINBOW RIDING CENTER | DISTRIBUTION SYSTEM |  | 1
VA6153832 | TC | TC | RT | Y | DS001 | TCR01 |  | VALLEY VIEW PARK | DISTRIBUTION SYSTEM |  | 3
VA6157208 | TC | TC | RT | Y | DS001 | TCR01 |  | BEFORE + AFTER | DISTRIBUTION SYSTEM |  | 1
VA6157210 | TC | TC | RT | Y | DS001 | TCR01 |  | COUNTRY CAFE PIT STOP | DISTRIBUTION SYSTEM |  | 1
VA6157225 | TC | TC | RT | Y | DS001 | TCR01 |  | SKYWARD CAFÉ | DISTRIBUTION SYSTEM |  | 1
VA6157230 | TC | TC | RT | Y | DS001 | TCR01 |  | GRIFFIN TAVERN | DISTRIBUTION SYSTEM |  | 1
VA6157260 | TC | TC | RT | Y | DS001 | TCR01 |  | NARMADA WINERY | DISTRIBUTION SYSTEM |  | 1
VA6157380 | TC | TC | RT | Y | DS001 | TCR01 |  | RAPPAHANNOCK HIGH SCHOOL | DISTRIBUTION SYSTEM |  | 3
VA6157385 | TC | TC | RT | Y | DS001 | TCR01 |  | RAPPAHANNOCK ELEM SCHOOL | RAPP ELEMENTARY DISTRIBUTION |  | 3
VA6157386 | TC | TC | RT | Y | DS001 | TCR01 |  | BLUE DOOR KITCHEN AND INN | FLINT HILL PUBLIC HOUSE |  | 1
VA6157388 | TC | TC | RT | Y | DS001 | TCR01 |  | CHILD CARE & LEARNING CENTER | CHILD CARE AND LEARNING DISTRIBUTION |  | 3
VA6157395 | TC | TC | RT | Y | DS001 | TCR01 |  | HEADMASTER`S PUB | DISTRIBUTION SYSTEM |  | 1
VA6157398 | TC | TC | RT | Y | DS001 | TCR01 |  | GOURMET EXPRESS LLC | DISTRIBUTION SYSTEM |  | 1
VA6157399 | TC | TC | RT | Y | DS001 | TCR01 |  | SPERRYVILLE CORNER STORE | DISTRIBUTION SYSTEM |  | 1
VA6157400 | TC | TC | RT | Y | DS001 | TCR01 |  | WASHINGTON, TOWN OF | DISTRIBUTION SYSTEM |  | 3
VA6157405 | TC | TC | RT | Y | DS001 | TCR01 |  | SPERRYVILLE TRADING | DISTRIBUTION SYSTEM |  | 1
VA6157410 | TC | TC | RT | Y | DS001 | TCR01 |  | MAGNOLIA VINEYARDS AND WINERY | MAGNOLIA VINEYARDS DISTRIBUTION SYSTEM |  | 1
VA6157500 | TC | TC | RT | Y | DS001 | TCR01 |  | WAKEFIELD COUNTRY DAY SCHOOL | DISTRIBUTION SYSTEM |  | 3
VA6177005 | TC | TC | RT | Y | DS001 | TCR01 |  | LAKE COUNTRY MARINE GROUP - UPPER | DISTRIBUTION SYSTEM |  | 1
VA6177012 | TC | TC | RT | Y | DS001 | TCR01 |  | LAKE ANNA LODGE / CJ`S | DISTRIBUTION |  | 3
VA6177017 | TC | TC | RT | Y | DS001 | TCR01 |  | ARRITT PARK | DISTRIBUTION SYSTEM |  | 1
VA6177033 | TC | TC | RT | Y | DS001 | TCR01 |  | BERKELEY COMMUNITY CENTER | MEN'S SINK |  | 1
VA6177035 | TC | TC | RT | Y | DS001 | TCR01 |  | BERKELEY ELEMENTARY | BERKELEY ELEMENTARY |  | 3
VA6177044 | TC | TC | RT | Y | DS001 | TCR01 |  | NPS - CHANCELLORSVILLE BATTLEFIELD | DISTRIBUTION SYSTEM |  | 1
VA6177045 | TC | TC | RT | Y | DS001 | TCR01 |  | CHEWNING PARK | DISTRIBUTION SYSTEM |  | 1
VA6177090 | TC | TC | RT | Y | DS001 | TCR01 |  | DUKE'S CREEK MARINA | DISTRIBUTION SYSTEM |  | 1
VA6177105 | TC | TC | RT | Y | DS001 | TCR01 |  | GLENWOOD MOBILE HOME PARK | GLENWOOD MHP |  | 3
VA6177120 | TC | TC | RT | Y | DS001 | TCR01 |  | DOLLAR GENERAL #18049 - LAKE ANNA | DISTRIBUTION SYSTEM |  | 1
VA6177175 | TC | TC | RT | Y | DS001 | TCR01 |  | HAZELWILD FARM EDUCATIONAL FOUNDATION | HAZELWILD FARM EDUCATIONAL FOUNDATION |  | 3
VA6177180 | TC | TC | RT | Y | DS001 | TCR01 |  | HIGH POINT MARINA | DISTRIBUTION SYSTEM |  | 1
VA6177184 | TC | TC | RT | Y | DS001 | TCR01 |  | HUNTING RUN PARK | DISTRIBUTION SYSTEM |  | 1
VA6177185 | TC | TC | RT | Y | DS001 | TCR01 |  | COVE AT LAKE ANNA, THE | DISTRIBUTION SYSTEM |  | 1
VA6177200 | TC | TC | RT | Y | DS001 | TCR01 |  | INDIAN ACRES | INDIAN ACRES |  | 6
VA6177220 | TC | TC | RT | Y | DS001 | TCR01 |  | JJWRIGHT EDUC/CULTURAL CTR | DISTRIBUTION SYSTEM |  | 3
VA6177230 | TC | TC | RT | Y | DS001 | TCR01 |  | FREDERICKSBURG KOA -WASH DC SOUTH | KOA CAMPGROUND TES |  | 1
VA6177235 | TC | TC | RT | Y | DS001 | TCR01 |  | LAKE ANNA MARINA | DISTRIBUTION SYSTEM |  | 1
VA6177240 | TC | TC | RT | Y | DS001 | TCR01 |  | LAKE ANNA STATE PARK - SECTIONS A & B | LAKE ANNA STATE PARK |  | 2
VA6177241 | TC | TC | RT | Y | DS001 | TCR01 |  | LAKE ANNA STATE PARK - CAMPGROUND | DISTRIBUTION SYSTEM |  | 1
VA6177245 | TC | TC | RT | Y | DS001 | TCR01 |  | ANNA CABANA, THE | ANNA CABANA, THE |  | 1
VA6177251 | TC | TC | RT | Y | DS001 | TCR01 |  | LAKE WILDERNESS | DISTRIBUTION SYSTEM |  | 9
VA6177265 | TC | TC | RT | Y | DS001 | TCR01 |  | LIVINGSTON ELEMENTARY SCHOOL | LIVINGSTON SCHOOL |  | 3
VA6177266 | TC | TC | RT | Y | DS001 | TCR01 |  | LYNN CASTLE PARK | DISTRIBUTION SYSTEM-LYNN CASTLE PARK |  | 3
VA6177267 | TC | TC | RT | Y | DS001 | TCR01 |  | MARSHALL PARK | DISTRIBUTION SYSTEM |  | 1
VA6177283 | TC | TC | RT | Y | DS001 | TCR01 |  | NEW LIFE FOR YOUTH | DIST. SYSTEM-NEW LIFE FOR YOUTH |  | 1
VA6177300 | TC | TC | RT | Y | DS001 | TCR01 |  | SPOTSYLVANIA COUNTY UTILITIES | SPOTSYLVANIA COUNTY DISTRIBUTION SYSTEM |  | 270
VA6177357 | TC | TC | RT | Y | DS001 | TCR01 |  | ROCKY BRANCH - MARINA & LOWER CAMPGROUND | DISTRIBUTION SYSTEM |  | 3
VA6177358 | TC | TC | RT | Y | DS001 | TCR01 |  | ROCKY BRANCH - BATHHOUSE | DISTRIBUTION SYSTEM |  | 1
VA6177362 | TC | TC | RT | Y | DS002 | TCR01 |  | ROCKY BRANCH - UPPER CAMPGROUND | DISTRIBUTION SYSTEM |  | 1
VA6177377 | TC | TC | RT | Y | DS001 | TCR01 |  | 208 VARIETY STORE | 208 VARIETY STORE |  | 1
VA6177380 | TC | TC | RT | Y | DS001 | TCR01 |  | LAKE COUNTRY MARINE GROUP - LOWER | DISTRIBUTION SYSTEM |  | 1
VA6177384 | TC | TC | RT | Y | DS001 | TCR01 |  | ST. PATRICK CHURCH | DISTRIBUTION SYSTEM |  | 3
VA6177405 | TC | TC | RT | Y | DS001 | TCR01 |  | SPOTSY CO HS (INCL POST OAK MS) | DISTRIBUTION SYSTEM |  | 6
VA6177417 | TC | TC | RT | Y | DS001 | TCR01 |  | STURGEON CREEK MARINA | DISTRIBUTION SYSTEM |  | 1
VA6177438 | TC | TC | RT | Y | DS001 | TCR01 |  | TODD'S TAVERN COMMUNITY CENTER | DISTRIBUTION SYSTEM |  | 1
VA6177450 | TC | TC | RT | Y | DS001 | TCR01 |  | WILDERNESS CAMPING RESORTS | WILDERNESS CAMPING RESORTS INC |  | 3
VA6179060 | TC | TC | RT | Y | DS001 | TCR01 |  | AQUIA BAY MARINA | DISTRIBUTION SYSTEM |  | 1
VA6179080 | TC | TC | RT | Y | DS001 | TCR01 |  | AQUIA LANDING PARK | DISTRIBUTION SYSTEM |  | 1
VA6179100 | TC | TC | RT | Y | DS001 | TCR01 |  | STAFFORD COUNTY UTILITIES | STAFFORD COUNTY DISTRIBUTION SYSTEM |  | 300
VA6179120 | TC | TC | RT | Y | DS001 | TCR01 |  | COLES TRIP - ARROWHEAD | ARROWHEAD GIRL SCOUT CAMP |  | 1
VA6179185 | TC | TC | RT | Y | DS001 | TCR01 |  | COLES TRIP - ROSS | COLES TRIP GIRL SCOUT CAMP |  | 1
VA6179210 | TC | TC | RT | Y | DS001 | TCR01 |  | CURTIS PARK | CURTIS MEMORIAL PARK |  | 1
VA6179250 | TC | TC | RT | Y | DS001 | TCR01 |  | DUFF MCDUFF GREEN MEMORIAL PARK | DISTRIBUTION SYSTEM |  | 3
VA6179280 | TC | TC | RT | Y | DS001 | TCR01 |  | GAUNTLET GOLF CLUB | GAUNTLET AT CURTIS PARK |  | 1
VA6179350 | TC | TC | RT | Y | DS001 | TCR01 |  | HARTWOOD ELEMENTARY SCHOOL | DISTRIBUTION SYSTEM |  | 3
VA6179500 | TC | TC | RT | Y | DS001 | TCR01 |  | HIDDEN LANE MHP | HIDDEN LANE MHP |  | 3
VA6179585 | TC | TC | RT | Y | DS001 | TCR01 |  | PAYNE`S LANDING | DISTRIBUTION SYSTEM |  | 1
VA6179625 | TC | TC | RT | Y | DS001 | TCR01 |  | PATAWOMECK PARK | DISTRIBUTION SYSTEM |  | 3
VA6179630 | TC | TC | RT | Y | DS001 | TCR01 |  | POTOMAC POINT WINERY | DIST SYSTEM POTOMAC WINERY |  | 1
VA6179670 | TC | TC | RT | Y | DS001 | TCR01 |  | RED APPLE SCHOOL | DISTRIBUTION SYSTEM |  | 3
VA6179680 | TC | TC | RT | Y | DS001 | TCR01 |  | RICHLAND BAPTIST CHURCH PRESCHOOL | DISTRIBUTION SYSTEM |  | 3
VA6179750 | TC | TC | RT | Y | DS001 | TCR01 |  | ANNES MHP | ANNES MHP |  | 3
VA6179777 | TC | TC | RT | Y | DS001 | TCR01 |  | SPRING LAKE MOTEL | SPRING LAKE MOTEL |  | 1
VA6179940 | TC | TC | RT | Y | DS001 | TCR01 |  | WILLOWMERE PARK | DISTRIBUTION SYSTEM |  | 1
VA6179950 | TC | TC | RT | Y | DS001 | TCR01 |  | WIDEWATER STATE PARK | DISTRIBUTION SYSTEM |  | 1
VA6510010 | TC | TC | RT | Y | DS001 | TCR01 |  | ALEXANDRIA, CITY OF | DISTRIBUTION SYSTEM |  | 360
VA6630050 | TC | TC | RT | Y | DS001 | TCR01 |  | FREDERICKSBURG, CITY OF | DISTRIBUTION SYSTEM |  | 90
VA6685100 | TC | TC | RT | Y | DS001 | TCR01 |  | MANASSAS, CITY OF | DISTRIBUTION SYSTEM |  | 150
VA6687100 | TC | TC | RT | Y | DS001 | TCR01 |  | MANASSAS PARK, CITY OF | DISTRIBUTION SYSTEM |  | 45
VA2043140 | GE | MPN | RT | Y | WL001 | RW001 | WELL RAW DISCH TAP | BERRYVILLE MOOSE LODGE | WELL NO. 1 |  | 1
VA2043195 | GE | MPN | RT | Y | WL001 | RW001 | WELL NO. 1 | BLANDY EXPERIMENTAL FARM | WELL NO. 1 |  | 1
VA2069022 | GE | MPN | RT | Y | WL002 | RW003 | WELL 2 DISCH LINE | ANTHONY`S IV PIZZA | WELL NO. 2 |  | 1
VA2069070 | GE | MPN | RT | Y | WL001 | RW001 | WELL NO 1 DISCH TAP | BETHEL LUTHERAN CHURCH | WELL NO. 1 |  | 1
VA2069100 | GE | MPN | RT | Y | WL001 | RW001 | WELL 1 DISCHARGE TAP | CARMEUSE LIME & STONE- WINCHESTER QUARRY | WELL NO 1 |  | 1
VA2069125 | GE | MPN | RT | Y | WL001 | RW001 | WELL NO. 1 | CIVES STEEL COMPANY | WELL NO. 1 |  | 1
VA2069180 | GE | MPN | RT | Y | WL001 | RW002 | WELL NO. 1 | ECHO VILLAGE MOTEL | WELL NO. 1 (WEST WELL) |  | 1
VA2069180 | GE | MPN | RT | Y | WL002 | RW003 | WELL 2 DISCH LINE | ECHO VILLAGE MOTEL | WELL NO. 2 (EAST WELL) |  | 1
VA2069202 | GE | MPN | RT | Y | WL001 | RW001 | RAW WELL WATER TAP | EL PUEBLITO RESTAURANT | DRILLED WELL |  | 1
VA2069204 | GE | MPN | RT | Y | WL001 | RW002 | WELL 1 DISCH LINE | FARMERS LIVESTOCK EXCHANGE | WELL NO. 1 |  | 1
VA2069208 | GE | MPN | RT | Y | WL001 | RW002 | WELL 1 DISCH LINE | HAYFIELD FAMILY RESTAURANT | WELL NO. 1 |  | 1
VA2069261 | GE | MPN | RT | Y | WL005 | RW005 | DISCHARGE TAP WELL 5 | GAINESBORO ELEMENTARY/MIDDLE SCHOOL | WELL NO. 5 |  | 1
VA2069265 | GE | MPN | RT | Y | WL002 | RW003 | WELL 2 DISCH LINE | PINE CREEK CAMP | WELL NO 2 |  | 1
VA2069265 | GE | MPN | RT | Y | WL001 | RW002 | WELL 1 DISCH LINE | PINE CREEK CAMP | WELL NO 1 |  | 1
VA2069300 | GE | MPN | RT | Y | WL001 | RW001 | WELL NO. 1 | HILLTOP MOBILE HOME PARK | WELL NO. 1 |  | 1
VA2069305 | GE | MPN | RT | Y | WL001 | RW001 | RAW TAP | INDIAN HOLLOW ELEMENTARY SCHOOL | WELL NO. 1 |  | 1
VA2069329 | GE | MPN | RT | Y | WL002 | RW002 | WELL NO. 2 | TIMBER RIDGE SCHOOL | WELL NO. 2 |  | 1
VA2069329 | GE | MPN | RT | Y | WL003 | RW003 | WELL NO. 3 | TIMBER RIDGE SCHOOL | WELL NO. 3 |  | 1
VA2069329 | GE | MPN | RT | Y | WL001 | RW004 | WELL NO. 1 | TIMBER RIDGE SCHOOL | WELL NO. 1 |  | 1
VA2069343 | GE | MPN | RT | Y | WL001 | RW002 | WELL 1 DISCH LINE | JOGAIL'S COUNTRY COOKIN | WELL NO. 1 |  | 1
VA2069345 | GE | MPN | RT | Y | WL001 | RW002 | WELL 1 DISCH LINE | NORTH/SOUTH SKIRMISH WELL #1 | WELL NO. 1 |  | 1
VA2069346 | GE | MPN | RT | Y | WL002 | RW002 | WELL 2 DISCH LINE | NORTH/SOUTH SKIRMISH WELL #2 | WELL NO. 2 |  | 1
VA2069347 | GE | MPN | RT | Y | WL003 | RW002 | WELL 3 DISCH LINE | NORTH/SOUTH SKIRMISH WELL #3 | WELL NO. 3 |  | 1
VA2069348 | GE | MPN | RT | Y | WL004 | RW002 | WELL 4 DISCH LINE | NORTH/SOUTH SKIRMISH WELL #4 | WELL NO. 4 |  | 1
VA2069349 | GE | MPN | RT | Y | WL005 | RW002 | WELL 5 DISCH LINE | NORTH/SOUTH SKIRMISH WELL #5 | WELL NO. 5 |  | 1
VA2069378 | GE | MPN | RT | Y | WL001 | RW008 | TAP - WELL DISCHARGE | REDLAND UNITED METHODIST CHURCH | WELL NO. 1 |  | 1
VA2069400 | GE | MPN | RT | Y | SP001 | RW001 | SPRING 1 DISCH LINE | CAMP ROCK ENON | SPRING NO. 1 (MAIN) |  | 3
VA2069421 | GE | MPN | RT | Y | WL001 | RW003 | WELL 1 DISCH LINE | LIGHTHOUSE BAPTIST CHURCH | WELL NO. 1 (CHURCH WELL) |  | 1
VA2069421 | GE | MPN | RT | Y | WL002 | RW004 | WELL 2 DISCH LINE | LIGHTHOUSE BAPTIST CHURCH | WELL NO. 2 (ACADEMY WELL) |  | 1
VA2069525 | GE | MPN | RT | Y | WL003 | RW003 | RAW TAP | SHAWNEE LAND | WELL NO. 3 (N0. 1, SECTION 2) |  | 1
VA2069525 | GE | MPN | RT | Y | WL001 | RW001 | RAW TAP | SHAWNEE LAND | WELL NO. 1 (NO. 1, SECTION 1) |  | 1
VA2069525 | GE | MPN | RT | Y | WL002 | RW002 | RAW TAP | SHAWNEE LAND | WELL NO. 2 (NO. 2, SECTION 1) |  | 1
VA2069525 | GE | MPN | RT | Y | WL004 | RW004 | RAW TAP | SHAWNEE LAND | WELL NO. 4 (NO. 2, SECTION 2) |  | 1
VA2069625 | GE | MPN | RT | Y | WL001 | RW001 | WELL 2 DISCH LINE TAP | SAN DAMIANO SPIRITUAL LIFE CENTER | WELL NO. 2 |  | 1
VA2069647 | GE | MPN | RT | Y | WL001 | WL001 | WELL TAP | ROCK HARBOR GOLF COURSE | DRILLED WELL |  | 1
VA2069650 | GE | MPN | RT | Y | WL005 | RW006 | WELL 6 DISCHARGE TAP | LAKE HOLIDAY ESTATES | WELL NO. 6 |  | 1
VA2069650 | GE | MPN | RT | Y | WL003 | RW003 | WELL 3 DISCHARGE TAP | LAKE HOLIDAY ESTATES | WELL NO. 3 |  | 1
VA2069650 | GE | MPN | RT | Y | WL007 | RW008 | WELL 8 DISCHARGE TAP | LAKE HOLIDAY ESTATES | WELL NO. 8 |  | 1
VA2069650 | GE | MPN | RT | Y | WL009 | RW009 | WELL 9 DISCHARGE TAP | LAKE HOLIDAY ESTATES | WELL NO 9 |  | 1
VA2069650 | GE | MPN | RT | Y | WL014 | RW010 | WELL 10 DISCHARGE TAP | LAKE HOLIDAY ESTATES | WELL NO. 10 |  | 1
VA2069650 | GE | MPN | RT | Y | WL015 | RW011 | WELL 10A DISCHARGE TAP | LAKE HOLIDAY ESTATES | WELL NO. 10A |  | 1
VA2069650 | GE | MPN | RT | Y | WL002 | RW002 | WELL 2 DISCHARGE TAP | LAKE HOLIDAY ESTATES | WELL NO. 2 |  | 1
VA2069650 | GE | MPN | RT | Y | WL006 | RW007 | WELL 7 DISCHARGE TAP | LAKE HOLIDAY ESTATES | WELL NO. 7 |  | 1
VA2069668 | GE | MPN | RT | Y | WL001 | RW002 | WELL 1 DISCHARGE TAP | XPRESS STOP, INC | WELL NO. 1 |  | 1
VA2069725 | GE | MPN | RT | Y | WL001 | RW002 | WELL 1 DISCH TAP | TAVENNER PARK | WELL NO 1 (BLOCKHOUSE WELL) |  | 1
VA2069725 | GE | MPN | RT | Y | WL003 | RW003 | WELL 4 DISCH TAP | TAVENNER PARK | WELL NO 4 (BALL PARK WELL) |  | 1
VA2069730 | GE | MPN | RT | Y | WL002 | RW002 | WELL 2 DISCH TAP | HUNTING RIDGE RETREAT | WELL NO 2 |  | 1
VA2069772 | GE | MPN | RT | Y | WL001 | RW002 | TAP WELL 3 DISCH LIN | VALLEY PROTEINS (PROCESSING FACILITY) | WELL NO. 3 |  | 1
VA2069772 | GE | MPN | RT | Y | WL002 | RW003 | TAP WELL 5 DISCH LIN | VALLEY PROTEINS (PROCESSING FACILITY) | WELL NO. 5 |  | 1
VA2069773 | GE | MPN | RT | Y | WL006 | WL006 | WELL NO 6 | VALLEY PROTEINS (CORPORATE HEADQUARTERS) | WELL NO 6 |  | 1
VA2069805 | GE | MPN | RT | Y | WL001 | RW001 | RAW WATER TAP | WINCHESTER MONTESSORI SCHOOL | WELL NO. 1 |  | 1
VA2187025 | GE | MPN | RT | Y | WL002 | RW001 | TAP WELL 2 DISCH LNE | ANDY GUEST/SHENANDOAH RIVER STATE PARK | WELL NO. 2 |  | 1
VA2187026 | GE | MPN | RT | Y | WL006 | RW002 | TAP WELL 3 DISCH LN | ANDY GUEST/SHENANDOAH RIVER STATE PARK | WELL NO. 3 |  | 1
VA2187065 | GE | MPN | RT | Y | WL008 | RW004 | WELL 4 DISCHARG LINE | CHRISTENDOM COLLEGE | WELL NO. 4 |  | 1
VA2187065 | GE | MPN | RT | Y | WL009 | RW005 | WELL 5 DISCHARG LINE | CHRISTENDOM COLLEGE | WELL NO. 5 |  | 1
VA2187065 | GE | MPN | RT | Y | WL002 | RW002 | WELL NO. 2 (CAMPION | CHRISTENDOM COLLEGE | WELL NO. 2 (CAMPION HALL) |  | 1
VA2187065 | GE | MPN | RT | Y | WL001 | RW001 | WELL NO. 1 (GRAHAM H | CHRISTENDOM COLLEGE | WELL NO. 1 (GRAHAM HALL) |  | 1
VA2187065 | GE | MPN | RT | Y | WL003 | RW003 | WELL 3 DISCHARG LINE | CHRISTENDOM COLLEGE | WELL NO. 3 (BLESSED MARGARET) |  | 1
VA2187100 | GE | MPN | RT | Y | WL001 | RW001 | RAW TAP | APPLE HOUSE RESTAURANT | WELL |  | 1
VA2187110 | GE | MPN | RT | Y | WL001 | RW001 | RAW TAP | APPLE MOUNTAIN EXXON | WELL NO. 1 |  | 1
VA2187228 | GE | MPN | RT | Y | WL001 | RW001 | RAW TAP | BOWLING GREEN COUNTRY CLUB (NORTH) | WELL NO. 1 |  | 1
VA2187229 | GE | MPN | RT | Y | WL001 | RW001 | RAW TAP | BOWLING GREEN COUNTRY CLUB (SOUTH) | WELL NO. 2 |  | 1
VA2187290 | GE | MPN | RT | Y | WL004 | RW004 | WELL NO. 4 | DUNGADIN SUBDIVISION | WELL NO. 4 |  | 1
VA2187290 | GE | MPN | RT | Y | WL003 | RW003 | WELL 3 TAP | DUNGADIN SUBDIVISION | WELL NO. 3 |  | 1
VA2187335 | GE | MPN | RT | Y | WL002 | RW002 | TAP WELL 2 DISCH LIN | FREEZELAND MANOR SUBDIVISION | WELL NO. 2 |  | 1
VA2187335 | GE | MPN | RT | Y | WL001 | RW001 | TAP WELL 1 DISCH LIN | FREEZELAND MANOR SUBDIVISION | WELL NO. 1 |  | 1
VA2187415 | GE | MPN | RT | Y | WL001 | RW001 | WELL 1 DISH TAP | FRONT ROYAL COUNTRY CLUB | WELL NO 1 |  | 1
VA2187515 | GE | MPN | RT | Y | WL002 | RW002 | WELL NO 2 | HIDDEN SPRINGS SENIOR LIVING FACILITY | WELL NO 2 |  | 1
VA2187515 | GE | MPN | RT | Y | WL001 | RW001 | WELL DISCH LINE | HIDDEN SPRINGS SENIOR LIVING FACILITY | WELL NO 1 |  | 1
VA2187522 | GE | MPN | RT | Y | SP005 | RW005 | SPRING NO.5+6 | HIGH KNOB | SPRING NO. 5 |  | 3
VA2187522 | GE | MPN | RT | Y | WL007 | RW007 | WELL NO. 1 (SALT LIC | HIGH KNOB | WELL NO. 1 (SALT LICK ROAD) |  | 1
VA2187522 | GE | MPN | RT | Y | WL008 | RW008 | WELL NO. 2 (PAVED RD | HIGH KNOB | WELL NO. 2 (PAVED RD WELL #1) |  | 1
VA2187522 | GE | MPN | RT | Y | WL009 | RW009 | BUTLER WELL 1 RAW | HIGH KNOB | WELL NO. 3 (BUTLER WELL #1) |  | 1
VA2187522 | GE | MPN | RT | Y | WL010 | RW010 | ALPINE WELL RAW | HIGH KNOB | WELL NO. 4 (ALPINE WELL) |  | 1
VA2187522 | GE | MPN | RT | Y | WL036 | RW032 | PAVED ROAD #2 RAW | HIGH KNOB | WELL NO. 5 (PAVED ROAD #2) |  | 1
VA2187522 | GE | MPN | RT | Y | WL038 | RW033 | BUTLER WELL 2 RAW | HIGH KNOB | WELL NO. 6 (BUTLER WELL #2) |  | 1
VA2187522 | GE | MPN | RT | Y | WL040 | RW041 | WELL NO. 7 RAW TAP | HIGH KNOB | WELL NO. 7 (SPRING WELL) |  | 1
VA2187590 | GE | MPN | RT | Y | WL002 | RW003 | TAP WELL 5 DISCH LN | JACKSON`S MEADOW SUBDIVISION | NO. 5 FAIRWAY WELL |  | 1
VA2187590 | GE | MPN | RT | Y | WL007 | RW005 | TAP WELL 6 DISCH LN | JACKSON`S MEADOW SUBDIVISION | NO. 6 GREEN WELL |  | 1
VA2187590 | GE | MPN | RT | Y | WL008 | RW004 | TAP WELL 3 DISCH LN | JACKSON`S MEADOW SUBDIVISION | NO. 3 BLUE TEE WELL |  | 1
VA2187623 | GE | MPN | RT | Y | WL002 | RW002 | WELL NO 2 - DISCH TAP | SHENANDOAH SENIOR LIVING | WELL NO 2 (OLD) |  | 1
VA2187623 | GE | MPN | RT | Y | WL001 | RW001 | WELL NO 1 DISCH TAP | SHENANDOAH SENIOR LIVING | WELL NO 1 (NEW) |  | 1
VA2187625 | GE | MPN | RT | Y | WL001 | RW001 | TAP WELL DISCH LINE | SKYLINE RANCH RESORT | WELL NO. 1 |  | 1
VA2187645 | GE | MPN | RT | Y | WL001 | RW001 | RAW TAP | NORTH FORK RESORT #1 | DRILLED WELL |  | 1
VA2187646 | GE | MPN | RT | Y | WL001 | RW001 | RAW TAP | NORTH FORK RESORT #2 | WELL |  | 1
VA2187647 | GE | MPN | RT | Y | WL001 | RW001 | RAW TAP | NORTH FORK RESORT #3 | WELL |  | 1
VA2187648 | GE | MPN | RT | Y | WL006 | RW002 | WELL 5B DISCH TAP | NORTH FORK RESORT #5 | WELL NO 5B (2013) |  | 1
VA2187648 | GE | MPN | RT | Y | WL002 | RW001 | WELL 5A DISCH TAP | NORTH FORK RESORT #5 | WELL NO. 5A (2006) |  | 1
VA2187649 | GE | MPN | RT | Y | WL001 | RW001 | RAW TAP | NORTH FORK RESORT #6 | WELL |  | 1
VA2187650 | GE | MPN | RT | Y | WL001 | RW001 | RAW TAP | NORTH FORK RESORT #7 | WELL |  | 1
VA2187812 | GE | MPN | RT | Y | WL015 | RW003 | TAP WELL 6 DISCH LN | SHENANDOAH SHORES SUBDIVISION | WELL NO. 6 |  | 1
VA2187812 | GE | MPN | RT | Y | WL001 | RW001 | TAP WELL 1 DISCH LN | SHENANDOAH SHORES SUBDIVISION | WELL NO. 1 |  | 1
VA2187812 | GE | MPN | RT | Y | WL003 | RW002 | TAP WELL 3 DISCH LN | SHENANDOAH SHORES SUBDIVISION | WELL NO. 3 |  | 1
VA2187812 | GE | MPN | RT | Y | WL004 | RW004 | TAP WELL 4 DISCH LN | SHENANDOAH SHORES SUBDIVISION | WELL NO. 4 |  | 1
VA2187812 | GE | MPN | RT | Y | WL005 | RW005 | TAP WELL 5 DISCH LN | SHENANDOAH SHORES SUBDIVISION | WELL NO. 5 |  | 1
VA2187825 | GE | MPN | RT | Y | WL001 | RW001 | WELL DISCH TAP | SHENANDOAH VALLEY GOLF CLUB | WELL NO. 1 |  | 1
VA2187875 | GE | MPN | RT | Y | WL001 | RW001 | RAW TAP | SKYLINE CAVERNS, INC. | WELL NO. 1 |  | 1
VA6047015 | GE | MPN | RT | Y | WL001 | RW001 | RAW WATER TAP | BAILEYS TRAILER PARK | WELL #1 |  | 1
VA6047016 | GE | MPN | RT | Y | WL001 | RW001 | WELL 1/WL001 | COFFEEWOOD CORRECTIONAL CENTER | WELL 1 |  | 1
VA6047016 | GE | MPN | RT | Y | WL002 | RW002 | RAW WATER TAP | COFFEEWOOD CORRECTIONAL CENTER | WELL 2 |  | 1
VA6047016 | GE | MPN | RT | Y | WL003 | RW003 | WELL 5/WL003 | COFFEEWOOD CORRECTIONAL CENTER | WELL 5 |  | 1
VA6047021 | GE | MPN | RT | Y | WL002 | RW002 | RAW TAP | INN AT KELLY`S FORD | WELL 2 |  | 1
VA6047021 | GE | MPN | RT | Y | WL003 | RW003 | RAW TAP WELL 3 | INN AT KELLY`S FORD | WELL 3 |  | 1
VA6047025 | GE | MPN | RT | Y | WL001 | RW001 | WELL TAP | CATALPA SUBDIVISION | DRILLED WELL |  | 1
VA6047030 | GE | MPN | RT | Y | WL001 | RW001 | WELL 2 TAP | CHILDHELP | WELL 2 |  | 1
VA6047035 | GE | MPN | RT | Y | WL003 | RW003 | WELL 16 RAW WATER | CLEVENGERS VILLAGE | WELL 16 |  | 1
VA6047035 | GE | MPN | RT | Y | WL002 | RW002 | WELL 12 RAW WATER | CLEVENGERS VILLAGE | WELL 12 |  | 1
VA6047035 | GE | MPN | RT | Y | WL001 | RW001 | WELL 11 RAW WATER | CLEVENGERS VILLAGE | WELL 11 |  | 1
VA6047035 | GE | MPN | RT | Y | WL004 | RW004 | WELL 18 RAW WATER | CLEVENGERS VILLAGE | WELL 18 |  | 1
VA6047038 | GE | MPN | RT | Y | WL002 | RW002 | RAW WATER TAP WELL #2 | CEDARBROOKE SUBDIVISION | WELL 2 |  | 1
VA6047038 | GE | MPN | RT | Y | WL001 | RW001 | RAW WATER TAP WELL #1 | CEDARBROOKE SUBDIVISION | WELL 1 |  | 1
VA6047040 | GE | MPN | RT | Y | WL001 | RW001 | WELL DISCHARGE LINE | CLAIRMONT MANOR | WELL A (FRONT WELL) |  | 1
VA6047040 | GE | MPN | RT | Y | WL002 | RW002 | WELL DISCHARGE LINE | CLAIRMONT MANOR | WELL B (BACK WELL) |  | 1
VA6047041 | GE | MPN | RT | Y | WL006 | RW006 | WELLHEAD #6 | CHURCHILL SUBDIVISION | WELL 6 |  | 1
VA6047041 | GE | MPN | RT | Y | WL002 | RW002 | WELLHEAD #2 | CHURCHILL SUBDIVISION | WELL 2 |  | 1
VA6047041 | GE | MPN | RT | Y | WL004 | RW004 | WELLHEAD #4 | CHURCHILL SUBDIVISION | WELL 4 |  | 1
VA6047050 | GE | MPN | RT | Y | WL001 | RW001 | BACK WELL RAW WATER TAP | CULPEPER MOBILE HOME PARK | WELL 1 (BACK) |  | 1
VA6047050 | GE | MPN | RT | Y | WL002 | RW002 | FRONT WELL RAW WATER TAP | CULPEPER MOBILE HOME PARK | WELL 2 (FRONT) |  | 1
VA6047062 | GE | MPN | RT | Y | WL002 | RW002 | WELL B | DOVE HILL WATERWORKS | WELL B |  | 1
VA6047065 | GE | MPN | RT | Y | WL001 | RW001 | WL001 | DUTCH HOLLOW SUBDIVISION | WELL #1 (INSIDE) |  | 1
VA6047065 | GE | MPN | RT | Y | WL002 | RW002 | WL002 | DUTCH HOLLOW SUBDIVISION | WELL #2 (OUTSIDE) |  | 1
VA6047070 | GE | MPN | RT | Y | WL002 | RW002 | WELL 2 | EMERALD HILL ELEM SCHOOL | WELL 2 |  | 1
VA6047070 | GE | MPN | RT | Y | WL001 | RW001 | RAW WATER TAP | EMERALD HILL ELEM SCHOOL | WELL 1 |  | 1
VA6047075 | GE | MPN | RT | Y | WL001 | RW001 | WELL DISCHARGE LINE | ERINBROOK | WELL #1 |  | 1
VA6047100 | GE | MPN | RT | Y | WL004 | RW004 | RAW WATER TAP | FAIRVIEW ACRES | ROTHERWOOD WELL 4 |  | 1
VA6047100 | GE | MPN | RT | Y | WL003 | RW003 | WELL DISCHARGE LINE | FAIRVIEW ACRES | FAIRVIEW WELL 3 |  | 1
VA6047200 | GE | MPN | RT | Y | WL002 | RW002 | WELL 2 RAW | NAVCC-LIBRARY OF CONGRESS PACKARD CAMPUS | WELL 2 |  | 1
VA6047200 | GE | MPN | RT | Y | WL001 | RW001 | WELL 1 RAW | NAVCC-LIBRARY OF CONGRESS PACKARD CAMPUS | WELL 1 |  | 1
VA6047200 | GE | MPN | RT | Y | WL003 | RW003 | WELL 3 RAW | NAVCC-LIBRARY OF CONGRESS PACKARD CAMPUS | WELL 3 |  | 1
VA6047230 | GE | MPN | RT | Y | WL001 | RW001 | RAW WATER TAP | FOREST VIEW SUBDIVISION | WELL 1 |  | 1
VA6047250 | GE | MPN | RT | Y | WL001 | RW001 | RAW WATER TAP | GIBSON MILLS SUBDIVISION | WELL 1 |  | 1
VA6047255 | GE | MPN | RT | Y | WL001 | WL001 | GLENDALE WELL 1 | GLENDALE SUBDIVISION | WELL #1 |  | 1
VA6047260 | GE | MPN | RT | Y | WL001 | RW001 | WELL TAP | HAZEL RIVER | WELL 1 |  | 1
VA6047300 | GE | MPN | RT | Y | WL002 | RW002 | WELL TAP | HERITAGE ESTATES | WELL 2 |  | 1
VA6047318 | GE | MPN | RT | Y | WL002 | RW002 | WELL 2 | KAVANAUGH MEADS | WELL 2 - NEW WELL |  | 1
VA6047318 | GE | MPN | RT | Y | WL001 | RW001 | RAW WATER TAP | KAVANAUGH MEADS | WELL 1- OLD WELL |  | 1
VA6047325 | GE | MPN | RT | Y | WL002 | RW002 | WELL 2 | BOSTON WATER AND SEWER | WELL 2 |  | 1
VA6047325 | GE | MPN | RT | Y | WL001 | RW001 | RAW TAP | BOSTON WATER AND SEWER | UPPER WELL |  | 1
VA6047330 | GE | MPN | RT | Y | WL001 | RW001 | RAW WATER TAP | MERRIMAC SOUTH | WELL 1 |  | 1
VA6047340 | GE | MPN | RT | Y | WL002 | RW002 | WELL 2 (LOWER WELL) | MOUNTAIN VIEW TRAILER PARK | WELL 2 (LOWER WELL) |  | 1
VA6047340 | GE | MPN | RT | Y | WL001 | RW001 | WELL TAP | MOUNTAIN VIEW TRAILER PARK | WELL 1 (UPPER WELL) |  | 1
VA6047355 | GE | MPN | RT | Y | WL001 | RW001 | WL001 | NORMAN ACRES SUBDIVISION | WELL #1 |  | 1
VA6047360 | GE | MPN | RT | Y | WL001 | RW001 | RAW WATER TAP | NORTHTOWN VILLAGE | WELL 1 |  | 1
VA6047360 | GE | MPN | RT | Y | WL003 | RW003 | WELL DISCHARGE LINE | NORTHTOWN VILLAGE | WELL 2A |  | 1
VA6047374 | GE | MPN | RT | Y | WL001 | RW001 | RAW TAP | OUR FATHERS HOUSE | WELL (DRLD 2000) |  | 1
VA6047391 | GE | MPN | RT | Y | WL002 | RW002 | WELL TAP | OVERLOOK HEIGHTS COMBINED | WELL 4 (CALAMINE) |  | 1
VA6047391 | GE | MPN | RT | Y | WL005 | RW005 | WELL 2 (HAYES) | OVERLOOK HEIGHTS COMBINED | WELL 2 (HAYES) |  | 1
VA6047400 | GE | MPN | RT | Y | WL002 | RW002 | WELL 2 | PELHAM MANOR | WELL #2 (STUNKLE WELL) |  | 1
VA6047400 | GE | MPN | RT | Y | WL001 | RW001 | WELL HEAD TAP | PELHAM MANOR | WELL #1 (A.P. HILL WELL) |  | 1
VA6047453 | GE | MPN | RT | Y | WL001 | RW001 | WELL 1 | RRCSB | WELL 1 |  | 1
VA6047475 | GE | MPN | RT | Y | WL002 | RW002 | WELL 1A | SPRINGWOOD SUBDIVISION | WELL 1A |  | 1
VA6047490 | GE | MPN | RT | Y | WL001 | RW001 | WELL 1 RAW TAP | BRENRIDGE SUBDIVISION | WELL 1 (PUMPHOUSE) |  | 1
VA6047500 | GE | MPN | RT | Y | WL005 | RW005 | TOC-C6 CHANDLER ST COMPLEX WELL 6 | CULPEPER, TOWN OF | TOC-C6 CHANDLER ST COMPLEX WELL 6 |  | 1
VA6047500 | GE | MPN | RT | Y | WL003 | RW003 | TOC-C1 RAW WATER SAMPLE POINT | CULPEPER, TOWN OF | TOC-C1 CHANDLER ST COMPLEX WELL 1 |  | 1
VA6047500 | GE | MPN | RT | Y | WL004 | RW004 | TOC-C3 CHANDLER ST COMPLEX WELL 3 | CULPEPER, TOWN OF | TOC-C3 CHANDLER ST COMPLEX WELL 3 |  | 1
VA6047500 | GE | MPN | RT | Y | WL006 | RW006 | WELL TOC-X1B | CULPEPER, TOWN OF | NALLES MILL COMPLEX WELL TOC-X1B |  | 1
VA6047500 | GE | MPN | RT | Y | WL007 | RW007 | TOC-X1C | CULPEPER, TOWN OF | NALLES MILL WELL TOC-X1C |  | 1
VA6047500 | GE | MPN | RT | Y | WL009 | RW009 | TOC-X3A ALT | CULPEPER, TOWN OF | WELL TOC-X3A ALT |  | 1
VA6047550 | GE | MPN | RT | Y | WL002 | RW002 | WELL DISCHARGE LINE | CULPEPER INDUSTRIAL AIRPARK | WL002 |  | 1
VA6047550 | GE | MPN | RT | Y | WL001 | RW001 | WELL DISCHARGE LINE | CULPEPER INDUSTRIAL AIRPARK | WL001 |  | 1
VA6047560 | GE | MPN | RT | Y | WL001 | RW001 | WL001 | VA STATE POLICE - 2ND DIVISION HQ | WL001 |  | 1
VA6047705 | GE | MPN | RT | Y | WL004 | RW004 | WELL 4 TAP BEFORE TREATMENT | D-22 WATERWORKS | WELL 4 (BY CL2 BLDG) |  | 1
VA6047705 | GE | MPN | RT | Y | WL008 | RW008 | WELL 8 TAP BEFORE TREATMENT | D-22 WATERWORKS | WELL 8 (IN FIELD NEAR CARRICO MILLS RD) |  | 1
VA6047865 | GE | MPN | RT | Y | WL001 | RW001 | WELL TAP | WESTOVER ESTATES | WELL #1 |  | 1
VA6047950 | GE | MPN | RT | Y | WL001 | RW001 | RAW WATER TAP | WESTVIEW TRAILER PARK | WELL 1 |  | 1
VA6047955 | GE | MPN | RT | Y | WL001 | RW001 | INSIDE WELL | WILDWOOD FOREST | WELL #3 (INSIDE) |  | 1
VA6047955 | GE | MPN | RT | Y | WL002 | RW002 | OUTSIDE WELL | WILDWOOD FOREST | WELL #2 (OUTSIDE) |  | 1
VA6059028 | GE | MPN | RT | Y | WL001 | RW001 | DRILLED WELL | CLIFTON HOUSE | DRILLED WELL |  | 1
VA6059268 | GE | MPN | RT | Y | WL001 | RW001 | WELL 1 | CLIFTON CAFE | WELL 1 |  | 1
VA6059292 | GE | MPN | RT | Y | WL003 | RW003 | NEW CHURCH WELL RAW TAP | CLIFTON PRESBY. CHURCH PRESCHOOL | NEW CHURCH WELL |  | 1
VA6059292 | GE | MPN | RT | Y | WL001 | RW001 | MANSE WELL RAW | CLIFTON PRESBY. CHURCH PRESCHOOL | MANSE WELL |  | 1
VA6059505 | GE | MPN | RT | Y | WL001 | RW001 | RAW TAP | FAIRFAX YACHT CLUB | FX YACHT CLUB DRILLED WELL |  | 1
VA6059512 | GE | MPN | RT | Y | WL001 | RW001 | FRIENDS OF FAIRFAX STATION | FRIENDS OF FAIRFAX STATION INC | FRIENDS OF FAIRFAX STATION |  | 1
VA6059523 | GE | MPN | RT | Y | WL001 | RW001 | RAW WATER TAP | GREAT FALLS PARK | WELL#1 |  | 1
VA6059548 | GE | MPN | RT | Y | WL001 | RW001 | WELL DISCHARGE LINE | TRUMMER'S ON MAIN | WELL |  | 1
VA6059602 | GE | MPN | RT | Y | WL001 | RW001 | RAW WATER TAP | MASON NECK STATE PARK | WELL#1 |  | 1
VA6059624 | GE | MPN | RT | Y | WL005 | RW005 | RAW WATER TAP | MOUNT VERNON | WELL 5 |  | 1
VA6059631 | GE | MPN | RT | Y | WL001 | RW001 | RAW TAP | PLEASANT VALLEY GOLF | NEW WELL |  | 1
VA6059685 | GE | MPN | RT | Y | WL001 | RW001 | RAW TAP | RIVERBEND GOLF & COUNTRY CLUB | WELL #1 |  | 1
VA6059685 | GE | MPN | RT | Y | WL002 | RW002 | WELL #2 | RIVERBEND GOLF & COUNTRY CLUB | WELL #2 |  | 1
VA6059739 | GE | MPN | RT | Y | WL001 | RW001 | CHURCH WELL | ST FRANCIS EPISCOPAL CHURCH | CHURCH WELL |  | 1
VA6061005 | GE | MPN | RT | Y | WL004 | RW004 | WELL DISCHARGE LINE | AIRLIE FOUNDATION | SUNDIAL WELL |  | 1
VA6061005 | GE | MPN | RT | Y | WL001 | RW001 | WELL DISCHARGE LINE | AIRLIE FOUNDATION | BAMBOO WELL |  | 1
VA6061005 | GE | MPN | RT | Y | WL002 | RW002 | WELL DISCHARGE LINE | AIRLIE FOUNDATION | GROOMS WELL |  | 1
VA6061008 | GE | MPN | RT | Y | WL001 | RW001 | RAW WATER TAP | AUBURN CROSSING | WELL 1 |  | 1
VA6061050 | GE | MPN | RT | Y | WL002 | RW002 | RAW WATER TAP | BETHEL ACADEMY SUBDIVISION | WELL 2 |  | 1
VA6061050 | GE | MPN | RT | Y | WL001 | RW001 | RAW WATER TAP | BETHEL ACADEMY SUBDIVISION | WELL 1 |  | 1
VA6061057 | GE | MPN | RT | Y | WL001 | RW001 | RAW WATER TAP | BOTHA SUBDIVISION | WELL BOT-5 |  | 1
VA6061111 | GE | MPN | RT | Y | WL002 | RW002 | RAW WATER TAP | CHEMETRICS, INC | WELL 2 |  | 1
VA6061112 | GE | MPN | RT | Y | WL001 | RW001 | WELL #1 | WALNUT GROVE CHILD CARE III | WELL #1 |  | 1
VA6061114 | GE | MPN | RT | Y | WL001 | RW001 | RAW WATER TAP | FAUQUIER SPRINGS | WELL #1 |  | 1
VA6061117 | GE | MPN | RT | Y | WL001 | RW001 | EDGEHILL WELL-WL001 | OPAL REGIONAL | EDGEHILL WELL |  | 1
VA6061117 | GE | MPN | RT | Y | WL002 | RW002 | RAW TAP - ENGLISH MEADOWS | OPAL REGIONAL | ENGLISH MEADOWS WELL |  | 1
VA6061120 | GE | MPN | RT | Y | WL002 | RW002 | RAW WATER TAP | CATLETT SUBDIVISION | WELL NO. 2 |  | 1
VA6061120 | GE | MPN | RT | Y | WL001 | RW001 | RAW WATER TAP | CATLETT SUBDIVISION | WELL NO. 1 |  | 1
VA6061125 | GE | MPN | RT | Y | WL001 | RW001 | WELL TAP | DRYSDALE SUBDIVISION | WELL 1 |  | 1
VA6061129 | GE | MPN | RT | Y | WL003 | RW003 | RAW WATER TAP | BEALETON REGIONAL | MILLER SCHOOL WELL |  | 1
VA6061129 | GE | MPN | RT | Y | WL005 | RW005 | WELL DISCHARGE LINE | BEALETON REGIONAL | MINT BROOK II WELL (B1) |  | 1
VA6061129 | GE | MPN | RT | Y | WL006 | RW006 | BEALETON B-4 (MINT BROOK 3) | BEALETON REGIONAL | BEALETON B-4 |  | 1
VA6061129 | GE | MPN | RT | Y | WL002 | RW002 | RAW WATER TAP | BEALETON REGIONAL | MEADOWBROOKE II WELL |  | 1
VA6061132 | GE | MPN | RT | Y | WL001 | RW001 | WELL TAP | FRESTA VALLEY CHRISTIAN SCHOOL | WELL 1 |  | 1
VA6061134 | GE | MPN | RT | Y | WL002 | RW002 | RAW WATER TAP | GREEN MEADOWS SUBDIVISION | WELL 2 |  | 1
VA6061134 | GE | MPN | RT | Y | WL001 | RW001 | RAW WATER TAP | GREEN MEADOWS SUBDIVISION | WELL 1 |  | 1
VA6061136 | GE | MPN | RT | Y | WL002 | RW002 | WELL DISCHARGE LINE | HUNTER`S HEAD TAVERN | WELL 2 |  | 1
VA6061143 | GE | MPN | RT | Y | WL001 | RW001 | WELL 1 WL001 | MAPLEWOOD CHILD CARE CENTER | WELL 1 |  | 1
VA6061145 | GE | MPN | RT | Y | WL001 | RW001 | RAW WATER TAP | MARSHALL/COLEMAN SCHOOLS | WELL 1 |  | 1
VA6061150 | GE | MPN | RT | Y | WL004 | RW004 | WELL #5 RAW TAP | MARSH RUN MOBILE HOME PARK | WELL #5 - 2018 |  | 1
VA6061150 | GE | MPN | RT | Y | WL002 | RW002 | RAW WATER TAP | MARSH RUN MOBILE HOME PARK | WELL 4 (WHITE PROPERTY/ROUTE 17) |  | 1
VA6061200 | GE | MPN | RT | Y | WL002 | RW002 | PIEDMONT WELL | MARSHALL WATERWORKS | PIEDMONT WELL |  | 1
VA6061200 | GE | MPN | RT | Y | WL008 | RW008 | 17/66-1 | MARSHALL WATERWORKS | 17/66 WELL 1 |  | 1
VA6061200 | GE | MPN | RT | Y | WL009 | RW009 | 17/66-2 | MARSHALL WATERWORKS | 17/66 WELL 2 |  | 1
VA6061200 | GE | MPN | RT | Y | WL006 | RW006 | RAW WATER TAP | MARSHALL WATERWORKS | SALEM WELL |  | 1
VA6061271 | GE | MPN | RT | Y | WL002 | RW002 | WELL 2 | MOUNTAINSIDE MONTESSORI | WELL 2 |  | 1
VA6061306 | GE | MPN | RT | Y | WL001 | RW001 | RAW TAP | MIDDLEBURG TENNIS CLUB | WELL |  | 1
VA6061315 | GE | MPN | RT | Y | WL001 | RW001 | RAW WATER TAP | MARY WALTER ELEM SCHOOL | WELL 1 |  | 1
VA6061317 | GE | MPN | RT | Y | WL001 | RW001 | RAW TAP BEFORE TREATMENT | OAK SPRING GARDEN | 2015 WELL |  | 1
VA6061318 | GE | MPN | RT | Y | WL016 | RW016 | NWB-H1 | NEW BALTIMORE REGIONAL | NWB-H1 |  | 1
VA6061318 | GE | MPN | RT | Y | WL008 | RW008 | RAW WATER TAP | NEW BALTIMORE REGIONAL | ROCK SPRINGS WELL |  | 1
VA6061318 | GE | MPN | RT | Y | WL005 | RW005 | RAW WATER TAP | NEW BALTIMORE REGIONAL | MILL RUN WELL |  | 1
VA6061318 | GE | MPN | RT | Y | WL004 | RW004 | RAW WATER TAP | NEW BALTIMORE REGIONAL | HOWELL MANOR |  | 1
VA6061318 | GE | MPN | RT | Y | WL003 | RW003 | RAW WATER TAP | NEW BALTIMORE REGIONAL | HIGH ROCK WELL |  | 1
VA6061318 | GE | MPN | RT | Y | WL002 | RW002 | RAW WATER TAP | NEW BALTIMORE REGIONAL | CEDAR RUN II |  | 1
VA6061318 | GE | MPN | RT | Y | WL001 | RW001 | RAW WATER TAP | NEW BALTIMORE REGIONAL | BUCKLAND OAKS WELL |  | 1
VA6061318 | GE | MPN | RT | Y | WL011 | RW011 | RAW WATER TAP | NEW BALTIMORE REGIONAL | MACRIDGE WELL |  | 1
VA6061318 | GE | MPN | RT | Y | WL012 | RW012 | G-2 | NEW BALTIMORE REGIONAL | WELL G-2 |  | 1
VA6061318 | GE | MPN | RT | Y | WL009 | RW009 | RAW WATER TAP | NEW BALTIMORE REGIONAL | TERRANOVA WELL |  | 1
VA6061318 | GE | MPN | RT | Y | WL014 | RW014 | NWB-G3R | NEW BALTIMORE REGIONAL | NWB-G3R |  | 1
VA6061318 | GE | MPN | RT | Y | WL017 | RW017 | MOSBY WOODS RAW TAP | NEW BALTIMORE REGIONAL | MOSBY WOODS REPLACEMENT WELL (DRLD 2014) |  | 1
VA6061318 | GE | MPN | RT | Y | WL018 | RW018 | NWB-G4 RAW WATER TAP | NEW BALTIMORE REGIONAL | NWB-G4 |  | 1
VA6061320 | GE | MPN | RT | Y | WL002 | RW002 | RAW WATER TAP | CLAUDE THOMPSON ELEMENTARY SCHOOL | WELL 2 |  | 1
VA6061366 | GE | MPN | RT | Y | WL001 | RW001 | WELL | MCDONALDS - OPAL | WELL |  | 1
VA6061400 | GE | MPN | RT | Y | WL002 | RW002 | RAW WATER TAP | PARIS | WELL 2 |  | 1
VA6061407 | GE | MPN | RT | Y | WL001 | RW001 | RAW WATER TAP | PEARSON ELEMENTARY SCHOOL | WELL 1 |  | 1
VA6061410 | GE | MPN | RT | Y | WL001 | RW001 | RAW TAP | M&P PIZZA | DRILLED WELL |  | 1
VA6061420 | GE | MPN | RT | Y | WL001 | RW001 | WELL 1 | POPLAR SPRINGS INN | WELL 1 |  | 1
VA6061429 | GE | MPN | RT | Y | WL001 | RW001 | RAW WATER TAP | SOUTHEASTERN ELEMENTARY | DRILLED WELL |  | 1
VA6061431 | GE | MPN | RT | Y | WL001 | RW001 | RAW TAP | SPITONY`S RESTAURANT | WELL 1 |  | 1
VA6061450 | GE | MPN | RT | Y | WL001 | RW001 | ROUTE 55 WELL-WL001 | PLAINS, THE | ROUTE 55 WELL |  | 1
VA6061450 | GE | MPN | RT | Y | WL002 | RW002 | XYZ | PLAINS, THE | LEE STREET WELL |  | 1
VA6061500 | GE | MPN | RT | Y | WL003 | RW003 | RAW TAP | REMINGTON, TOWN OF | WELL 3 |  | 1
VA6061500 | GE | MPN | RT | Y | WL001 | RW001 | RAW TAP | REMINGTON, TOWN OF | WELL 1 |  | 1
VA6061505 | GE | MPN | RT | Y | WL002 | RW001 | RAW WATER TAP | MEADOWS, THE | WELL 2 (REMINGTON RIDGE) |  | 1
VA6061505 | GE | MPN | RT | Y | WL001 | RW001 | RAW WATER TAP | MEADOWS, THE | WELL 1 (MEADOWS) |  | 1
VA6061511 | GE | MPN | RT | Y | WL001 | RW001 | WEL SAMPLE TAP | ROSS INDUSTRIES - MIDLAND | WELL 1 |  | 1
VA6061515 | GE | MPN | RT | Y | WL002 | RW002 | WELL DISCHARGE LINE | SHEETZ 221 | WELL 2 |  | 1
VA6061515 | GE | MPN | RT | Y | WL003 | RW003 | WELL 3 | SHEETZ 221 | WELL 3 |  | 1
VA6061515 | GE | MPN | RT | Y | WL001 | RW001 | WELL DISCHARGE LINE | SHEETZ 221 | WELL 1 |  | 1
VA6061575 | GE | MPN | RT | Y | WL001 | RW001 | RAW WATER TAP | TURNBULL | WELL |  | 1
VA6061595 | GE | MPN | RT | Y | WL004 | RW004 | RAW WATER TAP | VINT HILL | WELL 4 |  | 1
VA6061595 | GE | MPN | RT | Y | WL006 | RW006 | WELL VNT-1A | VINT HILL | WELL VNT-1A |  | 1
VA6061595 | GE | MPN | RT | Y | WL003 | RW003 | RAW WATER TAP | VINT HILL | WELL 3 |  | 1
VA6061595 | GE | MPN | RT | Y | WL001 | RW001 | WELL 1 | VINT HILL | WELL 1 |  | 1
VA6061600 | GE | MPN | RT | Y | WL005 | RW005 | WELL 5 | WARRENTON, TOWN OF | WELL 5 |  | 1
VA6061600 | GE | MPN | RT | Y | WL006 | RW006 | WELL 6 | WARRENTON, TOWN OF | WELL 6 |  | 1
VA6061600 | GE | MPN | RT | Y | WL003 | RW003 | WELL 3 RAW TAP | WARRENTON, TOWN OF | WELL 3 |  | 1
VA6061665 | GE | MPN | RT | Y | WL003 | RW003 | WELL 3 | WATERLOO ESTATES | WELL 3 |  | 1
VA6061665 | GE | MPN | RT | Y | WL010 | RW010 | WELL 10 | WATERLOO ESTATES | WELL 10 |  | 1
VA6061665 | GE | MPN | RT | Y | WL011 | RW011 | WELL 11 | WATERLOO ESTATES | WELL 11 |  | 1
VA6061666 | GE | MPN | RT | Y | WL001 | RW001 | RAW WATER TAP | WHITEWOOD FOREST | DRILLED WELL 1 |  | 1
VA6107012 | GE | MPN | RT | Y | WL001 | RW001 | RAW WATER TAP | SKILLS USA | WELL CLASS 2 |  | 1
VA6107033 | GE | MPN | RT | Y | WL002 | RW002 | RAW WELL 2 TAP | BANNEKER ELEMENTARY SCHOOL | WELL 2 |  | 1
VA6107037 | GE | MPN | RT | Y | WL002 | RW002 | RAW WATER TAP | BEACON HILL-LCSA | WELL C |  | 1
VA6107037 | GE | MPN | RT | Y | WL003 | RW003 | WELL BH2-I | BEACON HILL-LCSA | WELL BH2-I |  | 1
VA6107037 | GE | MPN | RT | Y | WL001 | RW001 | RAW WATER TAP | BEACON HILL-LCSA | WELL H |  | 1
VA6107038 | GE | MPN | RT | Y | WL001 | RW001 | RAW WATER TAP | BLUEMONT COMMUNITY CENTER | WELL |  | 1
VA6107039 | GE | MPN | RT | Y | WL001 | RW001 | WELL #2 | BLACK HOPS FARM | WELL #2 |  | 1
VA6107041 | GE | MPN | RT | Y | WL002 | RW002 | RAW TAP | BRIAR PATCH B&B | WELL # 5 |  | 1
VA6107041 | GE | MPN | RT | Y | WL003 | RW003 | RAW TAP | BRIAR PATCH B&B | WELL # 3 |  | 1
VA6107041 | GE | MPN | RT | Y | WL004 | RW004 | RAW TAP | BRIAR PATCH B&B | WELL # 4 |  | 1
VA6107052 | GE | MPN | RT | Y | WL001 | RW001 | RAW WATER TAP | CAMP HIGHROAD | WELL |  | 1
VA6107067 | GE | MPN | RT | Y | WL001 | RW001 | WELL DISCHARGE LINE | CREEKS EDGE WINERY | WELL |  | 1
VA6107070 | GE | MPN | RT | Y | WL002 | RW002 | WELL 5A | CREIGHTON FARMS | WELL 5A |  | 1
VA6107070 | GE | MPN | RT | Y | WL001 | RW001 | WELL 2A | CREIGHTON FARMS | WELL 2A |  | 1
VA6107081 | GE | MPN | RT | Y | WL001 | RW001 | WELL 1 RAW TAP | EAGLETREE FARM | WELL 1 (DRILLED 12-24-2008) |  | 1
VA6107100 | GE | MPN | RT | Y | WL007 | RW007 | RAW WATER TAP | FOXCROFT SCHOOL | WELL # 7 |  | 1
VA6107100 | GE | MPN | RT | Y | WL006 | RW006 | RAW WATER TAP | FOXCROFT SCHOOL | WELL # 6 |  | 1
VA6107100 | GE | MPN | RT | Y | WL003 | RW003 | RAW WATER TAP | FOXCROFT SCHOOL | WELL #3 |  | 1
VA6107101 | GE | MPN | RT | Y | WL001 | RW001 | RAW SAMPLE TAP | FRANKLIN PARK | WELL 1 |  | 1
VA6107150 | GE | MPN | RT | Y | WL002 | RW014 | WELL 14 | HAMILTON, TOWN OF | WELL 14 (STONE EDEN WELL) |  | 1
VA6107150 | GE | MPN | RT | Y | WL006 | RW006 | WELL 6 WL006 | HAMILTON, TOWN OF | WELL 6 (EMERGENCY WELL) |  | 1
VA6107150 | GE | MPN | RT | Y | WL012 | RW012 | WELL 12 WL012 | HAMILTON, TOWN OF | WELL 12 |  | 1
VA6107175 | GE | MPN | RT | Y | WL001 | RW001 | RAW TAP | ADESA WASHINGTON DC | WELL |  | 1
VA6107200 | GE | MPN | RT | Y | WL001 | RW001 | WELL DIS. LINE | HILLSBORO, TOWN OF | WELL #1 |  | 1
VA6107200 | GE | MPN | RT | Y | WL002 | RW002 | WELL 2 | HILLSBORO, TOWN OF | WELL 2 |  | 1
VA6107345 | GE | MPN | RT | Y | WL001 | RW01 | RAW TAP PW1 | LOUDOUN GOLF & COUNTRY CLUB | PW1 |  | 1
VA6107349 | GE | MPN | RT | Y | WL001 | RW001 | RAW TAP | LOUDOUN COUNTY ANIMAL SHELTER | DRILLED WELL |  | 1
VA6107400 | GE | MPN | RT | Y | WL006 | RW006 | RAW TAP | LOVETTSVILLE, TOWN OF | WELL KR-1 |  | 1
VA6107400 | GE | MPN | RT | Y | WL007 | RW007 | RAW TAP | LOVETTSVILLE, TOWN OF | WELL TC-1 |  | 1
VA6107400 | GE | MPN | RT | Y | WL008 | RW008 | RV-1 RAW TAP | LOVETTSVILLE, TOWN OF | WELL RV-1 |  | 1
VA6107420 | GE | MPN | RT | Y | WL001 | RW001 | RAW WATER TAP | ONE STOP TRAILER PARK | DRILLED WELL |  | 1
VA6107433 | GE | MPN | RT | Y | WL002 | RW002 | WELL #2 RAW | MEADOWKIRK, INC. AT DELTA FARM | WELL #2 |  | 1
VA6107450 | GE | MPN | RT | Y | WL002 | RW002 | RAW TAP | MIDDLEBURG, TOWN OF | WELL #2 |  | 1
VA6107450 | GE | MPN | RT | Y | WL003 | RW003 | RAW TAP | MIDDLEBURG, TOWN OF | WELL #3 |  | 1
VA6107450 | GE | MPN | RT | Y | WL005 | RW005 | WELL L | MIDDLEBURG, TOWN OF | WELL L |  | 1
VA6107450 | GE | MPN | RT | Y | WL006 | RW006 | WELL P | MIDDLEBURG, TOWN OF | WELL P |  | 1
VA6107500 | GE | MPN | RT | Y | WL002 | RW002 | RAW TAP | MIDDLEBURG ACADEMY | WELL#2-ROAD |  | 1
VA6107500 | GE | MPN | RT | Y | WL003 | RW003 | RAW TAP | MIDDLEBURG ACADEMY | WELL #3(ORIGINALLY WELL #4)-HOUSE |  | 1
VA6107500 | GE | MPN | RT | Y | WL004 | RW004 | RAW TAP | MIDDLEBURG ACADEMY | WELL #4 (ORIGINALLY #3)-POND |  | 1
VA6107549 | GE | MPN | RT | Y | WL001 | RW001 | RAW TAP | PHILOMONT COMMUNITY CENTER | DRILLED WELL |  | 1
VA6107555 | GE | MPN | RT | Y | WL004 | RW004 | WELL B-2 RAW | ELYSIAN HEIGHTS | WELL B-2 |  | 1
VA6107555 | GE | MPN | RT | Y | WL003 | RW003 | WELL B-1 RAW | ELYSIAN HEIGHTS | WELL B-1 |  | 1
VA6107555 | GE | MPN | RT | Y | WL001 | RW001 | WELL A-1 RAW | ELYSIAN HEIGHTS | WELL A-1 |  | 1
VA6107555 | GE | MPN | RT | Y | WL005 | RW005 | WELL B-4 RAW | ELYSIAN HEIGHTS | WELL B-4 |  | 1
VA6107555 | GE | MPN | RT | Y | WL002 | RW002 | WELL A-2 RAW | ELYSIAN HEIGHTS | WELL A-2 |  | 1
VA6107600 | GE | MPN | RT | Y | WL010 | RW010 | MOUNTAIN VIEW WELL | PURCELLVILLE, TOWN OF | MOUNTAIN VIEW WELL |  | 1
VA6107600 | GE | MPN | RT | Y | WL011 | RW011 | KANE 1 RAW TAP | PURCELLVILLE, TOWN OF | KANE WELL 1 |  | 1
VA6107600 | GE | MPN | RT | Y | WL012 | RW011 | KANE 2 RAW TAP | PURCELLVILLE, TOWN OF | KANE WELL 2 |  | 1
VA6107600 | GE | MPN | RT | Y | WL008 | RW008 | FORBES RAW | PURCELLVILLE, TOWN OF | FORBES WELL (NATURE PARK) |  | 1
VA6107600 | GE | MPN | RT | Y | WL006 | RW006 | MARSH FARM WELL B | PURCELLVILLE, TOWN OF | MARSH FARM WELL B |  | 1
VA6107600 | GE | MPN | RT | Y | WL004 | RW004 | VC RAW | PURCELLVILLE, TOWN OF | VC WELL |  | 1
VA6107600 | GE | MPN | RT | Y | WL001 | RW001 | MS-1 RAW | PURCELLVILLE, TOWN OF | WELL 1 (MS-1) |  | 1
VA6107600 | GE | MPN | RT | Y | WL002 | RW002 | CORNWELL 2 RAW | PURCELLVILLE, TOWN OF | CORNWELL WELL #2 |  | 1
VA6107650 | GE | MPN | RT | Y | WL012 | RW012 | WELL 21SA RAW | ROUND HILL, TOWN OF | WELL 21SA |  | 1
VA6107650 | GE | MPN | RT | Y | WL015 | RW015 | WELL 7B | ROUND HILL, TOWN OF | WELL 7B |  | 1
VA6107650 | GE | MPN | RT | Y | WL014 | RW014 | WELL 7A | ROUND HILL, TOWN OF | WELL 7A |  | 1
VA6107650 | GE | MPN | RT | Y | WL007 | RW007 | RAW WATER TAP | ROUND HILL, TOWN OF | STONELEIGH #2C |  | 1
VA6107650 | GE | MPN | RT | Y | WL013 | RW013 | WELL 21SB RAW | ROUND HILL, TOWN OF | WELL 21SB |  | 1
VA6107650 | GE | MPN | RT | Y | WL004 | RW004 | WELL #12/WL004 | ROUND HILL, TOWN OF | WELL #12 |  | 1
VA6107650 | GE | MPN | RT | Y | WL009 | RW009 | RAW WATER TAP | ROUND HILL, TOWN OF | 21NA WELL |  | 1
VA6107650 | GE | MPN | RT | Y | WL006 | RW006 | RAW WATER TAP | ROUND HILL, TOWN OF | STONELEIGH #2A |  | 1
VA6107650 | GE | MPN | RT | Y | WL005 | RW005 | RAW WATER TAP | ROUND HILL, TOWN OF | STONELEIGH #2 |  | 1
VA6107650 | GE | MPN | RT | Y | WL002 | RW002 | RAW WATER | ROUND HILL, TOWN OF | 719 WELL |  | 1
VA6107650 | GE | MPN | RT | Y | WL010 | RW010 | RAW WATER TAP | ROUND HILL, TOWN OF | 21NB WELL |  | 1
VA6107650 | GE | MPN | RT | Y | WL003 | RW003 | RAW WATER TAP | ROUND HILL, TOWN OF | WELL 22A |  | 1
VA6107651 | GE | MPN | RT | Y | WL004 | RW004 | WELL 6D ENTRY TO TP | RESERVE AT ROKEBY FARM | WELL 6D |  | 1
VA6107651 | GE | MPN | RT | Y | WL003 | RW003 | WELL 6A ENTRY TO TP | RESERVE AT ROKEBY FARM | WELL 6A |  | 1
VA6107651 | GE | MPN | RT | Y | WL002 | RW002 | WELL 5A ENTRY TO TP | RESERVE AT ROKEBY FARM | WELL 5A |  | 1
VA6107651 | GE | MPN | RT | Y | WL001 | RW001 | WELL 4A ENTRY TO TP | RESERVE AT ROKEBY FARM | WELL 4A |  | 1
VA6107652 | GE | MPN | RT | Y | WL001 | RW001 | WELL #1 RAW SAMPLE TAP | ROOTS 657 | WELL #1 |  | 1
VA6107672 | GE | MPN | RT | Y | WL001 | RW001 | SAMPLE TAP PRIOR TO CHLORINATION | SCOTT JENKINS MEMORIAL PARK | WELL 1 |  | 1
VA6107703 | GE | MPN | RT | Y | WL001 | RW001 | WELL PW1 | STONE TOWER - TOWER VIEW | WELL PW1 |  | 1
VA6107707 | GE | MPN | RT | Y | WL002 | RW002 | WELL PW2 (2001) | TEMPLE HALL FARM PARK | WELL PW2 (2001) |  | 1
VA6107797 | GE | MPN | RT | Y | WL001 | RW001 | RAW TAP | WHITEHALL ASSOCIATES LC | WELL |  | 1
VA6113100 | GE | MPN | RT | Y | WL001 | RW001 | WELL #1 DIS LINE | ACHSAH ACRES | WELL #1 |  | 1
VA6113100 | GE | MPN | RT | Y | WL004 | RW004 | WELL #4 DIS LINE | ACHSAH ACRES | WELL #4 |  | 1
VA6113100 | GE | MPN | RT | Y | WL002 | RW002 | WELL #2 DIS LINE | ACHSAH ACRES | WELL #2 |  | 1
VA6113105 | GE | MPN | RT | Y | WL001 | RW001 | RAW WATER TAP | RAPIDAN BAPTIST CAMP | DRILLED WELL |  | 1
VA6113123 | GE | MPN | RT | Y | WL001 | RW001 | RAW WATER TAP | GRAVES MOUNTAIN CAMPGROUND | GM CAMPGROUND WELL 1 |  | 1
VA6113136 | GE | MPN | RT | Y | WL003 | RW003 | WELL DISCHARGE LINE | GRAVES MOUNTAIN LODGE | WELL 3 |  | 1
VA6113165 | GE | MPN | RT | Y | WL001 | RW001 | WELL 1B | HARTLAND INSTITUTE | WELL 1B |  | 1
VA6113170 | GE | MPN | RT | Y | WL002 | RW002 | WELLHEAD #2 | OAK PARK SUBDIVISION | WELL #2 |  | 1
VA6113170 | GE | MPN | RT | Y | WL001 | RW001 | WELLHEAD #1 | OAK PARK SUBDIVISION | WELL #1 |  | 1
VA6113189 | GE | MPN | RT | Y | WL002 | RW002 | WELL 2 | PRINCE MICHEL VINEYARD | WELL 2 |  | 1
VA6113265 | GE | MPN | RT | Y | WL002 | RW002 | RAW TAP | MOUNTAIN VIEW NURSING HOME | WELL 2 |  | 1
VA6113265 | GE | MPN | RT | Y | WL003 | RW003 | WELL DISCHARGE LINE | MOUNTAIN VIEW NURSING HOME | WELL 3 |  | 1
VA6113300 | GE | MPN | RT | Y | WL006 | RW006 | RAW WATER TAP | WOODBERRY FOREST SCHOOL | WELL NO 6 |  | 1
VA6113300 | GE | MPN | RT | Y | WL007 | RW007 | RAW WATER TAP | WOODBERRY FOREST SCHOOL | WELL NO 7 |  | 1
VA6113345 | GE | MPN | RT | Y | WL001 | RW001 | WELL 1, TAP RIGHT AFTER METER | SEVENOAKS RETREAT CENTER | WELL 1 |  | 1
VA6113345 | GE | MPN | RT | Y | WL003 | RW003 | WELL 3, TAP IN WELL 3 PUMPHOUSE | SEVENOAKS RETREAT CENTER | WELL 3 |  | 1
VA6113500 | GE | MPN | RT | Y | WL001 | RW001 | RAW WATER TAP | VALLEY VIEW | DRILLED WELL |  | 1
VA6137001 | GE | MPN | RT | Y | WL004 | RW004 | RAW WATER TAP | AEROJET ROCKETDYNE | WELL 4 |  | 1
VA6137120 | GE | MPN | RT | Y | WL001 | RW001 | RAW TAP WELL #1 (PORTER RD) | RSA ROUTE 20 | WELL #1 (PORTER RD) |  | 1
VA6137212 | GE | MPN | RT | Y | WL001 | RW001 | WELL/WL001 | LOCUST GROVE PRIMARY/ELEMENTARY SCHOOL | WELL #1 |  | 1
VA6137228 | GE | MPN | RT | Y | WL002 | RW002 | RAW TAP, BEFORE TREATMENT | MONTPELIER- MANSION | WELL #2 - DRILLED 2018 |  | 1
VA6137325 | GE | MPN | RT | Y | WL001 | RW001 | RAW WATER TAP | PALLADIO RESTAURANT | WELL (DRLD 1999) |  | 1
VA6137515 | GE | MPN | RT | Y | WL002 | RW002 | WELL 2 TAP BEFORE TREATMENT | WILLOW GROVE INN AND RESTAURANT | WELL 2 (NEXT TO PUMPHOUSE) |  | 1
VA6137515 | GE | MPN | RT | Y | WL001 | RW001 | WELL 1 TAP BEFORE TREATMENT | WILLOW GROVE INN AND RESTAURANT | WELL 1 (IN BUSHES) |  | 1
VA6137515 | GE | MPN | RT | Y | WL003 | RW003 | WELL #3, TAP BEFORE TREATMENT | WILLOW GROVE INN AND RESTAURANT | WILLOW GROVE INN WELL #3 |  | 1
VA6137900 | GE | MPN | RT | Y | WL001 | RW001 | WELL SAMPLE TAP | WOLFTRAP WOODS | WELL 1 |  | 1
VA6153037 | GE | MPN | RT | Y | WL001 | RW001 | RAW TAP PRIOR TO STORAGE & TRMT | BRAWNER FARM | WELL #1 |  | 1
VA6153040 | GE | MPN | RT | Y | WL001 | RW001 | RAW WATER TAP | BRENTSVILLE HIGH SCHOOL | WELL #1 |  | 1
VA6153050 | GE | MPN | RT | Y | WL006 | RW006 | RAW TAP | BULL RUN MOUNTAIN/EVERGREEN (BRME) | EVERGRN. WELL #1(BULRN LOWER) |  | 1
VA6153050 | GE | MPN | RT | Y | WL010 | RW010 | WELL 12 | BULL RUN MOUNTAIN/EVERGREEN (BRME) | WELL 12 |  | 1
VA6153050 | GE | MPN | RT | Y | WL005 | RW005 | RAW TAP | BULL RUN MOUNTAIN/EVERGREEN (BRME) | WELL #11 |  | 1
VA6153050 | GE | MPN | RT | Y | WL003 | RW003 | RAW WATER TAP | BULL RUN MOUNTAIN/EVERGREEN (BRME) | WELL #7 |  | 1
VA6153050 | GE | MPN | RT | Y | WL002 | RW002 | RAW WATER TAP | BULL RUN MOUNTAIN/EVERGREEN (BRME) | WELL #5 |  | 1
VA6153050 | GE | MPN | RT | Y | WL011 | RW011 | WELL 13 | BULL RUN MOUNTAIN/EVERGREEN (BRME) | WELL 13 |  | 1
VA6153063 | GE | MPN | RT | Y | WL001 | RW001 | RAW TAP WELL 1/WL001 | QUANTICO MCB-CAMP UPSHUR | WELL 1 |  | 1
VA6153063 | GE | MPN | RT | Y | WL002 | RW002 | RAW TAP WELL 2/WL002 | QUANTICO MCB-CAMP UPSHUR | WELL 2 |  | 1
VA6153260 | GE | MPN | RT | Y | WL002 | RW002 | RAW WATER TAP | WOODBRIDGE MHP LLC | WELL #3 |  | 1
VA6153260 | GE | MPN | RT | Y | WL004 | RW004 | WELL #4 RAW TAP | WOODBRIDGE MHP LLC | WELL #4 |  | 1
VA6153325 | GE | MPN | RT | Y | WL001 | RW001 | TAP BEFORE PRESS. TK | HOLY FAMILY ACADEMY | WELL #1 |  | 1
VA6153475 | GE | MPN | RT | Y | WL001 | RW001 | WELL DIS LINE | LINTON HALL SCHOOL | WELL #1 NEAR CEMETERY |  | 1
VA6153475 | GE | MPN | RT | Y | WL002 | RW002 | WELL DIS LINE | LINTON HALL SCHOOL | WELL #2 NEAR SCHOOL |  | 1
VA6153527 | GE | MPN | RT | Y | WL001 | RW001 | RAW WATER TAP | NOKESVILLE CHURCH OF THE BRETHREN | WELL #1 |  | 1
VA6153533 | GE | MPN | RT | Y | WL001 | RW001 | NOKESVILLE K-8 WELL | THE NOKESVILLE SCHOOL | MAY 2008 WELL |  | 1
VA6153537 | GE | MPN | RT | Y | WL001 | RW001 | RAW WATER TAP | NOKESVILLE MINI LIBRARY | DRILLED WELL |  | 1
VA6061318 | PB | LC | RT | Y | DS001 | DS002 | LEAD COPPER SITE 06 | NEW BALTIMORE REGIONAL | DISTRIBUTION SYSTEM | FSD | 1
VA6061318 | PB | LC | RT | Y | DS001 | DS003 | LEAD COPPER SITE 06 | NEW BALTIMORE REGIONAL | DISTRIBUTION SYSTEM | FSD | 1
VA6061318 | PB | LC | RT | Y | DS001 | DS004 | LEAD COPPER SITE 06 | NEW BALTIMORE REGIONAL | DISTRIBUTION SYSTEM | FSD | 1
VA6061318 | PB | LC | RT | Y | DS001 | DS005 | LEAD COPPER SITE 06 | NEW BALTIMORE REGIONAL | DISTRIBUTION SYSTEM | FSD | 1
VA5590100 | PB | LC | RT | Y | DS001 | LC042 | 1012 PAXTON | DANVILLE, CITY OF | DISTRIBUTION SYSTEM | FSD | 1
VA5590100 | PB | LC | RT | Y | DS001 | LC052 | 1012 PAXTON | DANVILLE, CITY OF | DISTRIBUTION SYSTEM | FSD | 1
VA5590100 | PB | LC | RT | Y | DS001 | LC116 | 1012 PAXTON | DANVILLE, CITY OF | DISTRIBUTION SYSTEM | FSD | 1

## Method Analytes assoc.
Instruction Tab | Analysis Methods Analytes assoc. - valid analysis Method analyte associations
AnalyteCode | AnalyteName | Analysis Method Code | Analysis Method Name
0100 | TURBIDITY | SM 2130 B | NEPHELOMETRIC
0100 | TURBIDITY | SM2130B | NEPHELOMETRIC
0100 | TURBIDITY | EPA 180.1 | NEPHELOMETRIC
0100 | TURBIDITY | NO METHOD | NO METHOD
0100 | TURBIDITY | 180.1 | NEPHELOMETRIC
0100 | TURBIDITY | 2130B | NEPHELOMETRIC
0999 | CHLORINE | SM 4500-CL G | GC-L/S EXTRACTION-ELECTRON CAPTURE DETEC
0999 | CHLORINE | SM 4500-CL G (AS HACH 8021) | GC-L/S EXTRACTION-ELECTRON CAPTURE DETEC
0999 | CHLORINE | SM 4500-CL G (AS HACH 8167) | GC-L/S EXTRACTION-ELECTRON CAPTURE DETEC
0999 | CHLORINE | SM 4500-CL G-2000 | GC-L/S EXTRACTION-ELECTRON CAPTURE DETEC
0999 | CHLORINE | SM 4500-CN> G | GC-L/S EXTRACTION-ELECTRON CAPTURE DETEC
0999 | CHLORINE | SM4500-CL-F | GC-L/S EXTRACTION-ELECTRON CAPTURE DETEC
0999 | CHLORINE | SM 4500-CL F | GC-L/S EXTRACTION-ELECTRON CAPTURE DETEC
0999 | CHLORINE | EPA 524.3 | VOC, GC/MS, P&T, CAPCOLUMN
0999 | CHLORINE | SM4500-CL-G | GC-L/S EXTRACTION-ELECTRON CAPTURE DETEC
0999 | CHLORINE | NO METHOD | NO METHOD
0999 | CHLORINE | 552.1 | GC-L/S EXTRACTION-ELECTRON CAPTURE DETEC
0999 | CHLORINE | 524.2 | VOC, GC/MS, P&T, CAPCOLUMN
0999 | CHLORINE | EPA 524.2 | VOC, GC/MS, P&T, CAPCOLUMN
1000 | TOTAL CHLORINE | 552.1 | GC-L/S EXTRACTION-ELECTRON CAPTURE DETEC
1000 | TOTAL CHLORINE | SM 4500-CL F | GC-L/S EXTRACTION-ELECTRON CAPTURE DETEC
1000 | TOTAL CHLORINE | SM 4500-CL G | GC-L/S EXTRACTION-ELECTRON CAPTURE DETEC
1000 | TOTAL CHLORINE | SM 4500-CL G (AS HACH 8021) | GC-L/S EXTRACTION-ELECTRON CAPTURE DETEC
1000 | TOTAL CHLORINE | SM4500-CL-G | GC-L/S EXTRACTION-ELECTRON CAPTURE DETEC
1000 | TOTAL CHLORINE | SM 4500-CL G-2000 | GC-L/S EXTRACTION-ELECTRON CAPTURE DETEC
1000 | TOTAL CHLORINE | SM 4500-CN> G | GC-L/S EXTRACTION-ELECTRON CAPTURE DETEC
1000 | TOTAL CHLORINE | SM4500-CL-F | GC-L/S EXTRACTION-ELECTRON CAPTURE DETEC
1000 | TOTAL CHLORINE | SM 4500-CL G (AS HACH 8167) | GC-L/S EXTRACTION-ELECTRON CAPTURE DETEC
1002 | ALUMINUM | EPA 200.8 | MSACCESS_TSASTM.NAME INDUCTIVELY COUPLED
1002 | ALUMINUM | SM3120B | INDUCTIVELY COUPLED PLASMA
1002 | ALUMINUM | EPA 200.7 | INDUCTIVELY COUPLED PLASMA
1002 | ALUMINUM | NO METHOD | NO METHOD
1002 | ALUMINUM | 200.7 | INDUCTIVELY COUPLED PLASMA
1002 | ALUMINUM | 200.8 | INDUCTIVELY COUPLED PLASMA MASS SPECTROM
1003 | NITROGEN-AMMONIA AS (N) | 353.2 | CADMIUM REDUCTION, AUTOMATED
1003 | NITROGEN-AMMONIA AS (N) | NO METHOD | NO METHOD
1003 | NITROGEN-AMMONIA AS (N) | EPA 353.2 (AS SEAL EPA-115-A) | CADMIUM REDUCTION, AUTOMATED
1003 | NITROGEN-AMMONIA AS (N) | EPA 353.2 (AS SEAL EPA-126-A) | CADMIUM REDUCTION, AUTOMATED
1004 | BROMIDE | SM4500-CL-B | COLORIMETRIC SPADNS, WITH DISTILLATION
1004 | BROMIDE | SM4500-SO4-D | COLORIMETRIC SPADNS, WITH DISTILLATION
1004 | BROMIDE | SM4500-SO4-E | COLORIMETRIC SPADNS, WITH DISTILLATION
1004 | BROMIDE | EPA 300.1 | ION CHROMATOGRAPHY
1004 | BROMIDE | SM 4500-SO4> E | COLORIMETRIC SPADNS, WITH DISTILLATION
1004 | BROMIDE | SM 4500-SIO2 C | COLORIMETRIC SPADNS, WITH DISTILLATION
1004 | BROMIDE | 300 | COLORIMETRIC SPADNS, WITH DISTILLATION
1004 | BROMIDE | SM 4500-CL> B | COLORIMETRIC SPADNS, WITH DISTILLATION
1004 | BROMIDE | SM 4500-CL> E | COLORIMETRIC SPADNS, WITH DISTILLATION
1004 | BROMIDE | 300.0 | ION CHROMATOGRAPHY
1004 | BROMIDE | 300.1 | ION CHROMATOGRAPHY
1004 | BROMIDE | NO METHOD | NO METHOD
1004 | BROMIDE | EPA 300.0 | ION CHROMATOGRAPHY
1004 | BROMIDE | SM 4110 B | COLORIMETRIC SPADNS, WITH DISTILLATION
1005 | ARSENIC | 200.9 | ATOMIC ABSORPTION, PLATFORM
1005 | ARSENIC | 200.7 | INDUCTIVELY COUPLED PLASMA
1005 | ARSENIC | 200.8 | INDUCTIVELY COUPLED PLASMA MASS SPECTROM
1005 | ARSENIC | SM 3113 B | ATOMIC ABSORPTION, FURNACE
1005 | ARSENIC | NO METHOD | NO METHOD
1005 | ARSENIC | SM3113B | ATOMIC ABSORPTION, FURNACE
1005 | ARSENIC | EPA 200.9 | EPA 200.8
1005 | ARSENIC | EPA 200.8 | MSACCESS_TSASTM.NAME INDUCTIVELY COUPLED
1005 | ARSENIC | SM3120B | INDUCTIVELY COUPLED PLASMA
1007 | CHLORATE | SM4500-CL-B | COLORIMETRIC SPADNS, WITH DISTILLATION
1007 | CHLORATE | SM4500-SO4-D | COLORIMETRIC SPADNS, WITH DISTILLATION
1007 | CHLORATE | SM4500-SO4-E | COLORIMETRIC SPADNS, WITH DISTILLATION
1007 | CHLORATE | SM 4500-SO4> E | COLORIMETRIC SPADNS, WITH DISTILLATION
1007 | CHLORATE | SM 4500-SIO2 C | COLORIMETRIC SPADNS, WITH DISTILLATION
1007 | CHLORATE | SM 4500-CL> E | COLORIMETRIC SPADNS, WITH DISTILLATION
1007 | CHLORATE | SM 4500-CL> B | COLORIMETRIC SPADNS, WITH DISTILLATION
1007 | CHLORATE | SM 4110 B | COLORIMETRIC SPADNS, WITH DISTILLATION
1007 | CHLORATE | NO METHOD | NO METHOD
1007 | CHLORATE | 300.1 | ION CHROMATOGRAPHY
1007 | CHLORATE | EPA 300.1 | ION CHROMATOGRAPHY
1007 | CHLORATE | 300 | COLORIMETRIC SPADNS, WITH DISTILLATION
1007 | CHLORATE | 300.0 | ION CHROMATOGRAPHY
1009 | CHLORITE | SM 4500-SIO2 C | COLORIMETRIC SPADNS, WITH DISTILLATION
1009 | CHLORITE | SM 4500-SO4> E | COLORIMETRIC SPADNS, WITH DISTILLATION
1009 | CHLORITE | SM4500-CL-B | COLORIMETRIC SPADNS, WITH DISTILLATION
1009 | CHLORITE | SM4500-SO4-D | COLORIMETRIC SPADNS, WITH DISTILLATION
1009 | CHLORITE | SM4500-SO4-E | COLORIMETRIC SPADNS, WITH DISTILLATION
1009 | CHLORITE | EPA 300.1 | ION CHROMATOGRAPHY
1009 | CHLORITE | 300 | COLORIMETRIC SPADNS, WITH DISTILLATION
1009 | CHLORITE | 300.0 | ION CHROMATOGRAPHY
1009 | CHLORITE | 300.1 | ION CHROMATOGRAPHY
1009 | CHLORITE | 317.0 | ION CHROMATOGRAPHY
1009 | CHLORITE | NO METHOD | NO METHOD
1009 | CHLORITE | EPA 300.0 | ION CHROMATOGRAPHY
1009 | CHLORITE | SM 4110 B | COLORIMETRIC SPADNS, WITH DISTILLATION
1009 | CHLORITE | SM 4500-CL> B | COLORIMETRIC SPADNS, WITH DISTILLATION
1009 | CHLORITE | SM 4500-CL> E | COLORIMETRIC SPADNS, WITH DISTILLATION
1010 | BARIUM | SM3113B | ATOMIC ABSORPTION, FURNACE
1010 | BARIUM | SM3120B | INDUCTIVELY COUPLED PLASMA
1010 | BARIUM | SM3111D | ATOMIC ABSORPTION DIRECT ASPIRATION
1010 | BARIUM | SM 3113 B | ATOMIC ABSORPTION, FURNACE
1010 | BARIUM | EPA 901.1 | GAMMA SPECTROSCOPY
1010 | BARIUM | EPA 902.0 | GAMMA SPECTROSCOPY
1010 | BARIUM | 200.8 | INDUCTIVELY COUPLED PLASMA MASS SPECTROM
1010 | BARIUM | 200.7 | INDUCTIVELY COUPLED PLASMA
1010 | BARIUM | 901.1 | GAMMA SPECTROSCOPY
1010 | BARIUM | NO METHOD | NO METHOD
1010 | BARIUM | 3111D | ATOMIC ABSORPTION DIRECT ASPIRATION
1010 | BARIUM | EPA 200.7 | INDUCTIVELY COUPLED PLASMA
1010 | BARIUM | EPA 200.8 | MSACCESS_TSASTM.NAME INDUCTIVELY COUPLED
1011 | BROMATE | 300.1 | ION CHROMATOGRAPHY
1011 | BROMATE | 317.0 | ION CHROMATOGRAPHY
1011 | BROMATE | NO METHOD | NO METHOD
1011 | BROMATE | 326.0 | ION CHROMATOGRAPHY
1011 | BROMATE | EPA 326.0 | ION CHROMATOGRAPHY
1011 | BROMATE | EPA 300.1 | ION CHROMATOGRAPHY
1012 | RESIDUAL CHLORINE | SM 4500-CL G | GC-L/S EXTRACTION-ELECTRON CAPTURE DETEC
1012 | RESIDUAL CHLORINE | SM 4500-CL F | GC-L/S EXTRACTION-ELECTRON CAPTURE DETEC
1012 | RESIDUAL CHLORINE | SM4500-CL-G | GC-L/S EXTRACTION-ELECTRON CAPTURE DETEC
1012 | RESIDUAL CHLORINE | 552.1 | GC-L/S EXTRACTION-ELECTRON CAPTURE DETEC
1012 | RESIDUAL CHLORINE | NO METHOD | NO METHOD
1012 | RESIDUAL CHLORINE | SM4500-CL-F | GC-L/S EXTRACTION-ELECTRON CAPTURE DETEC
1012 | RESIDUAL CHLORINE | SM 4500-CN> G | GC-L/S EXTRACTION-ELECTRON CAPTURE DETEC
1012 | RESIDUAL CHLORINE | SM 4500-CL G-2000 | GC-L/S EXTRACTION-ELECTRON CAPTURE DETEC
1012 | RESIDUAL CHLORINE | SM 4500-CL G (AS HACH 8167) | GC-L/S EXTRACTION-ELECTRON CAPTURE DETEC
1012 | RESIDUAL CHLORINE | SM 4500-CL G (AS HACH 8021) | GC-L/S EXTRACTION-ELECTRON CAPTURE DETEC
1013 | FREE RESIDUAL CHLORINE | 552.1 | GC-L/S EXTRACTION-ELECTRON CAPTURE DETEC
1013 | FREE RESIDUAL CHLORINE | NO METHOD | NO METHOD
1013 | FREE RESIDUAL CHLORINE | EPA 524.2 | VOC, GC/MS, P&T, CAPCOLUMN
1013 | FREE RESIDUAL CHLORINE | EPA 524.3 | VOC, GC/MS, P&T, CAPCOLUMN
1013 | FREE RESIDUAL CHLORINE | SM 4500-CL F | GC-L/S EXTRACTION-ELECTRON CAPTURE DETEC
1013 | FREE RESIDUAL CHLORINE | SM 4500-CL G | GC-L/S EXTRACTION-ELECTRON CAPTURE DETEC
1013 | FREE RESIDUAL CHLORINE | SM4500-CL-G | GC-L/S EXTRACTION-ELECTRON CAPTURE DETEC
1013 | FREE RESIDUAL CHLORINE | 524.2 | VOC, GC/MS, P&T, CAPCOLUMN
1013 | FREE RESIDUAL CHLORINE | SM 4500-CL G (AS HACH 8167) | GC-L/S EXTRACTION-ELECTRON CAPTURE DETEC
1013 | FREE RESIDUAL CHLORINE | SM 4500-CL G-2000 | GC-L/S EXTRACTION-ELECTRON CAPTURE DETEC
1013 | FREE RESIDUAL CHLORINE | SM 4500-CN> G | GC-L/S EXTRACTION-ELECTRON CAPTURE DETEC
1013 | FREE RESIDUAL CHLORINE | SM4500-CL-F | GC-L/S EXTRACTION-ELECTRON CAPTURE DETEC
1013 | FREE RESIDUAL CHLORINE | SM 4500-CL G (AS HACH 8021) | GC-L/S EXTRACTION-ELECTRON CAPTURE DETEC
1015 | CADMIUM | 200.8 | INDUCTIVELY COUPLED PLASMA MASS SPECTROM
1015 | CADMIUM | 200.7 | INDUCTIVELY COUPLED PLASMA
1015 | CADMIUM | SM 3113 B | ATOMIC ABSORPTION, FURNACE
1015 | CADMIUM | SM3120B | INDUCTIVELY COUPLED PLASMA
1015 | CADMIUM | SM3113B | ATOMIC ABSORPTION, FURNACE
1015 | CADMIUM | EPA 200.9 | EPA 200.8
1015 | CADMIUM | EPA 200.8 | MSACCESS_TSASTM.NAME INDUCTIVELY COUPLED
1015 | CADMIUM | EPA 200.7 | INDUCTIVELY COUPLED PLASMA
1015 | CADMIUM | NO METHOD | NO METHOD
1015 | CADMIUM | 200.9 | ATOMIC ABSORPTION, PLATFORM
1016 | CALCIUM | SM3120B | INDUCTIVELY COUPLED PLASMA
1016 | CALCIUM | SM3111B | ATOMIC ABSORPTION DIRECT ASPIRATION
1016 | CALCIUM | NO METHOD | NO METHOD
1016 | CALCIUM | 200.7 | INDUCTIVELY COUPLED PLASMA
1016 | CALCIUM | 3111B | ATOMIC ABSORPTION DIRECT ASPIRATION
1016 | CALCIUM | SM3112B | ATOMIC ABSORPTION DIRECT ASPIRATION
1016 | CALCIUM | SM 3112 B | ATOMIC ABSORPTION DIRECT ASPIRATION
1016 | CALCIUM | SM 3111 B | ATOMIC ABSORPTION DIRECT ASPIRATION
1017 | CHLORIDE | SM 4500-SO4> E | COLORIMETRIC SPADNS, WITH DISTILLATION
1017 | CHLORIDE | SM 4500-SIO2 C | COLORIMETRIC SPADNS, WITH DISTILLATION
1017 | CHLORIDE | SM 4500-CL> E | COLORIMETRIC SPADNS, WITH DISTILLATION
1017 | CHLORIDE | SM 4500-CL> B | COLORIMETRIC SPADNS, WITH DISTILLATION
1017 | CHLORIDE | SM 4110 B | COLORIMETRIC SPADNS, WITH DISTILLATION
1017 | CHLORIDE | SM4500-CL-B | COLORIMETRIC SPADNS, WITH DISTILLATION
1017 | CHLORIDE | SM4500-SO4-D | COLORIMETRIC SPADNS, WITH DISTILLATION
1017 | CHLORIDE | SM4500-SO4-E | COLORIMETRIC SPADNS, WITH DISTILLATION
1017 | CHLORIDE | EPA 300.0 | ION CHROMATOGRAPHY
1017 | CHLORIDE | NO METHOD | NO METHOD
1017 | CHLORIDE | EPA 300.1 | ION CHROMATOGRAPHY
1017 | CHLORIDE | 300.0 | ION CHROMATOGRAPHY
1017 | CHLORIDE | 300 | COLORIMETRIC SPADNS, WITH DISTILLATION
1017 | CHLORIDE | 300.1 | ION CHROMATOGRAPHY
1020 | CHROMIUM | NO METHOD | NO METHOD
1020 | CHROMIUM | EPA 200.7 | INDUCTIVELY COUPLED PLASMA
1020 | CHROMIUM | EPA 200.8 | MSACCESS_TSASTM.NAME INDUCTIVELY COUPLED
1020 | CHROMIUM | EPA 200.9 | EPA 200.8
1020 | CHROMIUM | SM3113B | ATOMIC ABSORPTION, FURNACE
1020 | CHROMIUM | SM 3113 B | ATOMIC ABSORPTION, FURNACE
1020 | CHROMIUM | 200.8 | INDUCTIVELY COUPLED PLASMA MASS SPECTROM
1020 | CHROMIUM | 200.7 | INDUCTIVELY COUPLED PLASMA
1020 | CHROMIUM | 200.9 | ATOMIC ABSORPTION, PLATFORM
1022 | COPPER, FREE | 3111B | ATOMIC ABSORPTION DIRECT ASPIRATION
1022 | COPPER, FREE | SM 3113 B | ATOMIC ABSORPTION, FURNACE
1022 | COPPER, FREE | 200.7 | INDUCTIVELY COUPLED PLASMA
1022 | COPPER, FREE | 200.9 | ATOMIC ABSORPTION, PLATFORM
1022 | COPPER, FREE | NO METHOD | NO METHOD
1022 | COPPER, FREE | EPA 200.7 | INDUCTIVELY COUPLED PLASMA
1022 | COPPER, FREE | EPA 200.8 | MSACCESS_TSASTM.NAME INDUCTIVELY COUPLED
1022 | COPPER, FREE | EPA 200.9 | EPA 200.8
1022 | COPPER, FREE | SM3111B | ATOMIC ABSORPTION DIRECT ASPIRATION
1022 | COPPER, FREE | SM3113B | ATOMIC ABSORPTION, FURNACE
1022 | COPPER, FREE | SM3120B | INDUCTIVELY COUPLED PLASMA
1022 | COPPER, FREE | SM 3111 B | ATOMIC ABSORPTION DIRECT ASPIRATION
1022 | COPPER, FREE | SM 3112 B | ATOMIC ABSORPTION DIRECT ASPIRATION
1022 | COPPER, FREE | SM3112B | ATOMIC ABSORPTION DIRECT ASPIRATION
1022 | COPPER, FREE | 200.8 | INDUCTIVELY COUPLED PLASMA MASS SPECTROM
1024 | CYANIDE | 4500CN-C | AMENABLE SPECTROPHOTOMETRIC
1024 | CYANIDE | SM4500-CL-G | GC-L/S EXTRACTION-ELECTRON CAPTURE DETEC
1024 | CYANIDE | 552.1 | GC-L/S EXTRACTION-ELECTRON CAPTURE DETEC
1024 | CYANIDE | NO METHOD | NO METHOD
1024 | CYANIDE | EPA 335.4 | SPECTROPHOTOMETRIC SEMI-AUTOMATED
1024 | CYANIDE | SM 4500-CN> C | AMENABLE SPECTROPHOTOMETRIC
1024 | CYANIDE | SM 4500-CN> E | AMENABLE SPECTROPHOTOMETRIC
1024 | CYANIDE | SM4500-CN-F | SELECTIVE ELECTRODE METHOD
1024 | CYANIDE | EPA 335.4 (AS SEAL EPA-130-A) | SPECTROPHOTOMETRIC SEMI-AUTOMATED
1024 | CYANIDE | KELADA-01 | SPECTROPHOTOMETRIC SEMI-AUTOMATED
1024 | CYANIDE | LACHAT 10-204-00-1-X | SPECTROPHOTOMETRIC SEMI-AUTOMATED
1024 | CYANIDE | LACHAT QUIKCHEM 10-204-00-1-X | SPECTROPHOTOMETRIC SEMI-AUTOMATED
1024 | CYANIDE | SM 4500-CN> E-1999 | AMENABLE SPECTROPHOTOMETRIC
1024 | CYANIDE | SM 4500-CN> G-1999 | AMENABLE SPECTROPHOTOMETRIC
1024 | CYANIDE | SM4500-CN-E | AMENABLE SPECTROPHOTOMETRIC
1024 | CYANIDE | SM4500-CN-G | AMENABLE SPECTROPHOTOMETRIC
1024 | CYANIDE | SM4500-SIO2 C | AMENABLE SPECTROPHOTOMETRIC
1024 | CYANIDE | SM 4500-F> C-1997 | SELECTIVE ELECTRODE METHOD
1024 | CYANIDE | SM 4500-CL F | GC-L/S EXTRACTION-ELECTRON CAPTURE DETEC
1024 | CYANIDE | SM 4500-CL G | GC-L/S EXTRACTION-ELECTRON CAPTURE DETEC
1024 | CYANIDE | SM 4500-CL G (AS HACH 8021) | GC-L/S EXTRACTION-ELECTRON CAPTURE DETEC
1024 | CYANIDE | SM 4500-CL G (AS HACH 8167) | GC-L/S EXTRACTION-ELECTRON CAPTURE DETEC
1024 | CYANIDE | SM 4500-CL G-2000 | GC-L/S EXTRACTION-ELECTRON CAPTURE DETEC
1024 | CYANIDE | SM 4500-CN> G | GC-L/S EXTRACTION-ELECTRON CAPTURE DETEC
1024 | CYANIDE | SM4500-CL-F | GC-L/S EXTRACTION-ELECTRON CAPTURE DETEC
1024 | CYANIDE | 335.4 | SPECTROPHOTOMETRIC SEMI-AUTOMATED
1025 | FLUORIDE | 300 | COLORIMETRIC SPADNS, WITH DISTILLATION
1025 | FLUORIDE | SM 4500-F> C-1997 | SELECTIVE ELECTRODE METHOD
1025 | FLUORIDE | 4500F-D | COLORIMETRIC SPADNS, WITH DISTILLATION
1025 | FLUORIDE | D4327-91 | ION CHROMATOGRAPHY
1025 | FLUORIDE | 4500F-C | POTENTIOMETER ION SELECTIVE ELECTRODE
1025 | FLUORIDE | 300.1 | ION CHROMATOGRAPHY
1025 | FLUORIDE | 380-75WE | ION SELECTIVE ELECTRODE
1025 | FLUORIDE | NO METHOD | NO METHOD
1025 | FLUORIDE | HACH 10225 | COLORIMETRIC SPADNS, WITH DISTILLATION
1025 | FLUORIDE | EPA 300.0 | ION CHROMATOGRAPHY
1025 | FLUORIDE | SM 4500-F> C | POTENTIOMETER ION SELECTIVE ELECTRODE
1025 | FLUORIDE | SM4500-CN-F | SELECTIVE ELECTRODE METHOD
1025 | FLUORIDE | SM4500-F-C | POTENTIOMETER ION SELECTIVE ELECTRODE
1025 | FLUORIDE | SM 4110 B | COLORIMETRIC SPADNS, WITH DISTILLATION
1025 | FLUORIDE | SM 4500-CL> B | COLORIMETRIC SPADNS, WITH DISTILLATION
1025 | FLUORIDE | SM 4500-CL> E | COLORIMETRIC SPADNS, WITH DISTILLATION
1025 | FLUORIDE | SM 4500-SIO2 C | COLORIMETRIC SPADNS, WITH DISTILLATION
1025 | FLUORIDE | SM 4500-SO4> E | COLORIMETRIC SPADNS, WITH DISTILLATION
1025 | FLUORIDE | SM4500-CL-B | COLORIMETRIC SPADNS, WITH DISTILLATION
1025 | FLUORIDE | SM4500-SO4-D | COLORIMETRIC SPADNS, WITH DISTILLATION
1025 | FLUORIDE | SM4500-SO4-E | COLORIMETRIC SPADNS, WITH DISTILLATION
1025 | FLUORIDE | EPA 300.1 | ION CHROMATOGRAPHY
1025 | FLUORIDE | 300.0 | ION CHROMATOGRAPHY
1027 | HYDROGEN SULFIDE | NO METHOD | NO METHOD
1027 | HYDROGEN SULFIDE | SM 4500-S2 | METHYLENE BLUE COLORIMETRIC
1028 | IRON | 3111B | ATOMIC ABSORPTION DIRECT ASPIRATION
1028 | IRON | 200.8 | INDUCTIVELY COUPLED PLASMA MASS SPECTROM
1028 | IRON | 200.7 | INDUCTIVELY COUPLED PLASMA
1028 | IRON | NO METHOD | NO METHOD
1028 | IRON | EPA 200.7 | INDUCTIVELY COUPLED PLASMA
1028 | IRON | SM 3113 B | ATOMIC ABSORPTION, FURNACE
1028 | IRON | SM3113B | ATOMIC ABSORPTION, FURNACE
1028 | IRON | SM3120B | INDUCTIVELY COUPLED PLASMA
1028 | IRON | SM 3111 B | ATOMIC ABSORPTION DIRECT ASPIRATION
1028 | IRON | SM 3112 B | ATOMIC ABSORPTION DIRECT ASPIRATION
1028 | IRON | SM3112B | ATOMIC ABSORPTION DIRECT ASPIRATION
1028 | IRON | SM3111B | ATOMIC ABSORPTION DIRECT ASPIRATION
1030 | LEAD | EPA 200.8 | MSACCESS_TSASTM.NAME INDUCTIVELY COUPLED
1030 | LEAD | EPA 200.9 | EPA 200.8
1030 | LEAD | SM3113B | ATOMIC ABSORPTION, FURNACE
1030 | LEAD | NO METHOD | NO METHOD
1030 | LEAD | 200.8 | INDUCTIVELY COUPLED PLASMA MASS SPECTROM
1030 | LEAD | 200.9 | ATOMIC ABSORPTION, PLATFORM
1030 | LEAD | SM 3113 B | ATOMIC ABSORPTION, FURNACE
1031 | MAGNESIUM | 3111B | ATOMIC ABSORPTION DIRECT ASPIRATION
1031 | MAGNESIUM | 200.7 | INDUCTIVELY COUPLED PLASMA
1031 | MAGNESIUM | NO METHOD | NO METHOD
1031 | MAGNESIUM | EPA 200.7 | INDUCTIVELY COUPLED PLASMA
1031 | MAGNESIUM | SM3111B | ATOMIC ABSORPTION DIRECT ASPIRATION
1031 | MAGNESIUM | SM3120B | INDUCTIVELY COUPLED PLASMA
1031 | MAGNESIUM | SM 3111 B | ATOMIC ABSORPTION DIRECT ASPIRATION
1031 | MAGNESIUM | SM 3112 B | ATOMIC ABSORPTION DIRECT ASPIRATION
1031 | MAGNESIUM | SM3112B | ATOMIC ABSORPTION DIRECT ASPIRATION
1032 | MANGANESE | SM3112B | ATOMIC ABSORPTION DIRECT ASPIRATION
1032 | MANGANESE | SM 3112 B | ATOMIC ABSORPTION DIRECT ASPIRATION
1032 | MANGANESE | SM 3113 B | ATOMIC ABSORPTION, FURNACE
1032 | MANGANESE | SM 3111 B | ATOMIC ABSORPTION DIRECT ASPIRATION
1032 | MANGANESE | SM3120B | INDUCTIVELY COUPLED PLASMA
1032 | MANGANESE | SM3113B | ATOMIC ABSORPTION, FURNACE
1032 | MANGANESE | SM3111B | ATOMIC ABSORPTION DIRECT ASPIRATION
1032 | MANGANESE | EPA 200.9 | EPA 200.8
1032 | MANGANESE | EPA 200.8 | MSACCESS_TSASTM.NAME INDUCTIVELY COUPLED
1032 | MANGANESE | EPA 200.7 | INDUCTIVELY COUPLED PLASMA
1032 | MANGANESE | NO METHOD | NO METHOD
1032 | MANGANESE | 200.9 | ATOMIC ABSORPTION, PLATFORM
1032 | MANGANESE | 200.7 | INDUCTIVELY COUPLED PLASMA
1032 | MANGANESE | 200.8 | INDUCTIVELY COUPLED PLASMA MASS SPECTROM
1032 | MANGANESE | 3111B | ATOMIC ABSORPTION DIRECT ASPIRATION
1035 | MERCURY | 245.2 | AUTOMATED COLD VAPOR TECHNIQUE
1035 | MERCURY | 200.8 | INDUCTIVELY COUPLED PLASMA MASS SPECTROM
1035 | MERCURY | 245.1 | MANUAL COLD VAPOR TECHNIQUE
1035 | MERCURY | NO METHOD | NO METHOD
1035 | MERCURY | EPA 200.8 | MSACCESS_TSASTM.NAME INDUCTIVELY COUPLED
1035 | MERCURY | EPA 245.1 | MANUAL COLD VAPOR TECHNIQUE
1035 | MERCURY | 3111B | ATOMIC ABSORPTION DIRECT ASPIRATION
1035 | MERCURY | EPA 353.2 | CADMIUM REDUCTION, AUTOMATED
1035 | MERCURY | SM3111B | ATOMIC ABSORPTION DIRECT ASPIRATION
1035 | MERCURY | SM 3111 B | ATOMIC ABSORPTION DIRECT ASPIRATION
1035 | MERCURY | SM 3112 B | ATOMIC ABSORPTION DIRECT ASPIRATION
1035 | MERCURY | SM3112B | ATOMIC ABSORPTION DIRECT ASPIRATION
1035 | MERCURY | EPA 245.2 | AUTOMATED COLD VAPOR TECHNIQUE
1036 | NICKEL | SM 3113 B | ATOMIC ABSORPTION, FURNACE
1036 | NICKEL | SM3112B | ATOMIC ABSORPTION DIRECT ASPIRATION
1036 | NICKEL | SM 3112 B | ATOMIC ABSORPTION DIRECT ASPIRATION
1036 | NICKEL | SM 3111 B | ATOMIC ABSORPTION DIRECT ASPIRATION
1036 | NICKEL | SM3120B | INDUCTIVELY COUPLED PLASMA
1036 | NICKEL | SM3113B | ATOMIC ABSORPTION, FURNACE
1036 | NICKEL | SM3111B | ATOMIC ABSORPTION DIRECT ASPIRATION
1036 | NICKEL | EPA 200.8 | MSACCESS_TSASTM.NAME INDUCTIVELY COUPLED
1036 | NICKEL | EPA 200.7 | INDUCTIVELY COUPLED PLASMA
1036 | NICKEL | NO METHOD | NO METHOD
1036 | NICKEL | 200.9 | ATOMIC ABSORPTION, PLATFORM
1036 | NICKEL | 200.7 | INDUCTIVELY COUPLED PLASMA
1036 | NICKEL | 3111B | ATOMIC ABSORPTION DIRECT ASPIRATION
1036 | NICKEL | 200.8 | INDUCTIVELY COUPLED PLASMA MASS SPECTROM
1038 | NITRATE-NITRITE | EPA 353.2 (AS SEAL EPA-115-A) | CADMIUM REDUCTION, AUTOMATED
1038 | NITRATE-NITRITE | EPA 353.2 (AS SEAL EPA-126-A) | CADMIUM REDUCTION, AUTOMATED
1038 | NITRATE-NITRITE | SM 4500-NO3> D | ION SELECTIVE ELECTRODE
1038 | NITRATE-NITRITE | 353.2 | CADMIUM REDUCTION, AUTOMATED
1038 | NITRATE-NITRITE | 300 | COLORIMETRIC SPADNS, WITH DISTILLATION
1038 | NITRATE-NITRITE | 300.0 | ION CHROMATOGRAPHY
1038 | NITRATE-NITRITE | 300.1 | ION CHROMATOGRAPHY
1038 | NITRATE-NITRITE | NO METHOD | NO METHOD
1038 | NITRATE-NITRITE | EPA 300.0 | ION CHROMATOGRAPHY
1038 | NITRATE-NITRITE | EPA 353.2 | CADMIUM REDUCTION, AUTOMATED
1038 | NITRATE-NITRITE | SM 4500-NO2> B | SPECTROPHOTOMETRIC, MANUAL
1038 | NITRATE-NITRITE | SM 4500-NO3> F | CADMIUM REDUCTION, AUTOMATED
1038 | NITRATE-NITRITE | SM 4500-NO3> E | CADMIUM REDUCTION, MANUAL
1038 | NITRATE-NITRITE | SM4500-NO3-E | CADMIUM REDUCTION, MANUAL
1038 | NITRATE-NITRITE | SM4500-NO3-F | CADMIUM REDUCTION, AUTOMATED
1038 | NITRATE-NITRITE | SM4500-NO2-B | SPECTROPHOTOMETRIC, MANUAL
1038 | NITRATE-NITRITE | SM4500-NO3-D | ION SELECTIVE ELECTRODE
1038 | NITRATE-NITRITE | SM 4110 B | COLORIMETRIC SPADNS, WITH DISTILLATION
1038 | NITRATE-NITRITE | SM 4500-CL> B | COLORIMETRIC SPADNS, WITH DISTILLATION
1038 | NITRATE-NITRITE | SM 4500-CL> E | COLORIMETRIC SPADNS, WITH DISTILLATION
1038 | NITRATE-NITRITE | SM 4500-SIO2 C | COLORIMETRIC SPADNS, WITH DISTILLATION
1038 | NITRATE-NITRITE | SM 4500-SO4> E | COLORIMETRIC SPADNS, WITH DISTILLATION
1038 | NITRATE-NITRITE | SM4500-CL-B | COLORIMETRIC SPADNS, WITH DISTILLATION
1038 | NITRATE-NITRITE | SM4500-SO4-D | COLORIMETRIC SPADNS, WITH DISTILLATION
1038 | NITRATE-NITRITE | SM4500-SO4-E | COLORIMETRIC SPADNS, WITH DISTILLATION
1039 | PERCHLORATE | NO METHOD | NO METHOD
1039 | PERCHLORATE | 314.0 | ION CHROMATOGRAPHY
1040 | NITRATE | SM 4500-SO4> E | COLORIMETRIC SPADNS, WITH DISTILLATION
1040 | NITRATE | SM 4500-SIO2 C | COLORIMETRIC SPADNS, WITH DISTILLATION
1040 | NITRATE | SM4500-NO3-E | CADMIUM REDUCTION, MANUAL
1040 | NITRATE | SM 4500-NO3> E | CADMIUM REDUCTION, MANUAL
1040 | NITRATE | SM 4500-NO3> D | ION SELECTIVE ELECTRODE
1040 | NITRATE | EPA 353.2 (AS SEAL EPA-126-A) | CADMIUM REDUCTION, AUTOMATED
1040 | NITRATE | EPA 353.2 (AS SEAL EPA-115-A) | CADMIUM REDUCTION, AUTOMATED
1040 | NITRATE | EPA 300.1 | ION CHROMATOGRAPHY
1040 | NITRATE | SM4500-SO4-E | COLORIMETRIC SPADNS, WITH DISTILLATION
1040 | NITRATE | SM4500-SO4-D | COLORIMETRIC SPADNS, WITH DISTILLATION
1040 | NITRATE | SM4500-CL-B | COLORIMETRIC SPADNS, WITH DISTILLATION
1040 | NITRATE | 353.2 | CADMIUM REDUCTION, AUTOMATED
1040 | NITRATE | 300 | COLORIMETRIC SPADNS, WITH DISTILLATION
1040 | NITRATE | 300.0 | ION CHROMATOGRAPHY
1040 | NITRATE | D4327-91 | ION CHROMATOGRAPHY
1040 | NITRATE | 300.1 | ION CHROMATOGRAPHY
1040 | NITRATE | HACH TNTPLUS 835/836 METH10206 | COLORIMETRIC, DIRECT
1040 | NITRATE | NO METHOD | NO METHOD
1040 | NITRATE | EPA 300.0 | ION CHROMATOGRAPHY
1040 | NITRATE | EPA 353.2 | CADMIUM REDUCTION, AUTOMATED
1040 | NITRATE | SM 4500-NO3> F | CADMIUM REDUCTION, AUTOMATED
1040 | NITRATE | SM4500-NO3-D | ION SELECTIVE ELECTRODE
1040 | NITRATE | SM 4110 B | COLORIMETRIC SPADNS, WITH DISTILLATION
1040 | NITRATE | SM 4500-CL> B | COLORIMETRIC SPADNS, WITH DISTILLATION
1040 | NITRATE | SM 4500-CL> E | COLORIMETRIC SPADNS, WITH DISTILLATION
1040 | NITRATE | SM4500-NO3-F | CADMIUM REDUCTION, AUTOMATED
1041 | NITRITE | SM4500-NO3-F | CADMIUM REDUCTION, AUTOMATED
1041 | NITRITE | EPA 353.2 (AS SEAL EPA-115-A) | CADMIUM REDUCTION, AUTOMATED
1041 | NITRITE | EPA 353.2 (AS SEAL EPA-126-A) | CADMIUM REDUCTION, AUTOMATED
1041 | NITRITE | EPA 300.1 | ION CHROMATOGRAPHY
1041 | NITRITE | SM4500-SO4-E | COLORIMETRIC SPADNS, WITH DISTILLATION
1041 | NITRITE | SM4500-SO4-D | COLORIMETRIC SPADNS, WITH DISTILLATION
1041 | NITRITE | SM4500-CL-B | COLORIMETRIC SPADNS, WITH DISTILLATION
1041 | NITRITE | SM 4500-SO4> E | COLORIMETRIC SPADNS, WITH DISTILLATION
1041 | NITRITE | SM 4500-SIO2 C | COLORIMETRIC SPADNS, WITH DISTILLATION
1041 | NITRITE | SM 4500-CL> E | COLORIMETRIC SPADNS, WITH DISTILLATION
1041 | NITRITE | SM 4500-CL> B | COLORIMETRIC SPADNS, WITH DISTILLATION
1041 | NITRITE | 353.2 | CADMIUM REDUCTION, AUTOMATED
1041 | NITRITE | 300 | COLORIMETRIC SPADNS, WITH DISTILLATION
1041 | NITRITE | 300.0 | ION CHROMATOGRAPHY
1041 | NITRITE | D4327-91 | ION CHROMATOGRAPHY
1041 | NITRITE | 300.1 | ION CHROMATOGRAPHY
1041 | NITRITE | NO METHOD | NO METHOD
1041 | NITRITE | EPA 300.0 | ION CHROMATOGRAPHY
1041 | NITRITE | EPA 353.2 | CADMIUM REDUCTION, AUTOMATED
1041 | NITRITE | SM 4500-NO2> B | SPECTROPHOTOMETRIC, MANUAL
1041 | NITRITE | SM 4500-NO3> F | CADMIUM REDUCTION, AUTOMATED
1041 | NITRITE | SM4500-NO2-B | SPECTROPHOTOMETRIC, MANUAL
1041 | NITRITE | SM 4110 B | COLORIMETRIC SPADNS, WITH DISTILLATION
1042 | POTASSIUM | 3111B | ATOMIC ABSORPTION DIRECT ASPIRATION
1042 | POTASSIUM | 200.7 | INDUCTIVELY COUPLED PLASMA
1042 | POTASSIUM | NO METHOD | NO METHOD
1042 | POTASSIUM | SM3111B | ATOMIC ABSORPTION DIRECT ASPIRATION
1042 | POTASSIUM | SM3120B | INDUCTIVELY COUPLED PLASMA
1042 | POTASSIUM | SM3112B | ATOMIC ABSORPTION DIRECT ASPIRATION
1042 | POTASSIUM | SM 3111 B | ATOMIC ABSORPTION DIRECT ASPIRATION
1042 | POTASSIUM | SM 3112 B | ATOMIC ABSORPTION DIRECT ASPIRATION
1043 | PHOSPHATE, TOTAL | 365.4 | COLORIMETRIC, AUTOMATED, ASCORBIC ACID
1043 | PHOSPHATE, TOTAL | NO METHOD | NO METHOD
1044 | ORTHOPHOSPHATE | EPA 300.1 | ION CHROMATOGRAPHY
1044 | ORTHOPHOSPHATE | EPA 365.1 (AS SEAL EPA-118-A) | COLORIMETRIC, AUTOMATED, ASCORBIC ACID
1044 | ORTHOPHOSPHATE | HACH 8048 | COLORIMETRIC, AUTOMATED, ASCORBIC ACID
1044 | ORTHOPHOSPHATE | SM 4500-P E | COLORIMETRIC, MANUAL
1044 | ORTHOPHOSPHATE | SM4500-P-E | COLORIMETRIC, MANUAL
1044 | ORTHOPHOSPHATE | 300 | COLORIMETRIC SPADNS, WITH DISTILLATION
1044 | ORTHOPHOSPHATE | 4500P-E | COLORIMETRIC, MANUAL
1044 | ORTHOPHOSPHATE | 300.0 | ION CHROMATOGRAPHY
1044 | ORTHOPHOSPHATE | 365.1 | COLORIMETRIC, AUTOMATED, ASCORBIC ACID
1044 | ORTHOPHOSPHATE | D4327-91 | ION CHROMATOGRAPHY
1044 | ORTHOPHOSPHATE | 300.1 | ION CHROMATOGRAPHY
1044 | ORTHOPHOSPHATE | NO METHOD | NO METHOD
1044 | ORTHOPHOSPHATE | EPA 300.0 | ION CHROMATOGRAPHY
1044 | ORTHOPHOSPHATE | EPA 365.1 | COLORIMETRIC, AUTOMATED, ASCORBIC ACID
1044 | ORTHOPHOSPHATE | SM4500-P-F | COLORIMETRIC, MANUAL
1044 | ORTHOPHOSPHATE | SM 4110 B | COLORIMETRIC SPADNS, WITH DISTILLATION
1044 | ORTHOPHOSPHATE | SM 4500-CL> B | COLORIMETRIC SPADNS, WITH DISTILLATION
1044 | ORTHOPHOSPHATE | SM 4500-CL> E | COLORIMETRIC SPADNS, WITH DISTILLATION
1044 | ORTHOPHOSPHATE | SM 4500-SIO2 C | COLORIMETRIC SPADNS, WITH DISTILLATION
1044 | ORTHOPHOSPHATE | SM 4500-SO4> E | COLORIMETRIC SPADNS, WITH DISTILLATION
1044 | ORTHOPHOSPHATE | SM4500-CL-B | COLORIMETRIC SPADNS, WITH DISTILLATION
1044 | ORTHOPHOSPHATE | SM4500-SO4-D | COLORIMETRIC SPADNS, WITH DISTILLATION
1044 | ORTHOPHOSPHATE | SM4500-SO4-E | COLORIMETRIC SPADNS, WITH DISTILLATION
1045 | SELENIUM | SM3113B | ATOMIC ABSORPTION, FURNACE
1045 | SELENIUM | EPA 200.9 | EPA 200.8
1045 | SELENIUM | EPA 200.8 | MSACCESS_TSASTM.NAME INDUCTIVELY COUPLED
1045 | SELENIUM | NO METHOD | NO METHOD
1045 | SELENIUM | 200.9 | ATOMIC ABSORPTION, PLATFORM
1045 | SELENIUM | 200.8 | INDUCTIVELY COUPLED PLASMA MASS SPECTROM
1045 | SELENIUM | SM 3113 B | ATOMIC ABSORPTION, FURNACE
1047 | SODIUM ADSORPTION RATIO | SM4500-CN-G | AMENABLE SPECTROPHOTOMETRIC
1049 | SILICA | SM 4110 B | COLORIMETRIC SPADNS, WITH DISTILLATION
1049 | SILICA | SM 4500-CL> B | COLORIMETRIC SPADNS, WITH DISTILLATION
1049 | SILICA | SM 4500-CL> E | COLORIMETRIC SPADNS, WITH DISTILLATION
1049 | SILICA | SM 4500-SIO2 C | COLORIMETRIC SPADNS, WITH DISTILLATION
1049 | SILICA | SM 4500-SO4> E | COLORIMETRIC SPADNS, WITH DISTILLATION
1049 | SILICA | SM4500-CL-B | COLORIMETRIC SPADNS, WITH DISTILLATION
1049 | SILICA | SM4500-SO4-D | COLORIMETRIC SPADNS, WITH DISTILLATION
1049 | SILICA | SM4500-SO4-E | COLORIMETRIC SPADNS, WITH DISTILLATION
1049 | SILICA | SM 4500-CN> E-1999 | AMENABLE SPECTROPHOTOMETRIC
1049 | SILICA | SM 4500-CN> G-1999 | AMENABLE SPECTROPHOTOMETRIC
1049 | SILICA | SM4500-CN-E | AMENABLE SPECTROPHOTOMETRIC
1049 | SILICA | SM4500-SIO2 C | AMENABLE SPECTROPHOTOMETRIC
1049 | SILICA | SM3120B | INDUCTIVELY COUPLED PLASMA
1049 | SILICA | SM 4500-CN> E | AMENABLE SPECTROPHOTOMETRIC
1049 | SILICA | SM 4500-CN> C | AMENABLE SPECTROPHOTOMETRIC
1049 | SILICA | EPA 200.7 | INDUCTIVELY COUPLED PLASMA
1049 | SILICA | NO METHOD | NO METHOD
1049 | SILICA | I-2700-85 | MOLYBDATE REACTIVE SILICA
1049 | SILICA | 4500CN-C | AMENABLE SPECTROPHOTOMETRIC
1049 | SILICA | 300 | COLORIMETRIC SPADNS, WITH DISTILLATION
1049 | SILICA | 200.7 | INDUCTIVELY COUPLED PLASMA
1050 | SILVER | 3111B | ATOMIC ABSORPTION DIRECT ASPIRATION
1050 | SILVER | 200.8 | INDUCTIVELY COUPLED PLASMA MASS SPECTROM
1050 | SILVER | 200.7 | INDUCTIVELY COUPLED PLASMA
1050 | SILVER | 200.9 | ATOMIC ABSORPTION, PLATFORM
1050 | SILVER | NO METHOD | NO METHOD
1050 | SILVER | EPA 200.7 | INDUCTIVELY COUPLED PLASMA
1050 | SILVER | EPA 200.8 | MSACCESS_TSASTM.NAME INDUCTIVELY COUPLED
1050 | SILVER | EPA 200.9 | EPA 200.8
1050 | SILVER | SM3111B | ATOMIC ABSORPTION DIRECT ASPIRATION
1050 | SILVER | SM3120B | INDUCTIVELY COUPLED PLASMA
1050 | SILVER | SM 3111 B | ATOMIC ABSORPTION DIRECT ASPIRATION
1050 | SILVER | SM 3112 B | ATOMIC ABSORPTION DIRECT ASPIRATION
1050 | SILVER | SM3112B | ATOMIC ABSORPTION DIRECT ASPIRATION
1052 | SODIUM | 3111B | ATOMIC ABSORPTION DIRECT ASPIRATION
1052 | SODIUM | 200.8 | INDUCTIVELY COUPLED PLASMA MASS SPECTROM
1052 | SODIUM | 200.7 | INDUCTIVELY COUPLED PLASMA
1052 | SODIUM | NO METHOD | NO METHOD
1052 | SODIUM | SM3112B | ATOMIC ABSORPTION DIRECT ASPIRATION
1052 | SODIUM | SM3111B | ATOMIC ABSORPTION DIRECT ASPIRATION
1052 | SODIUM | SM 3111 B | ATOMIC ABSORPTION DIRECT ASPIRATION
1052 | SODIUM | SM 3112 B | ATOMIC ABSORPTION DIRECT ASPIRATION
1052 | SODIUM | EPA 200.7 | INDUCTIVELY COUPLED PLASMA
1055 | SULFATE | SM 4500-SIO2 C | COLORIMETRIC SPADNS, WITH DISTILLATION
1055 | SULFATE | SM 4500-SO4> E | COLORIMETRIC SPADNS, WITH DISTILLATION
1055 | SULFATE | SM4500-CL-B | COLORIMETRIC SPADNS, WITH DISTILLATION
1055 | SULFATE | SM4500-SO4-D | COLORIMETRIC SPADNS, WITH DISTILLATION
1055 | SULFATE | SM4500-SO4-E | COLORIMETRIC SPADNS, WITH DISTILLATION
1055 | SULFATE | EPA 300.1 | ION CHROMATOGRAPHY
1055 | SULFATE | ASTM D516-90,02 | TURBIDIMETRIC
1055 | SULFATE | ASTM D5174-02 | TURBIDIMETRIC
1055 | SULFATE | ASTM D5174-97 | TURBIDIMETRIC
1055 | SULFATE | SM 4500-CL> E | COLORIMETRIC SPADNS, WITH DISTILLATION
1055 | SULFATE | SM 4500-CL> B | COLORIMETRIC SPADNS, WITH DISTILLATION
1055 | SULFATE | SM 4110 B | COLORIMETRIC SPADNS, WITH DISTILLATION
1055 | SULFATE | EPA 300.0 | ION CHROMATOGRAPHY
1055 | SULFATE | NO METHOD | NO METHOD
1055 | SULFATE | D516 | TURBIDIMETRIC
1055 | SULFATE | 300.1 | ION CHROMATOGRAPHY
1055 | SULFATE | 375.4 | TURBIDIMETRIC
1055 | SULFATE | 300 | COLORIMETRIC SPADNS, WITH DISTILLATION
1055 | SULFATE | 300.0 | ION CHROMATOGRAPHY
1058 | RESIDUE, FILTERABLE-VOLATILE | SM 2540 C | TOTAL DISSOLVED SOLIDS
1058 | RESIDUE, FILTERABLE-VOLATILE | SM2540C | TOTAL DISSOLVED SOLIDS
1058 | RESIDUE, FILTERABLE-VOLATILE | NO METHOD | NO METHOD
1058 | RESIDUE, FILTERABLE-VOLATILE | 160.4 | TOTAL DISSOLVED SOLIDS
1058 | RESIDUE, FILTERABLE-VOLATILE | 2540C | TOTAL DISSOLVED SOLIDS
1059 | RESIDUE, FILTERABLE-FIXED | 160.4 | TOTAL DISSOLVED SOLIDS
1059 | RESIDUE, FILTERABLE-FIXED | NO METHOD | NO METHOD
1064 | CONDUCTIVITY @ 25 C UMHOS/CM | SM2510B | CONDUCTANCE @ 25C
1064 | CONDUCTIVITY @ 25 C UMHOS/CM | SM 2510 B | CONDUCTANCE @ 25C
1064 | CONDUCTIVITY @ 25 C UMHOS/CM | NO METHOD | NO METHOD
1064 | CONDUCTIVITY @ 25 C UMHOS/CM | 2510B | CONDUCTANCE @ 25C
1067 | ALKALINITY, CACO3 STABILITY | SM 2320 B | TITRIMETRIC
1067 | ALKALINITY, CACO3 STABILITY | SM2320B | TITRIMETRIC
1067 | ALKALINITY, CACO3 STABILITY | NO METHOD | NO METHOD
1067 | ALKALINITY, CACO3 STABILITY | SM 2320 B-1997 | TITRIMETRIC
1067 | ALKALINITY, CACO3 STABILITY | 2320B | TITRIMETRIC
1074 | ANTIMONY, TOTAL | 200.9 | ATOMIC ABSORPTION, PLATFORM
1074 | ANTIMONY, TOTAL | 200.8 | INDUCTIVELY COUPLED PLASMA MASS SPECTROM
1074 | ANTIMONY, TOTAL | NO METHOD | NO METHOD
1074 | ANTIMONY, TOTAL | EPA 200.8 | MSACCESS_TSASTM.NAME INDUCTIVELY COUPLED
1074 | ANTIMONY, TOTAL | EPA 200.9 | EPA 200.8
1074 | ANTIMONY, TOTAL | SM3113B | ATOMIC ABSORPTION, FURNACE
1074 | ANTIMONY, TOTAL | SM 3113 B | ATOMIC ABSORPTION, FURNACE
1075 | BERYLLIUM, TOTAL | 200.7 | INDUCTIVELY COUPLED PLASMA
1075 | BERYLLIUM, TOTAL | 200.8 | INDUCTIVELY COUPLED PLASMA MASS SPECTROM
1075 | BERYLLIUM, TOTAL | 200.9 | ATOMIC ABSORPTION, PLATFORM
1075 | BERYLLIUM, TOTAL | SM 3113 B | ATOMIC ABSORPTION, FURNACE
1075 | BERYLLIUM, TOTAL | SM3120B | INDUCTIVELY COUPLED PLASMA
1075 | BERYLLIUM, TOTAL | NO METHOD | NO METHOD
1075 | BERYLLIUM, TOTAL | EPA 200.7 | INDUCTIVELY COUPLED PLASMA
1075 | BERYLLIUM, TOTAL | EPA 200.8 | MSACCESS_TSASTM.NAME INDUCTIVELY COUPLED
1075 | BERYLLIUM, TOTAL | EPA 200.9 | EPA 200.8
1075 | BERYLLIUM, TOTAL | SM3113B | ATOMIC ABSORPTION, FURNACE
1079 | BORON, TOTAL | 200.8 | INDUCTIVELY COUPLED PLASMA MASS SPECTROM
1079 | BORON, TOTAL | 200.7 | INDUCTIVELY COUPLED PLASMA
1079 | BORON, TOTAL | SM3120B | INDUCTIVELY COUPLED PLASMA
1081 | COBALT, TOTAL | 200.8 | INDUCTIVELY COUPLED PLASMA MASS SPECTROM
1081 | COBALT, TOTAL | 901.1 | GAMMA SPECTROSCOPY
1081 | COBALT, TOTAL | NO METHOD | NO METHOD
1081 | COBALT, TOTAL | SM3120B | INDUCTIVELY COUPLED PLASMA
1081 | COBALT, TOTAL | EPA 901.1 | GAMMA SPECTROSCOPY
1081 | COBALT, TOTAL | EPA 902.0 | GAMMA SPECTROSCOPY
1084 | MOLYBDENUM, TOTAL | 200.8 | INDUCTIVELY COUPLED PLASMA MASS SPECTROM
1084 | MOLYBDENUM, TOTAL | SM3120B | INDUCTIVELY COUPLED PLASMA
1085 | THALLIUM, TOTAL | 200.8 | INDUCTIVELY COUPLED PLASMA MASS SPECTROM
1085 | THALLIUM, TOTAL | EPA 200.9 | EPA 200.8
1085 | THALLIUM, TOTAL | EPA 200.8 | MSACCESS_TSASTM.NAME INDUCTIVELY COUPLED
1085 | THALLIUM, TOTAL | NO METHOD | NO METHOD
1085 | THALLIUM, TOTAL | 200.9 | ATOMIC ABSORPTION, PLATFORM
1088 | VANADIUM, TOTAL | SM3120B | INDUCTIVELY COUPLED PLASMA
1088 | VANADIUM, TOTAL | 200.8 | INDUCTIVELY COUPLED PLASMA MASS SPECTROM
1089 | MBAS - FOAMING AGENTS (SURFACTANTS) | NO METHOD | NO METHOD
1089 | MBAS - FOAMING AGENTS (SURFACTANTS) | SM 5540 C | ANIONIC SURFACTANTS AS MBAS
1089 | MBAS - FOAMING AGENTS (SURFACTANTS) | SM5540C | ANIONIC SURFACTANTS AS MBAS
1094 | ASBESTOS | NO METHOD | NO METHOD
1094 | ASBESTOS | 100.1 | TRANSMISSION ELECTRON MICROSCOPY
1094 | ASBESTOS | 100.2 | TRANSMISSION ELECTRON MICROSCOPY
1094 | ASBESTOS | EPA 100.2 | TRANSMISSION ELECTRON MICROSCOPY
1094 | ASBESTOS | EPA 100.1 | TRANSMISSION ELECTRON MICROSCOPY
1095 | ZINC | EPA 200.7 | INDUCTIVELY COUPLED PLASMA
1095 | ZINC | EPA 200.8 | MSACCESS_TSASTM.NAME INDUCTIVELY COUPLED
1095 | ZINC | SM3111B | ATOMIC ABSORPTION DIRECT ASPIRATION
1095 | ZINC | SM3120B | INDUCTIVELY COUPLED PLASMA
1095 | ZINC | SM 3111 B | ATOMIC ABSORPTION DIRECT ASPIRATION
1095 | ZINC | SM 3112 B | ATOMIC ABSORPTION DIRECT ASPIRATION
1095 | ZINC | SM3112B | ATOMIC ABSORPTION DIRECT ASPIRATION
1095 | ZINC | EPA 901.1 | GAMMA SPECTROSCOPY
1095 | ZINC | EPA 902.0 | GAMMA SPECTROSCOPY
1095 | ZINC | 901.1 | GAMMA SPECTROSCOPY
1095 | ZINC | 200.7 | INDUCTIVELY COUPLED PLASMA
1095 | ZINC | 200.8 | INDUCTIVELY COUPLED PLASMA MASS SPECTROM
1095 | ZINC | 3111B | ATOMIC ABSORPTION DIRECT ASPIRATION
1095 | ZINC | NO METHOD | NO METHOD
1902 | CARBON DISULFIDE | NO METHOD | NO METHOD
1902 | CARBON DISULFIDE | 524.2 | VOC, GC/MS, P&T, CAPCOLUMN
1902 | CARBON DISULFIDE | EPA 524.3 | VOC, GC/MS, P&T, CAPCOLUMN
1902 | CARBON DISULFIDE | EPA 524.2 | VOC, GC/MS, P&T, CAPCOLUMN
1905 | COLOR | NO METHOD | NO METHOD
1905 | COLOR | SM2120B | VISUAL COMPARISON METHOD
1905 | COLOR | SM 2120 B-2001 | VISUAL COMPARISON METHOD
1905 | COLOR | SM 2120 B | VISUAL COMPARISON METHOD
1905 | COLOR | 2120B | VISUAL COMPARISON METHOD
1910 | CORROSIVITY | 2330B | LANGLIER INDEX; CORROSIVITY
1910 | CORROSIVITY | C400-80 | CORROSIVITY, AGGR INDEX
1910 | CORROSIVITY | NO METHOD | NO METHOD
1914 | CALCIUM HARDNESS | SM3500-CA-D | EDTA TITRIMETRIC
1914 | CALCIUM HARDNESS | NO METHOD | NO METHOD
1914 | CALCIUM HARDNESS | 2340C | EDTA TITRIMETRIC
1914 | CALCIUM HARDNESS | 3500CA-B | EDTA TITRIMETRIC
1914 | CALCIUM HARDNESS | 200.7 | INDUCTIVELY COUPLED PLASMA
1914 | CALCIUM HARDNESS | 2340B | HARDNESS, CALCULATION
1915 | HARDNESS, TOTAL (AS CACO3) | NO METHOD | NO METHOD
1915 | HARDNESS, TOTAL (AS CACO3) | 2340C | EDTA TITRIMETRIC
1915 | HARDNESS, TOTAL (AS CACO3) | 3500CA-B | EDTA TITRIMETRIC
1915 | HARDNESS, TOTAL (AS CACO3) | 2340B | HARDNESS, CALCULATION
1915 | HARDNESS, TOTAL (AS CACO3) | 200.7 | INDUCTIVELY COUPLED PLASMA
1915 | HARDNESS, TOTAL (AS CACO3) | SM3500-CA-D | EDTA TITRIMETRIC
1919 | CALCIUM | 3500CA-B | EDTA TITRIMETRIC
1919 | CALCIUM | 200.7 | INDUCTIVELY COUPLED PLASMA
1919 | CALCIUM | 3111B | ATOMIC ABSORPTION DIRECT ASPIRATION
1919 | CALCIUM | NO METHOD | NO METHOD
1919 | CALCIUM | EPA 200.7 | INDUCTIVELY COUPLED PLASMA
1919 | CALCIUM | SM3111B | ATOMIC ABSORPTION DIRECT ASPIRATION
1919 | CALCIUM | SM 3111 B | ATOMIC ABSORPTION DIRECT ASPIRATION
1919 | CALCIUM | SM3500-CA-D | EDTA TITRIMETRIC
1919 | CALCIUM | SM3112B | ATOMIC ABSORPTION DIRECT ASPIRATION
1919 | CALCIUM | SM 3112 B | ATOMIC ABSORPTION DIRECT ASPIRATION
1920 | ODOR | NO METHOD | NO METHOD
1920 | ODOR | SM 2150 B | THRESHOLD ODOR TEST 20TH ED.
1920 | ODOR | SM 2150 B-97 | THRESHOLD ODOR TEST 20TH ED.
1920 | ODOR | 2150B | THRESHOLD ODOR TEST 20TH ED.
1925 | PH | 2320B | TITRIMETRIC
1925 | PH | 4500H-B | ELECTROMETRIC-ONLINE MEASUREMENT
1925 | PH | 150.1 | ELECTROMETRIC-INDIVIDUAL MEASUREMENT
1925 | PH | 524.2 | VOC, GC/MS, P&T, CAPCOLUMN
1925 | PH | NO METHOD | NO METHOD
1925 | PH | EPA 524.2 | VOC, GC/MS, P&T, CAPCOLUMN
1925 | PH | SM 2320 B-1997 | TITRIMETRIC
1925 | PH | SM 4500-H+ B | ELECTROMETRIC-ONLINE MEASUREMENT
1925 | PH | SM2320B | TITRIMETRIC
1925 | PH | SM4500-H+B | ELECTROMETRIC-ONLINE MEASUREMENT
1925 | PH | EPA 150.1 | ELECTROMETRIC-INDIVIDUAL MEASUREMENT
1925 | PH | SM 2320 B | TITRIMETRIC
1925 | PH | EPA 524.3 | VOC, GC/MS, P&T, CAPCOLUMN
1927 | ALKALINITY, TOTAL | SM2320B | TITRIMETRIC
1927 | ALKALINITY, TOTAL | NO METHOD | NO METHOD
1927 | ALKALINITY, TOTAL | 2320B | TITRIMETRIC
1927 | ALKALINITY, TOTAL | SM 2320 B | TITRIMETRIC
1927 | ALKALINITY, TOTAL | SM 2320 B-1997 | TITRIMETRIC
1928 | ALKALINITY, BICARBONATE | NO METHOD | NO METHOD
1928 | ALKALINITY, BICARBONATE | 2320B | TITRIMETRIC
1928 | ALKALINITY, BICARBONATE | SM2320B | TITRIMETRIC
1928 | ALKALINITY, BICARBONATE | SM 2320 B | TITRIMETRIC
1928 | ALKALINITY, BICARBONATE | SM 2320 B-1997 | TITRIMETRIC
1929 | ALKALINITY, CARBONATE | NO METHOD | NO METHOD
1929 | ALKALINITY, CARBONATE | 2320B | TITRIMETRIC
1929 | ALKALINITY, CARBONATE | SM2320B | TITRIMETRIC
1929 | ALKALINITY, CARBONATE | SM 2320 B-1997 | TITRIMETRIC
1929 | ALKALINITY, CARBONATE | SM 2320 B | TITRIMETRIC
1930 | TDS | 2540C | TOTAL DISSOLVED SOLIDS
1930 | TDS | NO METHOD | NO METHOD
1930 | TDS | SM2540C | TOTAL DISSOLVED SOLIDS
1930 | TDS | SM 2540 C | TOTAL DISSOLVED SOLIDS
1997 | LANGELIER INDEX (PH(S)) | 2330B | LANGLIER INDEX; CORROSIVITY
1997 | LANGELIER INDEX (PH(S)) | NO METHOD | NO METHOD
2005 | ENDRIN | 508 | PESTICIDES, CHLORINATED, GC, ELCAPDET
2005 | ENDRIN | 505 | PESTICIDES, PCB, GC, MICROEXTRACT
2005 | ENDRIN | 525.2 | ORGANICS, GC/MS, LIQ/SOLEXT, CAPCOLUMN
2005 | ENDRIN | 508.1 | PESTICIDES, PCB, GC, MICROEXTRACT
2005 | ENDRIN | NO METHOD | NO METHOD
2005 | ENDRIN | 505.0 | PESTICIDES, PCB, GC, MICROEXTRACT
2005 | ENDRIN | EPA 508A | ORGANICS, GC/MS, LIQ/SOLEXT, CAPCOLUMN
2005 | ENDRIN | EPA 508.1 | PESTICIDES, PCB, GC, MICROEXTRACT
2005 | ENDRIN | EPA 525.2 | ORGANICS, GC/MS, LIQ/SOLEXT, CAPCOLUMN
2005 | ENDRIN | 508.0 | PESTICIDES, CHLORINATED, GC, ELCAPDET
2005 | ENDRIN | EPA 505 | PESTICIDES, PCB, GC, MICROEXTRACT
2005 | ENDRIN | 508A | PESTICIDES, CHLORINATED, GC, ELCAPDET
2005 | ENDRIN | EPA 506 | ORGANICS, GC/MS, LIQ/SOLEXT, CAPCOLUMN
2005 | ENDRIN | EPA 508 | PESTICIDES, CHLORINATED, GC, ELCAPDET
2010 | BHC-GAMMA | 508 | PESTICIDES, CHLORINATED, GC, ELCAPDET
2010 | BHC-GAMMA | 505 | PESTICIDES, PCB, GC, MICROEXTRACT
2010 | BHC-GAMMA | EPA 508A | ORGANICS, GC/MS, LIQ/SOLEXT, CAPCOLUMN
2010 | BHC-GAMMA | EPA 506 | ORGANICS, GC/MS, LIQ/SOLEXT, CAPCOLUMN
2010 | BHC-GAMMA | 508A | PESTICIDES, CHLORINATED, GC, ELCAPDET
2010 | BHC-GAMMA | EPA 505 | PESTICIDES, PCB, GC, MICROEXTRACT
2010 | BHC-GAMMA | 508.0 | PESTICIDES, CHLORINATED, GC, ELCAPDET
2010 | BHC-GAMMA | EPA 525.2 | ORGANICS, GC/MS, LIQ/SOLEXT, CAPCOLUMN
2010 | BHC-GAMMA | EPA 508.1 | PESTICIDES, PCB, GC, MICROEXTRACT
2010 | BHC-GAMMA | EPA 508 | PESTICIDES, CHLORINATED, GC, ELCAPDET
2010 | BHC-GAMMA | 505.0 | PESTICIDES, PCB, GC, MICROEXTRACT
2010 | BHC-GAMMA | NO METHOD | NO METHOD
2010 | BHC-GAMMA | 508.1 | PESTICIDES, PCB, GC, MICROEXTRACT
2010 | BHC-GAMMA | 525.2 | ORGANICS, GC/MS, LIQ/SOLEXT, CAPCOLUMN
2015 | METHOXYCHLOR | 508 | PESTICIDES, CHLORINATED, GC, ELCAPDET
2015 | METHOXYCHLOR | EPA 506 | ORGANICS, GC/MS, LIQ/SOLEXT, CAPCOLUMN
2015 | METHOXYCHLOR | 508A | PESTICIDES, CHLORINATED, GC, ELCAPDET
2015 | METHOXYCHLOR | EPA 505 | PESTICIDES, PCB, GC, MICROEXTRACT
2015 | METHOXYCHLOR | 508.0 | PESTICIDES, CHLORINATED, GC, ELCAPDET
2015 | METHOXYCHLOR | EPA 525.2 | ORGANICS, GC/MS, LIQ/SOLEXT, CAPCOLUMN
2015 | METHOXYCHLOR | EPA 508A | ORGANICS, GC/MS, LIQ/SOLEXT, CAPCOLUMN
2015 | METHOXYCHLOR | EPA 508 | PESTICIDES, CHLORINATED, GC, ELCAPDET
2015 | METHOXYCHLOR | 505.0 | PESTICIDES, PCB, GC, MICROEXTRACT
2015 | METHOXYCHLOR | NO METHOD | NO METHOD
2015 | METHOXYCHLOR | 508.1 | PESTICIDES, PCB, GC, MICROEXTRACT
2015 | METHOXYCHLOR | 525.2 | ORGANICS, GC/MS, LIQ/SOLEXT, CAPCOLUMN
2015 | METHOXYCHLOR | 505 | PESTICIDES, PCB, GC, MICROEXTRACT
2015 | METHOXYCHLOR | EPA 508.1 | PESTICIDES, PCB, GC, MICROEXTRACT
2020 | TOXAPHENE | 508.0 | PESTICIDES, CHLORINATED, GC, ELCAPDET
2020 | TOXAPHENE | 505 | PESTICIDES, PCB, GC, MICROEXTRACT
2020 | TOXAPHENE | 508 | PESTICIDES, CHLORINATED, GC, ELCAPDET
2020 | TOXAPHENE | 508.1 | PESTICIDES, PCB, GC, MICROEXTRACT
2020 | TOXAPHENE | EPA 508A | ORGANICS, GC/MS, LIQ/SOLEXT, CAPCOLUMN
2020 | TOXAPHENE | EPA 506 | ORGANICS, GC/MS, LIQ/SOLEXT, CAPCOLUMN
2020 | TOXAPHENE | 508A | PESTICIDES, CHLORINATED, GC, ELCAPDET
2020 | TOXAPHENE | EPA 505 | PESTICIDES, PCB, GC, MICROEXTRACT
2020 | TOXAPHENE | 525.2 | ORGANICS, GC/MS, LIQ/SOLEXT, CAPCOLUMN
2020 | TOXAPHENE | EPA 525.2 | ORGANICS, GC/MS, LIQ/SOLEXT, CAPCOLUMN
2020 | TOXAPHENE | EPA 508.1 | PESTICIDES, PCB, GC, MICROEXTRACT
2020 | TOXAPHENE | EPA 508 | PESTICIDES, CHLORINATED, GC, ELCAPDET
2020 | TOXAPHENE | 505.0 | PESTICIDES, PCB, GC, MICROEXTRACT
2020 | TOXAPHENE | NO METHOD | NO METHOD
2021 | CARBARYL | 531.1 | PESTICIDES, CARBAMATES, HPLC, POSTCOL
2021 | CARBARYL | 531.2 | PESTICIDES, CARBAMATES, HPLC, POSTCOL
2021 | CARBARYL | NO METHOD | NO METHOD
2021 | CARBARYL | EPA 531.1 | PESTICIDES, CARBAMATES, HPLC, POSTCOL
2022 | METHOMYL | NO METHOD | NO METHOD
2022 | METHOMYL | EPA 531.1 | PESTICIDES, CARBAMATES, HPLC, POSTCOL
2022 | METHOMYL | 531.2 | PESTICIDES, CARBAMATES, HPLC, POSTCOL
2022 | METHOMYL | 531.1 | PESTICIDES, CARBAMATES, HPLC, POSTCOL
2023 | BAYGON | 531.2 | PESTICIDES, CARBAMATES, HPLC, POSTCOL
2023 | BAYGON | NO METHOD | NO METHOD
2023 | BAYGON | 531.1 | PESTICIDES, CARBAMATES, HPLC, POSTCOL
2023 | BAYGON | EPA 531.1 | PESTICIDES, CARBAMATES, HPLC, POSTCOL
2024 | METHIOCARB | EPA 531.1 | PESTICIDES, CARBAMATES, HPLC, POSTCOL
2024 | METHIOCARB | NO METHOD | NO METHOD
2024 | METHIOCARB | 531.2 | PESTICIDES, CARBAMATES, HPLC, POSTCOL
2024 | METHIOCARB | 531.1 | PESTICIDES, CARBAMATES, HPLC, POSTCOL
2027 | ACETOCHLOR | 525.2 | ORGANICS, GC/MS, LIQ/SOLEXT, CAPCOLUMN
2027 | ACETOCHLOR | EPA 506 | ORGANICS, GC/MS, LIQ/SOLEXT, CAPCOLUMN
2027 | ACETOCHLOR | EPA 525.2 | ORGANICS, GC/MS, LIQ/SOLEXT, CAPCOLUMN
2027 | ACETOCHLOR | EPA 508A | ORGANICS, GC/MS, LIQ/SOLEXT, CAPCOLUMN
2028 | PARAQUAT | 549.2 | HIGH PERF LIQ CHROM-L/S EXTRACT- UV DETE
2028 | PARAQUAT | NO METHOD | NO METHOD
2028 | PARAQUAT | EPA 549.2 | HIGH PERF LIQ CHROM-L/S EXTRACT- UV DETE
2030 | P-ISOPROPYLTOLUENE | NO METHOD | NO METHOD
2030 | P-ISOPROPYLTOLUENE | 524.2 | VOC, GC/MS, P&T, CAPCOLUMN
2030 | P-ISOPROPYLTOLUENE | 502.2 | VOC, GC, PID/ECD, P&T, CAPCOLUMN
2030 | P-ISOPROPYLTOLUENE | EPA 524.3 | VOC, GC/MS, P&T, CAPCOLUMN
2030 | P-ISOPROPYLTOLUENE | EPA 524.2 | VOC, GC/MS, P&T, CAPCOLUMN
2031 | DALAPON | 552.1 | GC-L/S EXTRACTION-ELECTRON CAPTURE DETEC
2031 | DALAPON | SM4500-CL-G | GC-L/S EXTRACTION-ELECTRON CAPTURE DETEC
2031 | DALAPON | EPA 552.2 | DBPS & CL2 SOLVENTS GC L/L ELECTRON CAPT
2031 | DALAPON | EPA 515.1 | ACIDS, CHLORINATED, GC, ELCAPDET
2031 | DALAPON | EPA 515.3 | ACIDS, CHLORINATED, GC, ELCAPDET
2031 | DALAPON | EPA 515.4 | ACIDS, CHLORINATED, GC, ELCAPDET
2031 | DALAPON | SM 4500-CL F | GC-L/S EXTRACTION-ELECTRON CAPTURE DETEC
2031 | DALAPON | SM 4500-CL G | GC-L/S EXTRACTION-ELECTRON CAPTURE DETEC
2031 | DALAPON | SM 4500-CL G (AS HACH 8021) | GC-L/S EXTRACTION-ELECTRON CAPTURE DETEC
2031 | DALAPON | SM 4500-CL G (AS HACH 8167) | GC-L/S EXTRACTION-ELECTRON CAPTURE DETEC
2031 | DALAPON | SM 4500-CL G-2000 | GC-L/S EXTRACTION-ELECTRON CAPTURE DETEC
2031 | DALAPON | SM 4500-CN> G | GC-L/S EXTRACTION-ELECTRON CAPTURE DETEC
2031 | DALAPON | SM4500-CL-F | GC-L/S EXTRACTION-ELECTRON CAPTURE DETEC
2031 | DALAPON | 515.3 | ACIDS, CHLORINATED, GC, ELCAPDET
2031 | DALAPON | 515.4 | ACIDS, CHLORINATED, GC, ELCAPDET
2031 | DALAPON | 552.2 | DBPS & CL2 SOLVENTS GC L/L ELECTRON CAPT
2031 | DALAPON | 515.2 | ACIDS, CHLORINATED, GC, ELCAPDET
2031 | DALAPON | 515.1 | ACIDS, CHLORINATED, GC, ELCAPDET
2031 | DALAPON | NO METHOD | NO METHOD
2032 | DIQUAT | 549.2 | HIGH PERF LIQ CHROM-L/S EXTRACT- UV DETE
2032 | DIQUAT | EPA 549.2 | HIGH PERF LIQ CHROM-L/S EXTRACT- UV DETE
2032 | DIQUAT | NO METHOD | NO METHOD
2033 | ENDOTHALL | EPA 548.1 | GC-L/S EXTRACTION-ELECTRON CAPTURE DETEC
2033 | ENDOTHALL | NO METHOD | NO METHOD
2033 | ENDOTHALL | 548.1 | GC-L/S EXTRACTION-ELECTRON CAPTURE DETEC
2034 | GLYPHOSATE | 547 | HIGH PERF LIQ CHROM-POST COL REACTOR-FLU
2034 | GLYPHOSATE | NO METHOD | NO METHOD
2034 | GLYPHOSATE | 547.0 | HIGH PERF LIQ CHROM-POST COL REACTOR-FLU
2034 | GLYPHOSATE | EPA 547 | HIGH PERF LIQ CHROM-POST COL REACTOR-FLU
2035 | DI(2-ETHYLHEXYL) ADIPATE | 508.1 | PESTICIDES, PCB, GC, MICROEXTRACT
2035 | DI(2-ETHYLHEXYL) ADIPATE | 525.2 | ORGANICS, GC/MS, LIQ/SOLEXT, CAPCOLUMN
2035 | DI(2-ETHYLHEXYL) ADIPATE | 505 | PESTICIDES, PCB, GC, MICROEXTRACT
2035 | DI(2-ETHYLHEXYL) ADIPATE | 508 | PESTICIDES, CHLORINATED, GC, ELCAPDET
2035 | DI(2-ETHYLHEXYL) ADIPATE | NO METHOD | NO METHOD
2035 | DI(2-ETHYLHEXYL) ADIPATE | EPA 508A | ORGANICS, GC/MS, LIQ/SOLEXT, CAPCOLUMN
2035 | DI(2-ETHYLHEXYL) ADIPATE | EPA 506 | ORGANICS, GC/MS, LIQ/SOLEXT, CAPCOLUMN
2035 | DI(2-ETHYLHEXYL) ADIPATE | 508A | PESTICIDES, CHLORINATED, GC, ELCAPDET
2035 | DI(2-ETHYLHEXYL) ADIPATE | 505.0 | PESTICIDES, PCB, GC, MICROEXTRACT
2035 | DI(2-ETHYLHEXYL) ADIPATE | EPA 525.2 | ORGANICS, GC/MS, LIQ/SOLEXT, CAPCOLUMN
2035 | DI(2-ETHYLHEXYL) ADIPATE | 508.0 | PESTICIDES, CHLORINATED, GC, ELCAPDET
2035 | DI(2-ETHYLHEXYL) ADIPATE | EPA 505 | PESTICIDES, PCB, GC, MICROEXTRACT
2036 | OXAMYL | NO METHOD | NO METHOD
2036 | OXAMYL | 531.1 | PESTICIDES, CARBAMATES, HPLC, POSTCOL
2036 | OXAMYL | 531.2 | PESTICIDES, CARBAMATES, HPLC, POSTCOL
2036 | OXAMYL | EPA 531.1 | PESTICIDES, CARBAMATES, HPLC, POSTCOL
2037 | SIMAZINE | EPA 525.2 | ORGANICS, GC/MS, LIQ/SOLEXT, CAPCOLUMN
2037 | SIMAZINE | 507.0 | PESTICIDES, NIT/PHOS, GC, NIT/PHOSDET
2037 | SIMAZINE | EPA 505 | PESTICIDES, PCB, GC, MICROEXTRACT
2037 | SIMAZINE | EPA 506 | ORGANICS, GC/MS, LIQ/SOLEXT, CAPCOLUMN
2037 | SIMAZINE | EPA 508A | ORGANICS, GC/MS, LIQ/SOLEXT, CAPCOLUMN
2037 | SIMAZINE | 507 | PESTICIDES, NIT/PHOS, GC, NIT/PHOSDET
2037 | SIMAZINE | 505 | PESTICIDES, PCB, GC, MICROEXTRACT
2037 | SIMAZINE | 525.2 | ORGANICS, GC/MS, LIQ/SOLEXT, CAPCOLUMN
2037 | SIMAZINE | 508.1 | PESTICIDES, PCB, GC, MICROEXTRACT
2037 | SIMAZINE | 525.5 | VOC, GC/MS, P&T, CAPCOLUMN
2037 | SIMAZINE | NO METHOD | NO METHOD
2037 | SIMAZINE | 505.0 | PESTICIDES, PCB, GC, MICROEXTRACT
2037 | SIMAZINE | EPA 507 | PESTICIDES, NIT/PHOS, GC, NIT/PHOSDET
2037 | SIMAZINE | EPA 508.1 | PESTICIDES, PCB, GC, MICROEXTRACT
2039 | DI(2-ETHYLHEXYL) PHTHALATE | 525.2 | ORGANICS, GC/MS, LIQ/SOLEXT, CAPCOLUMN
2039 | DI(2-ETHYLHEXYL) PHTHALATE | NO METHOD | NO METHOD
2039 | DI(2-ETHYLHEXYL) PHTHALATE | EPA 508A | ORGANICS, GC/MS, LIQ/SOLEXT, CAPCOLUMN
2039 | DI(2-ETHYLHEXYL) PHTHALATE | EPA 506 | ORGANICS, GC/MS, LIQ/SOLEXT, CAPCOLUMN
2039 | DI(2-ETHYLHEXYL) PHTHALATE | EPA 525.2 | ORGANICS, GC/MS, LIQ/SOLEXT, CAPCOLUMN
2040 | PICLORAM | EPA 515.1 | ACIDS, CHLORINATED, GC, ELCAPDET
2040 | PICLORAM | NO METHOD | NO METHOD
2040 | PICLORAM | 515.3 | ACIDS, CHLORINATED, GC, ELCAPDET
2040 | PICLORAM | 515.4 | ACIDS, CHLORINATED, GC, ELCAPDET
2040 | PICLORAM | 515.2 | ACIDS, CHLORINATED, GC, ELCAPDET
2040 | PICLORAM | 515.1 | ACIDS, CHLORINATED, GC, ELCAPDET
2040 | PICLORAM | EPA 515.3 | ACIDS, CHLORINATED, GC, ELCAPDET
2040 | PICLORAM | EPA 515.4 | ACIDS, CHLORINATED, GC, ELCAPDET
2041 | DINOSEB | EPA 515.1 | ACIDS, CHLORINATED, GC, ELCAPDET
2041 | DINOSEB | NO METHOD | NO METHOD
2041 | DINOSEB | 515.3 | ACIDS, CHLORINATED, GC, ELCAPDET
2041 | DINOSEB | 515.4 | ACIDS, CHLORINATED, GC, ELCAPDET
2041 | DINOSEB | 515.2 | ACIDS, CHLORINATED, GC, ELCAPDET
2041 | DINOSEB | 515.1 | ACIDS, CHLORINATED, GC, ELCAPDET
2041 | DINOSEB | EPA 515.3 | ACIDS, CHLORINATED, GC, ELCAPDET
2041 | DINOSEB | EPA 515.4 | ACIDS, CHLORINATED, GC, ELCAPDET
2042 | HEXACHLOROCYCLOPENTADIENE | 508 | PESTICIDES, CHLORINATED, GC, ELCAPDET
2042 | HEXACHLOROCYCLOPENTADIENE | 505 | PESTICIDES, PCB, GC, MICROEXTRACT
2042 | HEXACHLOROCYCLOPENTADIENE | 525.2 | ORGANICS, GC/MS, LIQ/SOLEXT, CAPCOLUMN
2042 | HEXACHLOROCYCLOPENTADIENE | 508.1 | PESTICIDES, PCB, GC, MICROEXTRACT
2042 | HEXACHLOROCYCLOPENTADIENE | NO METHOD | NO METHOD
2042 | HEXACHLOROCYCLOPENTADIENE | 505.0 | PESTICIDES, PCB, GC, MICROEXTRACT
2042 | HEXACHLOROCYCLOPENTADIENE | EPA 508A | ORGANICS, GC/MS, LIQ/SOLEXT, CAPCOLUMN
2042 | HEXACHLOROCYCLOPENTADIENE | EPA 508.1 | PESTICIDES, PCB, GC, MICROEXTRACT
2042 | HEXACHLOROCYCLOPENTADIENE | EPA 525.2 | ORGANICS, GC/MS, LIQ/SOLEXT, CAPCOLUMN
2042 | HEXACHLOROCYCLOPENTADIENE | 508.0 | PESTICIDES, CHLORINATED, GC, ELCAPDET
2042 | HEXACHLOROCYCLOPENTADIENE | EPA 505 | PESTICIDES, PCB, GC, MICROEXTRACT
2042 | HEXACHLOROCYCLOPENTADIENE | 508A | PESTICIDES, CHLORINATED, GC, ELCAPDET
2042 | HEXACHLOROCYCLOPENTADIENE | EPA 506 | ORGANICS, GC/MS, LIQ/SOLEXT, CAPCOLUMN
2042 | HEXACHLOROCYCLOPENTADIENE | EPA 508 | PESTICIDES, CHLORINATED, GC, ELCAPDET
2043 | ALDICARB SULFOXIDE | 531.1 | PESTICIDES, CARBAMATES, HPLC, POSTCOL
2043 | ALDICARB SULFOXIDE | 531.2 | PESTICIDES, CARBAMATES, HPLC, POSTCOL
2043 | ALDICARB SULFOXIDE | NO METHOD | NO METHOD
2043 | ALDICARB SULFOXIDE | EPA 531.1 | PESTICIDES, CARBAMATES, HPLC, POSTCOL
2044 | ALDICARB SULFONE | 531.1 | PESTICIDES, CARBAMATES, HPLC, POSTCOL
2044 | ALDICARB SULFONE | EPA 531.1 | PESTICIDES, CARBAMATES, HPLC, POSTCOL
2044 | ALDICARB SULFONE | NO METHOD | NO METHOD
2044 | ALDICARB SULFONE | 531.2 | PESTICIDES, CARBAMATES, HPLC, POSTCOL
2045 | METOLACHLOR | EPA 525.2 | ORGANICS, GC/MS, LIQ/SOLEXT, CAPCOLUMN
2045 | METOLACHLOR | NO METHOD | NO METHOD
2045 | METOLACHLOR | 508.1 | PESTICIDES, PCB, GC, MICROEXTRACT
2045 | METOLACHLOR | 525.2 | ORGANICS, GC/MS, LIQ/SOLEXT, CAPCOLUMN
2045 | METOLACHLOR | 507 | PESTICIDES, NIT/PHOS, GC, NIT/PHOSDET
2045 | METOLACHLOR | 507.0 | PESTICIDES, NIT/PHOS, GC, NIT/PHOSDET
2045 | METOLACHLOR | EPA 508A | ORGANICS, GC/MS, LIQ/SOLEXT, CAPCOLUMN
2045 | METOLACHLOR | EPA 506 | ORGANICS, GC/MS, LIQ/SOLEXT, CAPCOLUMN
2046 | CARBOFURAN | 531.1 | PESTICIDES, CARBAMATES, HPLC, POSTCOL
2046 | CARBOFURAN | 531.2 | PESTICIDES, CARBAMATES, HPLC, POSTCOL
2046 | CARBOFURAN | NO METHOD | NO METHOD
2046 | CARBOFURAN | EPA 531.1 | PESTICIDES, CARBAMATES, HPLC, POSTCOL
2047 | ALDICARB | 531.1 | PESTICIDES, CARBAMATES, HPLC, POSTCOL
2047 | ALDICARB | NO METHOD | NO METHOD
2047 | ALDICARB | 531.2 | PESTICIDES, CARBAMATES, HPLC, POSTCOL
2047 | ALDICARB | EPA 531.1 | PESTICIDES, CARBAMATES, HPLC, POSTCOL
2050 | ATRAZINE | EPA 505 | PESTICIDES, PCB, GC, MICROEXTRACT
2050 | ATRAZINE | 507.0 | PESTICIDES, NIT/PHOS, GC, NIT/PHOSDET
2050 | ATRAZINE | EPA 525.2 | ORGANICS, GC/MS, LIQ/SOLEXT, CAPCOLUMN
2050 | ATRAZINE | EPA 508.1 | PESTICIDES, PCB, GC, MICROEXTRACT
2050 | ATRAZINE | EPA 507 | PESTICIDES, NIT/PHOS, GC, NIT/PHOSDET
2050 | ATRAZINE | 505.0 | PESTICIDES, PCB, GC, MICROEXTRACT
2050 | ATRAZINE | EPA 508A | ORGANICS, GC/MS, LIQ/SOLEXT, CAPCOLUMN
2050 | ATRAZINE | 508.1 | PESTICIDES, PCB, GC, MICROEXTRACT
2050 | ATRAZINE | 525.2 | ORGANICS, GC/MS, LIQ/SOLEXT, CAPCOLUMN
2050 | ATRAZINE | 505 | PESTICIDES, PCB, GC, MICROEXTRACT
2050 | ATRAZINE | 507 | PESTICIDES, NIT/PHOS, GC, NIT/PHOSDET
2050 | ATRAZINE | EPA 506 | ORGANICS, GC/MS, LIQ/SOLEXT, CAPCOLUMN
2050 | ATRAZINE | NO METHOD | NO METHOD
2051 | LASSO | EPA 505 | PESTICIDES, PCB, GC, MICROEXTRACT
2051 | LASSO | 507.0 | PESTICIDES, NIT/PHOS, GC, NIT/PHOSDET
2051 | LASSO | EPA 525.2 | ORGANICS, GC/MS, LIQ/SOLEXT, CAPCOLUMN
2051 | LASSO | EPA 508.1 | PESTICIDES, PCB, GC, MICROEXTRACT
2051 | LASSO | EPA 507 | PESTICIDES, NIT/PHOS, GC, NIT/PHOSDET
2051 | LASSO | 505.0 | PESTICIDES, PCB, GC, MICROEXTRACT
2051 | LASSO | NO METHOD | NO METHOD
2051 | LASSO | 508.1 | PESTICIDES, PCB, GC, MICROEXTRACT
2051 | LASSO | 525.2 | ORGANICS, GC/MS, LIQ/SOLEXT, CAPCOLUMN
2051 | LASSO | 505 | PESTICIDES, PCB, GC, MICROEXTRACT
2051 | LASSO | 507 | PESTICIDES, NIT/PHOS, GC, NIT/PHOSDET
2051 | LASSO | EPA 506 | ORGANICS, GC/MS, LIQ/SOLEXT, CAPCOLUMN
2051 | LASSO | EPA 508A | ORGANICS, GC/MS, LIQ/SOLEXT, CAPCOLUMN
2054 | CYANAZINE | 525.2 | ORGANICS, GC/MS, LIQ/SOLEXT, CAPCOLUMN
2054 | CYANAZINE | NO METHOD | NO METHOD
2054 | CYANAZINE | EPA 525.2 | ORGANICS, GC/MS, LIQ/SOLEXT, CAPCOLUMN
2054 | CYANAZINE | EPA 506 | ORGANICS, GC/MS, LIQ/SOLEXT, CAPCOLUMN
2054 | CYANAZINE | EPA 508A | ORGANICS, GC/MS, LIQ/SOLEXT, CAPCOLUMN
2055 | TRIFLURALIN | 525.2 | ORGANICS, GC/MS, LIQ/SOLEXT, CAPCOLUMN
2055 | TRIFLURALIN | NO METHOD | NO METHOD
2055 | TRIFLURALIN | EPA 525.2 | ORGANICS, GC/MS, LIQ/SOLEXT, CAPCOLUMN
2055 | TRIFLURALIN | EPA 506 | ORGANICS, GC/MS, LIQ/SOLEXT, CAPCOLUMN
2055 | TRIFLURALIN | EPA 508A | ORGANICS, GC/MS, LIQ/SOLEXT, CAPCOLUMN
2056 | SPECTRACIDE | 525.2 | ORGANICS, GC/MS, LIQ/SOLEXT, CAPCOLUMN
2056 | SPECTRACIDE | NO METHOD | NO METHOD
2056 | SPECTRACIDE | EPA 508A | ORGANICS, GC/MS, LIQ/SOLEXT, CAPCOLUMN
2056 | SPECTRACIDE | EPA 506 | ORGANICS, GC/MS, LIQ/SOLEXT, CAPCOLUMN
2056 | SPECTRACIDE | EPA 525.2 | ORGANICS, GC/MS, LIQ/SOLEXT, CAPCOLUMN
2057 | CHLOROPYRIFOS | 525.2 | ORGANICS, GC/MS, LIQ/SOLEXT, CAPCOLUMN
2057 | CHLOROPYRIFOS | EPA 525.2 | ORGANICS, GC/MS, LIQ/SOLEXT, CAPCOLUMN
2057 | CHLOROPYRIFOS | EPA 506 | ORGANICS, GC/MS, LIQ/SOLEXT, CAPCOLUMN
2057 | CHLOROPYRIFOS | EPA 508A | ORGANICS, GC/MS, LIQ/SOLEXT, CAPCOLUMN
2058 | MALATHION | EPA 506 | ORGANICS, GC/MS, LIQ/SOLEXT, CAPCOLUMN
2058 | MALATHION | EPA 525.2 | ORGANICS, GC/MS, LIQ/SOLEXT, CAPCOLUMN
2058 | MALATHION | 525.2 | ORGANICS, GC/MS, LIQ/SOLEXT, CAPCOLUMN
2058 | MALATHION | EPA 508A | ORGANICS, GC/MS, LIQ/SOLEXT, CAPCOLUMN
2063 | 2,3,7,8-TCDD | NO METHOD | NO METHOD
2063 | 2,3,7,8-TCDD | 1613 | HIGH RES GCMS-CAPCOL- L/L EXTRACTION
2063 | 2,3,7,8-TCDD | EPA 1613 B | HIGH RES GCMS-CAPCOL- L/L EXTRACTION
2064 | PARATHION (ETHYL) | EPA 525.2 | ORGANICS, GC/MS, LIQ/SOLEXT, CAPCOLUMN
2064 | PARATHION (ETHYL) | 525.2 | ORGANICS, GC/MS, LIQ/SOLEXT, CAPCOLUMN
2064 | PARATHION (ETHYL) | EPA 508A | ORGANICS, GC/MS, LIQ/SOLEXT, CAPCOLUMN
2064 | PARATHION (ETHYL) | EPA 506 | ORGANICS, GC/MS, LIQ/SOLEXT, CAPCOLUMN
2065 | HEPTACHLOR | NO METHOD | NO METHOD
2065 | HEPTACHLOR | 505.0 | PESTICIDES, PCB, GC, MICROEXTRACT
2065 | HEPTACHLOR | 508.1 | PESTICIDES, PCB, GC, MICROEXTRACT
2065 | HEPTACHLOR | 525.2 | ORGANICS, GC/MS, LIQ/SOLEXT, CAPCOLUMN
2065 | HEPTACHLOR | 505 | PESTICIDES, PCB, GC, MICROEXTRACT
2065 | HEPTACHLOR | 508 | PESTICIDES, CHLORINATED, GC, ELCAPDET
2065 | HEPTACHLOR | EPA 508 | PESTICIDES, CHLORINATED, GC, ELCAPDET
2065 | HEPTACHLOR | EPA 508A | ORGANICS, GC/MS, LIQ/SOLEXT, CAPCOLUMN
2065 | HEPTACHLOR | EPA 506 | ORGANICS, GC/MS, LIQ/SOLEXT, CAPCOLUMN
2065 | HEPTACHLOR | 508A | PESTICIDES, CHLORINATED, GC, ELCAPDET
2065 | HEPTACHLOR | EPA 508.1 | PESTICIDES, PCB, GC, MICROEXTRACT
2065 | HEPTACHLOR | EPA 525.2 | ORGANICS, GC/MS, LIQ/SOLEXT, CAPCOLUMN
2065 | HEPTACHLOR | 508.0 | PESTICIDES, CHLORINATED, GC, ELCAPDET
2065 | HEPTACHLOR | EPA 505 | PESTICIDES, PCB, GC, MICROEXTRACT
2066 | 3-HYDROXYCARBOFURAN | 531.2 | PESTICIDES, CARBAMATES, HPLC, POSTCOL
2066 | 3-HYDROXYCARBOFURAN | 531.1 | PESTICIDES, CARBAMATES, HPLC, POSTCOL
2066 | 3-HYDROXYCARBOFURAN | NO METHOD | NO METHOD
2066 | 3-HYDROXYCARBOFURAN | EPA 531.1 | PESTICIDES, CARBAMATES, HPLC, POSTCOL
2067 | HEPTACHLOR EPOXIDE | 508 | PESTICIDES, CHLORINATED, GC, ELCAPDET
2067 | HEPTACHLOR EPOXIDE | EPA 508A | ORGANICS, GC/MS, LIQ/SOLEXT, CAPCOLUMN
2067 | HEPTACHLOR EPOXIDE | EPA 506 | ORGANICS, GC/MS, LIQ/SOLEXT, CAPCOLUMN
2067 | HEPTACHLOR EPOXIDE | 508A | PESTICIDES, CHLORINATED, GC, ELCAPDET
2067 | HEPTACHLOR EPOXIDE | EPA 505 | PESTICIDES, PCB, GC, MICROEXTRACT
2067 | HEPTACHLOR EPOXIDE | 508.0 | PESTICIDES, CHLORINATED, GC, ELCAPDET
2067 | HEPTACHLOR EPOXIDE | EPA 525.2 | ORGANICS, GC/MS, LIQ/SOLEXT, CAPCOLUMN
2067 | HEPTACHLOR EPOXIDE | EPA 508.1 | PESTICIDES, PCB, GC, MICROEXTRACT
2067 | HEPTACHLOR EPOXIDE | EPA 508 | PESTICIDES, CHLORINATED, GC, ELCAPDET
2067 | HEPTACHLOR EPOXIDE | 505.0 | PESTICIDES, PCB, GC, MICROEXTRACT
2067 | HEPTACHLOR EPOXIDE | 505 | PESTICIDES, PCB, GC, MICROEXTRACT
2067 | HEPTACHLOR EPOXIDE | 525.2 | ORGANICS, GC/MS, LIQ/SOLEXT, CAPCOLUMN
2067 | HEPTACHLOR EPOXIDE | 508.1 | PESTICIDES, PCB, GC, MICROEXTRACT
2067 | HEPTACHLOR EPOXIDE | NO METHOD | NO METHOD
2068 | ENDOSULFAN I | EPA 508A | ORGANICS, GC/MS, LIQ/SOLEXT, CAPCOLUMN
2068 | ENDOSULFAN I | EPA 506 | ORGANICS, GC/MS, LIQ/SOLEXT, CAPCOLUMN
2068 | ENDOSULFAN I | EPA 525.2 | ORGANICS, GC/MS, LIQ/SOLEXT, CAPCOLUMN
2068 | ENDOSULFAN I | NO METHOD | NO METHOD
2068 | ENDOSULFAN I | 525.2 | ORGANICS, GC/MS, LIQ/SOLEXT, CAPCOLUMN
2069 | PARA-PARA DDE | EPA 506 | ORGANICS, GC/MS, LIQ/SOLEXT, CAPCOLUMN
2069 | PARA-PARA DDE | EPA 525.2 | ORGANICS, GC/MS, LIQ/SOLEXT, CAPCOLUMN
2069 | PARA-PARA DDE | NO METHOD | NO METHOD
2069 | PARA-PARA DDE | 525.2 | ORGANICS, GC/MS, LIQ/SOLEXT, CAPCOLUMN
2069 | PARA-PARA DDE | EPA 508A | ORGANICS, GC/MS, LIQ/SOLEXT, CAPCOLUMN
2070 | DIELDRIN | 508 | PESTICIDES, CHLORINATED, GC, ELCAPDET
2070 | DIELDRIN | 505 | PESTICIDES, PCB, GC, MICROEXTRACT
2070 | DIELDRIN | EPA 508A | ORGANICS, GC/MS, LIQ/SOLEXT, CAPCOLUMN
2070 | DIELDRIN | EPA 506 | ORGANICS, GC/MS, LIQ/SOLEXT, CAPCOLUMN
2070 | DIELDRIN | 508A | PESTICIDES, CHLORINATED, GC, ELCAPDET
2070 | DIELDRIN | 525.2 | ORGANICS, GC/MS, LIQ/SOLEXT, CAPCOLUMN
2070 | DIELDRIN | 508.0 | PESTICIDES, CHLORINATED, GC, ELCAPDET
2070 | DIELDRIN | EPA 525.2 | ORGANICS, GC/MS, LIQ/SOLEXT, CAPCOLUMN
2070 | DIELDRIN | 505.0 | PESTICIDES, PCB, GC, MICROEXTRACT
2070 | DIELDRIN | NO METHOD | NO METHOD
2070 | DIELDRIN | 508.1 | PESTICIDES, PCB, GC, MICROEXTRACT
2070 | DIELDRIN | EPA 505 | PESTICIDES, PCB, GC, MICROEXTRACT
2071 | PARA-PARA DDD | EPA 525.2 | ORGANICS, GC/MS, LIQ/SOLEXT, CAPCOLUMN
2071 | PARA-PARA DDD | EPA 506 | ORGANICS, GC/MS, LIQ/SOLEXT, CAPCOLUMN
2071 | PARA-PARA DDD | EPA 508A | ORGANICS, GC/MS, LIQ/SOLEXT, CAPCOLUMN
2071 | PARA-PARA DDD | NO METHOD | NO METHOD
2071 | PARA-PARA DDD | 525.2 | ORGANICS, GC/MS, LIQ/SOLEXT, CAPCOLUMN
2072 | ENDOSULFAN II | 525.2 | ORGANICS, GC/MS, LIQ/SOLEXT, CAPCOLUMN
2072 | ENDOSULFAN II | NO METHOD | NO METHOD
2072 | ENDOSULFAN II | EPA 525.2 | ORGANICS, GC/MS, LIQ/SOLEXT, CAPCOLUMN
2072 | ENDOSULFAN II | EPA 508A | ORGANICS, GC/MS, LIQ/SOLEXT, CAPCOLUMN
2072 | ENDOSULFAN II | EPA 506 | ORGANICS, GC/MS, LIQ/SOLEXT, CAPCOLUMN
2074 | ENDOSULFAN SULFATE | NO METHOD | NO METHOD
2074 | ENDOSULFAN SULFATE | EPA 508A | ORGANICS, GC/MS, LIQ/SOLEXT, CAPCOLUMN
2074 | ENDOSULFAN SULFATE | 525.2 | ORGANICS, GC/MS, LIQ/SOLEXT, CAPCOLUMN
2074 | ENDOSULFAN SULFATE | EPA 525.2 | ORGANICS, GC/MS, LIQ/SOLEXT, CAPCOLUMN
2074 | ENDOSULFAN SULFATE | EPA 506 | ORGANICS, GC/MS, LIQ/SOLEXT, CAPCOLUMN
2075 | PARA-PARA DDT | EPA 506 | ORGANICS, GC/MS, LIQ/SOLEXT, CAPCOLUMN
2075 | PARA-PARA DDT | EPA 525.2 | ORGANICS, GC/MS, LIQ/SOLEXT, CAPCOLUMN
2075 | PARA-PARA DDT | NO METHOD | NO METHOD
2075 | PARA-PARA DDT | 525.2 | ORGANICS, GC/MS, LIQ/SOLEXT, CAPCOLUMN
2075 | PARA-PARA DDT | EPA 508A | ORGANICS, GC/MS, LIQ/SOLEXT, CAPCOLUMN
2076 | BUTACHLOR | EPA 508A | ORGANICS, GC/MS, LIQ/SOLEXT, CAPCOLUMN
2076 | BUTACHLOR | EPA 506 | ORGANICS, GC/MS, LIQ/SOLEXT, CAPCOLUMN
2076 | BUTACHLOR | 507.0 | PESTICIDES, NIT/PHOS, GC, NIT/PHOSDET
2076 | BUTACHLOR | EPA 525.2 | ORGANICS, GC/MS, LIQ/SOLEXT, CAPCOLUMN
2076 | BUTACHLOR | NO METHOD | NO METHOD
2076 | BUTACHLOR | 507 | PESTICIDES, NIT/PHOS, GC, NIT/PHOSDET
2076 | BUTACHLOR | 525.2 | ORGANICS, GC/MS, LIQ/SOLEXT, CAPCOLUMN
2077 | PROPACHLOR | EPA 506 | ORGANICS, GC/MS, LIQ/SOLEXT, CAPCOLUMN
2077 | PROPACHLOR | 508A | PESTICIDES, CHLORINATED, GC, ELCAPDET
2077 | PROPACHLOR | 508.0 | PESTICIDES, CHLORINATED, GC, ELCAPDET
2077 | PROPACHLOR | EPA 525.2 | ORGANICS, GC/MS, LIQ/SOLEXT, CAPCOLUMN
2077 | PROPACHLOR | EPA 508A | ORGANICS, GC/MS, LIQ/SOLEXT, CAPCOLUMN
2077 | PROPACHLOR | 508.1 | PESTICIDES, PCB, GC, MICROEXTRACT
2077 | PROPACHLOR | 525.2 | ORGANICS, GC/MS, LIQ/SOLEXT, CAPCOLUMN
2077 | PROPACHLOR | 508 | PESTICIDES, CHLORINATED, GC, ELCAPDET
2077 | PROPACHLOR | NO METHOD | NO METHOD
2098 | BROMACIL | 525.2 | ORGANICS, GC/MS, LIQ/SOLEXT, CAPCOLUMN
2098 | BROMACIL | EPA 525.2 | ORGANICS, GC/MS, LIQ/SOLEXT, CAPCOLUMN
2098 | BROMACIL | EPA 506 | ORGANICS, GC/MS, LIQ/SOLEXT, CAPCOLUMN
2098 | BROMACIL | EPA 508A | ORGANICS, GC/MS, LIQ/SOLEXT, CAPCOLUMN
2099 | DCPA | 515.3 | ACIDS, CHLORINATED, GC, ELCAPDET
2099 | DCPA | NO METHOD | NO METHOD
2099 | DCPA | EPA 515.3 | ACIDS, CHLORINATED, GC, ELCAPDET
2105 | 2,4-D | 515.3 | ACIDS, CHLORINATED, GC, ELCAPDET
2105 | 2,4-D | 515.4 | ACIDS, CHLORINATED, GC, ELCAPDET
2105 | 2,4-D | 515.2 | ACIDS, CHLORINATED, GC, ELCAPDET
2105 | 2,4-D | 515.1 | ACIDS, CHLORINATED, GC, ELCAPDET
2105 | 2,4-D | EPA 515.3 | ACIDS, CHLORINATED, GC, ELCAPDET
2105 | 2,4-D | EPA 515.1 | ACIDS, CHLORINATED, GC, ELCAPDET
2105 | 2,4-D | EPA 515.4 | ACIDS, CHLORINATED, GC, ELCAPDET
2105 | 2,4-D | NO METHOD | NO METHOD
2106 | 2,4-DB | EPA 515.3 | ACIDS, CHLORINATED, GC, ELCAPDET
2106 | 2,4-DB | NO METHOD | NO METHOD
2106 | 2,4-DB | EPA 515.4 | ACIDS, CHLORINATED, GC, ELCAPDET
2106 | 2,4-DB | 515.4 | ACIDS, CHLORINATED, GC, ELCAPDET
2106 | 2,4-DB | 515.3 | ACIDS, CHLORINATED, GC, ELCAPDET
2107 | TRICLOPYR | NO METHOD | NO METHOD
2107 | TRICLOPYR | 515.3 | ACIDS, CHLORINATED, GC, ELCAPDET
2107 | TRICLOPYR | EPA 515.3 | ACIDS, CHLORINATED, GC, ELCAPDET
2108 | DCPA MONO/DI-ACID DEGRADATES | 515.4 | ACIDS, CHLORINATED, GC, ELCAPDET
2108 | DCPA MONO/DI-ACID DEGRADATES | EPA 515.4 | ACIDS, CHLORINATED, GC, ELCAPDET
2109 | 3,4-DICHLOROBENZOIC ACID | 515.4 | ACIDS, CHLORINATED, GC, ELCAPDET
2109 | 3,4-DICHLOROBENZOIC ACID | EPA 515.4 | ACIDS, CHLORINATED, GC, ELCAPDET
2110 | 2,4,5-TP | EPA 515.4 | ACIDS, CHLORINATED, GC, ELCAPDET
2110 | 2,4,5-TP | EPA 515.3 | ACIDS, CHLORINATED, GC, ELCAPDET
2110 | 2,4,5-TP | EPA 515.1 | ACIDS, CHLORINATED, GC, ELCAPDET
2110 | 2,4,5-TP | NO METHOD | NO METHOD
2110 | 2,4,5-TP | 515.3 | ACIDS, CHLORINATED, GC, ELCAPDET
2110 | 2,4,5-TP | 515.2 | ACIDS, CHLORINATED, GC, ELCAPDET
2110 | 2,4,5-TP | 515.1 | ACIDS, CHLORINATED, GC, ELCAPDET
2110 | 2,4,5-TP | 515.4 | ACIDS, CHLORINATED, GC, ELCAPDET
2111 | 2,4,5-T | 515.3 | ACIDS, CHLORINATED, GC, ELCAPDET
2111 | 2,4,5-T | NO METHOD | NO METHOD
2111 | 2,4,5-T | EPA 515.4 | ACIDS, CHLORINATED, GC, ELCAPDET
2111 | 2,4,5-T | 515.4 | ACIDS, CHLORINATED, GC, ELCAPDET
2111 | 2,4,5-T | EPA 515.3 | ACIDS, CHLORINATED, GC, ELCAPDET
2114 | PERMETHRIN (MIXED, CIS, TRANS) | 525.2 | ORGANICS, GC/MS, LIQ/SOLEXT, CAPCOLUMN
2114 | PERMETHRIN (MIXED, CIS, TRANS) | EPA 525.2 | ORGANICS, GC/MS, LIQ/SOLEXT, CAPCOLUMN
2114 | PERMETHRIN (MIXED, CIS, TRANS) | EPA 506 | ORGANICS, GC/MS, LIQ/SOLEXT, CAPCOLUMN
2114 | PERMETHRIN (MIXED, CIS, TRANS) | EPA 508A | ORGANICS, GC/MS, LIQ/SOLEXT, CAPCOLUMN
2205 | CHLORAMBEN | EPA 515.3 | ACIDS, CHLORINATED, GC, ELCAPDET
2205 | CHLORAMBEN | NO METHOD | NO METHOD
2205 | CHLORAMBEN | 515.3 | ACIDS, CHLORINATED, GC, ELCAPDET
2206 | DICHLORPROP | EPA 515.3 | ACIDS, CHLORINATED, GC, ELCAPDET
2206 | DICHLORPROP | 515.3 | ACIDS, CHLORINATED, GC, ELCAPDET
2206 | DICHLORPROP | EPA 515.4 | ACIDS, CHLORINATED, GC, ELCAPDET
2206 | DICHLORPROP | 515.4 | ACIDS, CHLORINATED, GC, ELCAPDET
2210 | CHLOROMETHANE | 502.2 | VOC, GC, PID/ECD, P&T, CAPCOLUMN
2210 | CHLOROMETHANE | 524.2 | VOC, GC/MS, P&T, CAPCOLUMN
2210 | CHLOROMETHANE | NO METHOD | NO METHOD
2210 | CHLOROMETHANE | EPA 524.2 | VOC, GC/MS, P&T, CAPCOLUMN
2210 | CHLOROMETHANE | EPA 524.3 | VOC, GC/MS, P&T, CAPCOLUMN
2212 | DICHLORODIFLUOROMETHANE | EPA 524.3 | VOC, GC/MS, P&T, CAPCOLUMN
2212 | DICHLORODIFLUOROMETHANE | EPA 524.2 | VOC, GC/MS, P&T, CAPCOLUMN
2212 | DICHLORODIFLUOROMETHANE | NO METHOD | NO METHOD
2212 | DICHLORODIFLUOROMETHANE | 524.2 | VOC, GC/MS, P&T, CAPCOLUMN
2212 | DICHLORODIFLUOROMETHANE | 502.2 | VOC, GC, PID/ECD, P&T, CAPCOLUMN
2213 | CHLOROTHALONIL | 525.2 | ORGANICS, GC/MS, LIQ/SOLEXT, CAPCOLUMN
2213 | CHLOROTHALONIL | NO METHOD | NO METHOD
2213 | CHLOROTHALONIL | EPA 525.2 | ORGANICS, GC/MS, LIQ/SOLEXT, CAPCOLUMN
2213 | CHLOROTHALONIL | EPA 506 | ORGANICS, GC/MS, LIQ/SOLEXT, CAPCOLUMN
2213 | CHLOROTHALONIL | EPA 508A | ORGANICS, GC/MS, LIQ/SOLEXT, CAPCOLUMN
2214 | BROMOMETHANE | EPA 524.3 | VOC, GC/MS, P&T, CAPCOLUMN
2214 | BROMOMETHANE | EPA 524.2 | VOC, GC/MS, P&T, CAPCOLUMN
2214 | BROMOMETHANE | NO METHOD | NO METHOD
2214 | BROMOMETHANE | 524.2 | VOC, GC/MS, P&T, CAPCOLUMN
2214 | BROMOMETHANE | 502.2 | VOC, GC, PID/ECD, P&T, CAPCOLUMN
2215 | CHLOROPYRIFOS | 525.2 | ORGANICS, GC/MS, LIQ/SOLEXT, CAPCOLUMN
2215 | CHLOROPYRIFOS | EPA 508A | ORGANICS, GC/MS, LIQ/SOLEXT, CAPCOLUMN
2215 | CHLOROPYRIFOS | EPA 506 | ORGANICS, GC/MS, LIQ/SOLEXT, CAPCOLUMN
2215 | CHLOROPYRIFOS | EPA 525.2 | ORGANICS, GC/MS, LIQ/SOLEXT, CAPCOLUMN
2215 | CHLOROPYRIFOS | NO METHOD | NO METHOD
2216 | CHLOROETHANE | 502.2 | VOC, GC, PID/ECD, P&T, CAPCOLUMN
2216 | CHLOROETHANE | 524.2 | VOC, GC/MS, P&T, CAPCOLUMN
2216 | CHLOROETHANE | NO METHOD | NO METHOD
2216 | CHLOROETHANE | EPA 524.2 | VOC, GC/MS, P&T, CAPCOLUMN
2216 | CHLOROETHANE | EPA 524.3 | VOC, GC/MS, P&T, CAPCOLUMN
2218 | TRICHLOROFLUOROMETHANE | EPA 524.2 | VOC, GC/MS, P&T, CAPCOLUMN
2218 | TRICHLOROFLUOROMETHANE | 502.2 | VOC, GC, PID/ECD, P&T, CAPCOLUMN
2218 | TRICHLOROFLUOROMETHANE | 524.2 | VOC, GC/MS, P&T, CAPCOLUMN
2218 | TRICHLOROFLUOROMETHANE | NO METHOD | NO METHOD
2218 | TRICHLOROFLUOROMETHANE | EPA 524.3 | VOC, GC/MS, P&T, CAPCOLUMN
2221 | DIMETHOATE | EPA 506 | ORGANICS, GC/MS, LIQ/SOLEXT, CAPCOLUMN
2221 | DIMETHOATE | EPA 508A | ORGANICS, GC/MS, LIQ/SOLEXT, CAPCOLUMN
2221 | DIMETHOATE | EPA 525.2 | ORGANICS, GC/MS, LIQ/SOLEXT, CAPCOLUMN
2221 | DIMETHOATE | 525.2 | ORGANICS, GC/MS, LIQ/SOLEXT, CAPCOLUMN
2223 | DI-N-OCTYL PHTHALATE | EPA 525.2 | ORGANICS, GC/MS, LIQ/SOLEXT, CAPCOLUMN
2223 | DI-N-OCTYL PHTHALATE | 525.2 | ORGANICS, GC/MS, LIQ/SOLEXT, CAPCOLUMN
2223 | DI-N-OCTYL PHTHALATE | EPA 506 | ORGANICS, GC/MS, LIQ/SOLEXT, CAPCOLUMN
2223 | DI-N-OCTYL PHTHALATE | EPA 508A | ORGANICS, GC/MS, LIQ/SOLEXT, CAPCOLUMN
2224 | TRANS-1,3-DICHLOROPROPENE | 524.2 | VOC, GC/MS, P&T, CAPCOLUMN
2224 | TRANS-1,3-DICHLOROPROPENE | NO METHOD | NO METHOD
2224 | TRANS-1,3-DICHLOROPROPENE | EPA 524.3 | VOC, GC/MS, P&T, CAPCOLUMN
2224 | TRANS-1,3-DICHLOROPROPENE | EPA 524.2 | VOC, GC/MS, P&T, CAPCOLUMN
2228 | CIS-1,3-DICHLOROPROPENE | 524.2 | VOC, GC/MS, P&T, CAPCOLUMN
2228 | CIS-1,3-DICHLOROPROPENE | NO METHOD | NO METHOD
2228 | CIS-1,3-DICHLOROPROPENE | EPA 524.2 | VOC, GC/MS, P&T, CAPCOLUMN
2228 | CIS-1,3-DICHLOROPROPENE | EPA 524.3 | VOC, GC/MS, P&T, CAPCOLUMN
2232 | 1,2-DIBROMOETHYLENE | 524.2 | VOC, GC/MS, P&T, CAPCOLUMN
2232 | 1,2-DIBROMOETHYLENE | 504.1 | GC-MICROEXTRACTION-ECD
2232 | 1,2-DIBROMOETHYLENE | EPA 524.3 | VOC, GC/MS, P&T, CAPCOLUMN
2232 | 1,2-DIBROMOETHYLENE | EPA 524.2 | VOC, GC/MS, P&T, CAPCOLUMN
2232 | 1,2-DIBROMOETHYLENE | EPA 504.1 | GC-MICROEXTRACTION-ECD
2237 | BENZOIC ACID | EPA 515.3 | ACIDS, CHLORINATED, GC, ELCAPDET
2237 | BENZOIC ACID | 515.3 | ACIDS, CHLORINATED, GC, ELCAPDET
2243 | ACETONE | NO METHOD | NO METHOD
2243 | ACETONE | EPA 524.2 | VOC, GC/MS, P&T, CAPCOLUMN
2243 | ACETONE | EPA 524.3 | VOC, GC/MS, P&T, CAPCOLUMN
2243 | ACETONE | 524.2 | VOC, GC/MS, P&T, CAPCOLUMN
2245 | ISOPROPYL ETHER | 524.2 | VOC, GC/MS, P&T, CAPCOLUMN
2245 | ISOPROPYL ETHER | NO METHOD | NO METHOD
2245 | ISOPROPYL ETHER | EPA 524.2 | VOC, GC/MS, P&T, CAPCOLUMN
2245 | ISOPROPYL ETHER | EPA 524.3 | VOC, GC/MS, P&T, CAPCOLUMN
2246 | HEXACHLOROBUTADIENE | 502.2 | VOC, GC, PID/ECD, P&T, CAPCOLUMN
2246 | HEXACHLOROBUTADIENE | 524.2 | VOC, GC/MS, P&T, CAPCOLUMN
2246 | HEXACHLOROBUTADIENE | NO METHOD | NO METHOD
2246 | HEXACHLOROBUTADIENE | EPA 524.2 | VOC, GC/MS, P&T, CAPCOLUMN
2246 | HEXACHLOROBUTADIENE | EPA 524.3 | VOC, GC/MS, P&T, CAPCOLUMN
2247 | METHYL ETHYL KETONE | NO METHOD | NO METHOD
2247 | METHYL ETHYL KETONE | 524.2 | VOC, GC/MS, P&T, CAPCOLUMN
2247 | METHYL ETHYL KETONE | EPA 524.2 | VOC, GC/MS, P&T, CAPCOLUMN
2247 | METHYL ETHYL KETONE | EPA 524.3 | VOC, GC/MS, P&T, CAPCOLUMN
2248 | NAPHTHALENE | 524.2 | VOC, GC/MS, P&T, CAPCOLUMN
2248 | NAPHTHALENE | 502.2 | VOC, GC, PID/ECD, P&T, CAPCOLUMN
2248 | NAPHTHALENE | NO METHOD | NO METHOD
2248 | NAPHTHALENE | EPA 524.3 | VOC, GC/MS, P&T, CAPCOLUMN
2248 | NAPHTHALENE | EPA 524.2 | VOC, GC/MS, P&T, CAPCOLUMN
2249 | METHYL ISOBUTYL KETONE | 524.2 | VOC, GC/MS, P&T, CAPCOLUMN
2249 | METHYL ISOBUTYL KETONE | EPA 524.2 | VOC, GC/MS, P&T, CAPCOLUMN
2249 | METHYL ISOBUTYL KETONE | NO METHOD | NO METHOD
2249 | METHYL ISOBUTYL KETONE | EPA 524.3 | VOC, GC/MS, P&T, CAPCOLUMN
2251 | METHYL TERT-BUTYL ETHER | NO METHOD | NO METHOD
2251 | METHYL TERT-BUTYL ETHER | 524.2 | VOC, GC/MS, P&T, CAPCOLUMN
2251 | METHYL TERT-BUTYL ETHER | EPA 524.3 | VOC, GC/MS, P&T, CAPCOLUMN
2251 | METHYL TERT-BUTYL ETHER | EPA 524.2 | VOC, GC/MS, P&T, CAPCOLUMN
2254 | NITROBENZENE | EPA 524.3 | VOC, GC/MS, P&T, CAPCOLUMN
2254 | NITROBENZENE | NO METHOD | NO METHOD
2254 | NITROBENZENE | 524.2 | VOC, GC/MS, P&T, CAPCOLUMN
2254 | NITROBENZENE | EPA 524.2 | VOC, GC/MS, P&T, CAPCOLUMN
2260 | ACENAPHTHYLENE | 525.2 | ORGANICS, GC/MS, LIQ/SOLEXT, CAPCOLUMN
2260 | ACENAPHTHYLENE | NO METHOD | NO METHOD
2260 | ACENAPHTHYLENE | EPA 525.2 | ORGANICS, GC/MS, LIQ/SOLEXT, CAPCOLUMN
2260 | ACENAPHTHYLENE | EPA 506 | ORGANICS, GC/MS, LIQ/SOLEXT, CAPCOLUMN
2260 | ACENAPHTHYLENE | EPA 508A | ORGANICS, GC/MS, LIQ/SOLEXT, CAPCOLUMN
2261 | ACENAPHTHENE | 525.2 | ORGANICS, GC/MS, LIQ/SOLEXT, CAPCOLUMN
2261 | ACENAPHTHENE | EPA 525.2 | ORGANICS, GC/MS, LIQ/SOLEXT, CAPCOLUMN
2261 | ACENAPHTHENE | EPA 508A | ORGANICS, GC/MS, LIQ/SOLEXT, CAPCOLUMN
2261 | ACENAPHTHENE | EPA 506 | ORGANICS, GC/MS, LIQ/SOLEXT, CAPCOLUMN
2262 | ISOPHORONE | 525.2 | ORGANICS, GC/MS, LIQ/SOLEXT, CAPCOLUMN
2262 | ISOPHORONE | EPA 506 | ORGANICS, GC/MS, LIQ/SOLEXT, CAPCOLUMN
2262 | ISOPHORONE | EPA 525.2 | ORGANICS, GC/MS, LIQ/SOLEXT, CAPCOLUMN
2262 | ISOPHORONE | EPA 508A | ORGANICS, GC/MS, LIQ/SOLEXT, CAPCOLUMN
2264 | FLUORENE | 525.2 | ORGANICS, GC/MS, LIQ/SOLEXT, CAPCOLUMN
2264 | FLUORENE | NO METHOD | NO METHOD
2264 | FLUORENE | EPA 508A | ORGANICS, GC/MS, LIQ/SOLEXT, CAPCOLUMN
2264 | FLUORENE | EPA 506 | ORGANICS, GC/MS, LIQ/SOLEXT, CAPCOLUMN
2264 | FLUORENE | EPA 525.2 | ORGANICS, GC/MS, LIQ/SOLEXT, CAPCOLUMN
2265 | ACRYLAMIDE | 524.2 | VOC, GC/MS, P&T, CAPCOLUMN
2265 | ACRYLAMIDE | NO METHOD | NO METHOD
2265 | ACRYLAMIDE | EPA 524.2 | VOC, GC/MS, P&T, CAPCOLUMN
2265 | ACRYLAMIDE | EPA 524.3 | VOC, GC/MS, P&T, CAPCOLUMN
2266 | 2,6-DINITROTOLUENE | 525.2 | ORGANICS, GC/MS, LIQ/SOLEXT, CAPCOLUMN
2266 | 2,6-DINITROTOLUENE | EPA 525.2 | ORGANICS, GC/MS, LIQ/SOLEXT, CAPCOLUMN
2266 | 2,6-DINITROTOLUENE | EPA 508A | ORGANICS, GC/MS, LIQ/SOLEXT, CAPCOLUMN
2266 | 2,6-DINITROTOLUENE | EPA 506 | ORGANICS, GC/MS, LIQ/SOLEXT, CAPCOLUMN
2269 | 2-HEXANONE | EPA 524.2 | VOC, GC/MS, P&T, CAPCOLUMN
2269 | 2-HEXANONE | 524.2 | VOC, GC/MS, P&T, CAPCOLUMN
2269 | 2-HEXANONE | NO METHOD | NO METHOD
2269 | 2-HEXANONE | EPA 524.3 | VOC, GC/MS, P&T, CAPCOLUMN
2270 | 2,4-DINITROTOLUENE | 525.2 | ORGANICS, GC/MS, LIQ/SOLEXT, CAPCOLUMN
2270 | 2,4-DINITROTOLUENE | EPA 525.2 | ORGANICS, GC/MS, LIQ/SOLEXT, CAPCOLUMN
2270 | 2,4-DINITROTOLUENE | EPA 506 | ORGANICS, GC/MS, LIQ/SOLEXT, CAPCOLUMN
2270 | 2,4-DINITROTOLUENE | EPA 508A | ORGANICS, GC/MS, LIQ/SOLEXT, CAPCOLUMN
2273 | TRANS-NONACHLOR | EPA 506 | ORGANICS, GC/MS, LIQ/SOLEXT, CAPCOLUMN
2273 | TRANS-NONACHLOR | EPA 508A | ORGANICS, GC/MS, LIQ/SOLEXT, CAPCOLUMN
2273 | TRANS-NONACHLOR | EPA 525.2 | ORGANICS, GC/MS, LIQ/SOLEXT, CAPCOLUMN
2273 | TRANS-NONACHLOR | 525.2 | ORGANICS, GC/MS, LIQ/SOLEXT, CAPCOLUMN
2274 | HEXACHLOROBENZENE | NO METHOD | NO METHOD
2274 | HEXACHLOROBENZENE | 508 | PESTICIDES, CHLORINATED, GC, ELCAPDET
2274 | HEXACHLOROBENZENE | EPA 508 | PESTICIDES, CHLORINATED, GC, ELCAPDET
2274 | HEXACHLOROBENZENE | EPA 508.1 | PESTICIDES, PCB, GC, MICROEXTRACT
2274 | HEXACHLOROBENZENE | EPA 525.2 | ORGANICS, GC/MS, LIQ/SOLEXT, CAPCOLUMN
2274 | HEXACHLOROBENZENE | 508.0 | PESTICIDES, CHLORINATED, GC, ELCAPDET
2274 | HEXACHLOROBENZENE | EPA 505 | PESTICIDES, PCB, GC, MICROEXTRACT
2274 | HEXACHLOROBENZENE | 508A | PESTICIDES, CHLORINATED, GC, ELCAPDET
2274 | HEXACHLOROBENZENE | EPA 506 | ORGANICS, GC/MS, LIQ/SOLEXT, CAPCOLUMN
2274 | HEXACHLOROBENZENE | EPA 508A | ORGANICS, GC/MS, LIQ/SOLEXT, CAPCOLUMN
2274 | HEXACHLOROBENZENE | 505.0 | PESTICIDES, PCB, GC, MICROEXTRACT
2274 | HEXACHLOROBENZENE | 505 | PESTICIDES, PCB, GC, MICROEXTRACT
2274 | HEXACHLOROBENZENE | 525.2 | ORGANICS, GC/MS, LIQ/SOLEXT, CAPCOLUMN
2274 | HEXACHLOROBENZENE | 508.1 | PESTICIDES, PCB, GC, MICROEXTRACT
2278 | PHENANTHRENE | EPA 508A | ORGANICS, GC/MS, LIQ/SOLEXT, CAPCOLUMN
2278 | PHENANTHRENE | EPA 506 | ORGANICS, GC/MS, LIQ/SOLEXT, CAPCOLUMN
2278 | PHENANTHRENE | EPA 525.2 | ORGANICS, GC/MS, LIQ/SOLEXT, CAPCOLUMN
2278 | PHENANTHRENE | NO METHOD | NO METHOD
2278 | PHENANTHRENE | 525.2 | ORGANICS, GC/MS, LIQ/SOLEXT, CAPCOLUMN
2280 | ANTHRACENE | 525.2 | ORGANICS, GC/MS, LIQ/SOLEXT, CAPCOLUMN
2280 | ANTHRACENE | NO METHOD | NO METHOD
2280 | ANTHRACENE | EPA 525.2 | ORGANICS, GC/MS, LIQ/SOLEXT, CAPCOLUMN
2280 | ANTHRACENE | EPA 506 | ORGANICS, GC/MS, LIQ/SOLEXT, CAPCOLUMN
2280 | ANTHRACENE | EPA 508A | ORGANICS, GC/MS, LIQ/SOLEXT, CAPCOLUMN
2282 | DIMETHYL PHTHALATE | 525.2 | ORGANICS, GC/MS, LIQ/SOLEXT, CAPCOLUMN
2282 | DIMETHYL PHTHALATE | NO METHOD | NO METHOD
2282 | DIMETHYL PHTHALATE | EPA 525.2 | ORGANICS, GC/MS, LIQ/SOLEXT, CAPCOLUMN
2282 | DIMETHYL PHTHALATE | EPA 506 | ORGANICS, GC/MS, LIQ/SOLEXT, CAPCOLUMN
2282 | DIMETHYL PHTHALATE | EPA 508A | ORGANICS, GC/MS, LIQ/SOLEXT, CAPCOLUMN
2284 | DIETHYL PHTHALATE | 525.2 | ORGANICS, GC/MS, LIQ/SOLEXT, CAPCOLUMN
2284 | DIETHYL PHTHALATE | NO METHOD | NO METHOD
2284 | DIETHYL PHTHALATE | EPA 508A | ORGANICS, GC/MS, LIQ/SOLEXT, CAPCOLUMN
2284 | DIETHYL PHTHALATE | EPA 506 | ORGANICS, GC/MS, LIQ/SOLEXT, CAPCOLUMN
2284 | DIETHYL PHTHALATE | EPA 525.2 | ORGANICS, GC/MS, LIQ/SOLEXT, CAPCOLUMN
2286 | FLUORANTHENE | EPA 508A | ORGANICS, GC/MS, LIQ/SOLEXT, CAPCOLUMN
2286 | FLUORANTHENE | EPA 506 | ORGANICS, GC/MS, LIQ/SOLEXT, CAPCOLUMN
2286 | FLUORANTHENE | EPA 525.2 | ORGANICS, GC/MS, LIQ/SOLEXT, CAPCOLUMN
2286 | FLUORANTHENE | 525.2 | ORGANICS, GC/MS, LIQ/SOLEXT, CAPCOLUMN
2288 | PYRENE | NO METHOD | NO METHOD
2288 | PYRENE | EPA 525.2 | ORGANICS, GC/MS, LIQ/SOLEXT, CAPCOLUMN
2288 | PYRENE | EPA 506 | ORGANICS, GC/MS, LIQ/SOLEXT, CAPCOLUMN
2288 | PYRENE | EPA 508A | ORGANICS, GC/MS, LIQ/SOLEXT, CAPCOLUMN
2288 | PYRENE | 525.2 | ORGANICS, GC/MS, LIQ/SOLEXT, CAPCOLUMN
2290 | DI-N-BUTYL PHTHALATE | EPA 506 | ORGANICS, GC/MS, LIQ/SOLEXT, CAPCOLUMN
2290 | DI-N-BUTYL PHTHALATE | EPA 525.2 | ORGANICS, GC/MS, LIQ/SOLEXT, CAPCOLUMN
2290 | DI-N-BUTYL PHTHALATE | NO METHOD | NO METHOD
2290 | DI-N-BUTYL PHTHALATE | 525.2 | ORGANICS, GC/MS, LIQ/SOLEXT, CAPCOLUMN
2290 | DI-N-BUTYL PHTHALATE | EPA 508A | ORGANICS, GC/MS, LIQ/SOLEXT, CAPCOLUMN
2294 | BUTYLBENZYL PHTHALATE | NO METHOD | NO METHOD
2294 | BUTYLBENZYL PHTHALATE | EPA 525.2 | ORGANICS, GC/MS, LIQ/SOLEXT, CAPCOLUMN
2294 | BUTYLBENZYL PHTHALATE | EPA 506 | ORGANICS, GC/MS, LIQ/SOLEXT, CAPCOLUMN
2294 | BUTYLBENZYL PHTHALATE | EPA 508A | ORGANICS, GC/MS, LIQ/SOLEXT, CAPCOLUMN
2294 | BUTYLBENZYL PHTHALATE | 525.2 | ORGANICS, GC/MS, LIQ/SOLEXT, CAPCOLUMN
2296 | CHRYSENE | EPA 506 | ORGANICS, GC/MS, LIQ/SOLEXT, CAPCOLUMN
2296 | CHRYSENE | EPA 508A | ORGANICS, GC/MS, LIQ/SOLEXT, CAPCOLUMN
2296 | CHRYSENE | EPA 525.2 | ORGANICS, GC/MS, LIQ/SOLEXT, CAPCOLUMN
2296 | CHRYSENE | NO METHOD | NO METHOD
2296 | CHRYSENE | 525.2 | ORGANICS, GC/MS, LIQ/SOLEXT, CAPCOLUMN
2298 | BIS(2-ETHYLHEXYL) PHTHALATE | 525.2 | ORGANICS, GC/MS, LIQ/SOLEXT, CAPCOLUMN
2298 | BIS(2-ETHYLHEXYL) PHTHALATE | NO METHOD | NO METHOD
2298 | BIS(2-ETHYLHEXYL) PHTHALATE | EPA 525.2 | ORGANICS, GC/MS, LIQ/SOLEXT, CAPCOLUMN
2298 | BIS(2-ETHYLHEXYL) PHTHALATE | EPA 506 | ORGANICS, GC/MS, LIQ/SOLEXT, CAPCOLUMN
2298 | BIS(2-ETHYLHEXYL) PHTHALATE | EPA 508A | ORGANICS, GC/MS, LIQ/SOLEXT, CAPCOLUMN
2300 | BENZO(A)ANTHRACENE | NO METHOD | NO METHOD
2300 | BENZO(A)ANTHRACENE | 525.2 | ORGANICS, GC/MS, LIQ/SOLEXT, CAPCOLUMN
2300 | BENZO(A)ANTHRACENE | EPA 525.2 | ORGANICS, GC/MS, LIQ/SOLEXT, CAPCOLUMN
2300 | BENZO(A)ANTHRACENE | EPA 506 | ORGANICS, GC/MS, LIQ/SOLEXT, CAPCOLUMN
2300 | BENZO(A)ANTHRACENE | EPA 508A | ORGANICS, GC/MS, LIQ/SOLEXT, CAPCOLUMN
2302 | BENZO(B)FLUORANTHENE | 525.2 | ORGANICS, GC/MS, LIQ/SOLEXT, CAPCOLUMN
2302 | BENZO(B)FLUORANTHENE | NO METHOD | NO METHOD
2302 | BENZO(B)FLUORANTHENE | EPA 525.2 | ORGANICS, GC/MS, LIQ/SOLEXT, CAPCOLUMN
2302 | BENZO(B)FLUORANTHENE | EPA 506 | ORGANICS, GC/MS, LIQ/SOLEXT, CAPCOLUMN
2302 | BENZO(B)FLUORANTHENE | EPA 508A | ORGANICS, GC/MS, LIQ/SOLEXT, CAPCOLUMN
2304 | BENZO(K)FLUORANTHENE | NO METHOD | NO METHOD
2304 | BENZO(K)FLUORANTHENE | 525.2 | ORGANICS, GC/MS, LIQ/SOLEXT, CAPCOLUMN
2304 | BENZO(K)FLUORANTHENE | EPA 525.2 | ORGANICS, GC/MS, LIQ/SOLEXT, CAPCOLUMN
2304 | BENZO(K)FLUORANTHENE | EPA 508A | ORGANICS, GC/MS, LIQ/SOLEXT, CAPCOLUMN
2304 | BENZO(K)FLUORANTHENE | EPA 506 | ORGANICS, GC/MS, LIQ/SOLEXT, CAPCOLUMN
2306 | BENZO(A)PYRENE | 525.2 | ORGANICS, GC/MS, LIQ/SOLEXT, CAPCOLUMN
2306 | BENZO(A)PYRENE | NO METHOD | NO METHOD
2306 | BENZO(A)PYRENE | EPA 525.2 | ORGANICS, GC/MS, LIQ/SOLEXT, CAPCOLUMN
2306 | BENZO(A)PYRENE | EPA 550.1 | HIGH PERF LIQ CHR-L/L EXT- UV AND FLUOR
2306 | BENZO(A)PYRENE | EPA 506 | ORGANICS, GC/MS, LIQ/SOLEXT, CAPCOLUMN
2306 | BENZO(A)PYRENE | EPA 508A | ORGANICS, GC/MS, LIQ/SOLEXT, CAPCOLUMN
2308 | IDENO(1,2,3-CD)PYRENE | 525.2 | ORGANICS, GC/MS, LIQ/SOLEXT, CAPCOLUMN
2308 | IDENO(1,2,3-CD)PYRENE | NO METHOD | NO METHOD
2308 | IDENO(1,2,3-CD)PYRENE | EPA 506 | ORGANICS, GC/MS, LIQ/SOLEXT, CAPCOLUMN
2308 | IDENO(1,2,3-CD)PYRENE | EPA 525.2 | ORGANICS, GC/MS, LIQ/SOLEXT, CAPCOLUMN
2308 | IDENO(1,2,3-CD)PYRENE | EPA 508A | ORGANICS, GC/MS, LIQ/SOLEXT, CAPCOLUMN
2310 | DIBENZO(A,H)ANTHRACENE | 525.2 | ORGANICS, GC/MS, LIQ/SOLEXT, CAPCOLUMN
2310 | DIBENZO(A,H)ANTHRACENE | NO METHOD | NO METHOD
2310 | DIBENZO(A,H)ANTHRACENE | EPA 525.2 | ORGANICS, GC/MS, LIQ/SOLEXT, CAPCOLUMN
2310 | DIBENZO(A,H)ANTHRACENE | EPA 506 | ORGANICS, GC/MS, LIQ/SOLEXT, CAPCOLUMN
2310 | DIBENZO(A,H)ANTHRACENE | EPA 508A | ORGANICS, GC/MS, LIQ/SOLEXT, CAPCOLUMN
2312 | BENZO(G,H,I)PERYLENE | 525.2 | ORGANICS, GC/MS, LIQ/SOLEXT, CAPCOLUMN
2312 | BENZO(G,H,I)PERYLENE | NO METHOD | NO METHOD
2312 | BENZO(G,H,I)PERYLENE | EPA 525.2 | ORGANICS, GC/MS, LIQ/SOLEXT, CAPCOLUMN
2312 | BENZO(G,H,I)PERYLENE | EPA 506 | ORGANICS, GC/MS, LIQ/SOLEXT, CAPCOLUMN
2312 | BENZO(G,H,I)PERYLENE | EPA 508A | ORGANICS, GC/MS, LIQ/SOLEXT, CAPCOLUMN
2326 | PENTACHLOROPHENOL | 515.1 | ACIDS, CHLORINATED, GC, ELCAPDET
2326 | PENTACHLOROPHENOL | 515.2 | ACIDS, CHLORINATED, GC, ELCAPDET
2326 | PENTACHLOROPHENOL | 525.2 | ORGANICS, GC/MS, LIQ/SOLEXT, CAPCOLUMN
2326 | PENTACHLOROPHENOL | 515.4 | ACIDS, CHLORINATED, GC, ELCAPDET
2326 | PENTACHLOROPHENOL | 515.3 | ACIDS, CHLORINATED, GC, ELCAPDET
2326 | PENTACHLOROPHENOL | EPA 508A | ORGANICS, GC/MS, LIQ/SOLEXT, CAPCOLUMN
2326 | PENTACHLOROPHENOL | EPA 525.2 | ORGANICS, GC/MS, LIQ/SOLEXT, CAPCOLUMN
2326 | PENTACHLOROPHENOL | EPA 515.1 | ACIDS, CHLORINATED, GC, ELCAPDET
2326 | PENTACHLOROPHENOL | EPA 515.3 | ACIDS, CHLORINATED, GC, ELCAPDET
2326 | PENTACHLOROPHENOL | EPA 515.4 | ACIDS, CHLORINATED, GC, ELCAPDET
2326 | PENTACHLOROPHENOL | EPA 506 | ORGANICS, GC/MS, LIQ/SOLEXT, CAPCOLUMN
2326 | PENTACHLOROPHENOL | NO METHOD | NO METHOD
2348 | .ALPHA.-BHC | 525.2 | ORGANICS, GC/MS, LIQ/SOLEXT, CAPCOLUMN
2348 | .ALPHA.-BHC | EPA 508A | ORGANICS, GC/MS, LIQ/SOLEXT, CAPCOLUMN
2348 | .ALPHA.-BHC | EPA 506 | ORGANICS, GC/MS, LIQ/SOLEXT, CAPCOLUMN
2348 | .ALPHA.-BHC | EPA 525.2 | ORGANICS, GC/MS, LIQ/SOLEXT, CAPCOLUMN
2350 | .BETA.-BHC | EPA 506 | ORGANICS, GC/MS, LIQ/SOLEXT, CAPCOLUMN
2350 | .BETA.-BHC | EPA 525.2 | ORGANICS, GC/MS, LIQ/SOLEXT, CAPCOLUMN
2350 | .BETA.-BHC | 525.2 | ORGANICS, GC/MS, LIQ/SOLEXT, CAPCOLUMN
2350 | .BETA.-BHC | EPA 508A | ORGANICS, GC/MS, LIQ/SOLEXT, CAPCOLUMN
2354 | .DELTA.-BHC | EPA 508A | ORGANICS, GC/MS, LIQ/SOLEXT, CAPCOLUMN
2354 | .DELTA.-BHC | EPA 506 | ORGANICS, GC/MS, LIQ/SOLEXT, CAPCOLUMN
2354 | .DELTA.-BHC | EPA 525.2 | ORGANICS, GC/MS, LIQ/SOLEXT, CAPCOLUMN
2354 | .DELTA.-BHC | 525.2 | ORGANICS, GC/MS, LIQ/SOLEXT, CAPCOLUMN
2356 | ALDRIN | EPA 505 | PESTICIDES, PCB, GC, MICROEXTRACT
2356 | ALDRIN | 508A | PESTICIDES, CHLORINATED, GC, ELCAPDET
2356 | ALDRIN | EPA 506 | ORGANICS, GC/MS, LIQ/SOLEXT, CAPCOLUMN
2356 | ALDRIN | 508.0 | PESTICIDES, CHLORINATED, GC, ELCAPDET
2356 | ALDRIN | EPA 525.2 | ORGANICS, GC/MS, LIQ/SOLEXT, CAPCOLUMN
2356 | ALDRIN | 505.0 | PESTICIDES, PCB, GC, MICROEXTRACT
2356 | ALDRIN | NO METHOD | NO METHOD
2356 | ALDRIN | 508.1 | PESTICIDES, PCB, GC, MICROEXTRACT
2356 | ALDRIN | 525.2 | ORGANICS, GC/MS, LIQ/SOLEXT, CAPCOLUMN
2356 | ALDRIN | EPA 508A | ORGANICS, GC/MS, LIQ/SOLEXT, CAPCOLUMN
2356 | ALDRIN | 508 | PESTICIDES, CHLORINATED, GC, ELCAPDET
2356 | ALDRIN | 505 | PESTICIDES, PCB, GC, MICROEXTRACT
2372 | ENDRIN ALDEHYDE | 525.2 | ORGANICS, GC/MS, LIQ/SOLEXT, CAPCOLUMN
2372 | ENDRIN ALDEHYDE | NO METHOD | NO METHOD
2372 | ENDRIN ALDEHYDE | EPA 525.2 | ORGANICS, GC/MS, LIQ/SOLEXT, CAPCOLUMN
2372 | ENDRIN ALDEHYDE | EPA 506 | ORGANICS, GC/MS, LIQ/SOLEXT, CAPCOLUMN
2372 | ENDRIN ALDEHYDE | EPA 508A | ORGANICS, GC/MS, LIQ/SOLEXT, CAPCOLUMN
2378 | 1,2,4-TRICHLOROBENZENE | 502.2 | VOC, GC, PID/ECD, P&T, CAPCOLUMN
2378 | 1,2,4-TRICHLOROBENZENE | 524.2 | VOC, GC/MS, P&T, CAPCOLUMN
2378 | 1,2,4-TRICHLOROBENZENE | NO METHOD | NO METHOD
2378 | 1,2,4-TRICHLOROBENZENE | EPA 524.2 | VOC, GC/MS, P&T, CAPCOLUMN
2378 | 1,2,4-TRICHLOROBENZENE | EPA 524.3 | VOC, GC/MS, P&T, CAPCOLUMN
2380 | CIS-1,2-DICHLOROETHYLENE | 524.2 | VOC, GC/MS, P&T, CAPCOLUMN
2380 | CIS-1,2-DICHLOROETHYLENE | 502.2 | VOC, GC, PID/ECD, P&T, CAPCOLUMN
2380 | CIS-1,2-DICHLOROETHYLENE | EPA 524.2 | VOC, GC/MS, P&T, CAPCOLUMN
2380 | CIS-1,2-DICHLOROETHYLENE | NO METHOD | NO METHOD
2380 | CIS-1,2-DICHLOROETHYLENE | EPA 524.3 | VOC, GC/MS, P&T, CAPCOLUMN
2383 | TOTAL POLYCHLORINATED BIPHENYLS (PCB) | 505.0 | PESTICIDES, PCB, GC, MICROEXTRACT
2383 | TOTAL POLYCHLORINATED BIPHENYLS (PCB) | EPA 508A | ORGANICS, GC/MS, LIQ/SOLEXT, CAPCOLUMN
2383 | TOTAL POLYCHLORINATED BIPHENYLS (PCB) | EPA 524.3 | VOC, GC/MS, P&T, CAPCOLUMN
2383 | TOTAL POLYCHLORINATED BIPHENYLS (PCB) | EPA 525.2 | ORGANICS, GC/MS, LIQ/SOLEXT, CAPCOLUMN
2383 | TOTAL POLYCHLORINATED BIPHENYLS (PCB) | 508.0 | PESTICIDES, CHLORINATED, GC, ELCAPDET
2383 | TOTAL POLYCHLORINATED BIPHENYLS (PCB) | EPA 505 | PESTICIDES, PCB, GC, MICROEXTRACT
2383 | TOTAL POLYCHLORINATED BIPHENYLS (PCB) | 508A | PESTICIDES, CHLORINATED, GC, ELCAPDET
2383 | TOTAL POLYCHLORINATED BIPHENYLS (PCB) | EPA 506 | ORGANICS, GC/MS, LIQ/SOLEXT, CAPCOLUMN
2383 | TOTAL POLYCHLORINATED BIPHENYLS (PCB) | 508.1 | PESTICIDES, PCB, GC, MICROEXTRACT
2383 | TOTAL POLYCHLORINATED BIPHENYLS (PCB) | 525.2 | ORGANICS, GC/MS, LIQ/SOLEXT, CAPCOLUMN
2383 | TOTAL POLYCHLORINATED BIPHENYLS (PCB) | 524.2 | VOC, GC/MS, P&T, CAPCOLUMN
2383 | TOTAL POLYCHLORINATED BIPHENYLS (PCB) | 505 | PESTICIDES, PCB, GC, MICROEXTRACT
2383 | TOTAL POLYCHLORINATED BIPHENYLS (PCB) | 508 | PESTICIDES, CHLORINATED, GC, ELCAPDET
2383 | TOTAL POLYCHLORINATED BIPHENYLS (PCB) | EPA 524.2 | VOC, GC/MS, P&T, CAPCOLUMN
2384 | DECACHLOROBIPHENYL | 525.2 | ORGANICS, GC/MS, LIQ/SOLEXT, CAPCOLUMN
2384 | DECACHLOROBIPHENYL | NO METHOD | NO METHOD
2384 | DECACHLOROBIPHENYL | EPA 525.2 | ORGANICS, GC/MS, LIQ/SOLEXT, CAPCOLUMN
2384 | DECACHLOROBIPHENYL | EPA 506 | ORGANICS, GC/MS, LIQ/SOLEXT, CAPCOLUMN
2384 | DECACHLOROBIPHENYL | EPA 508A | ORGANICS, GC/MS, LIQ/SOLEXT, CAPCOLUMN
2388 | AROCLOR 1016 | 508A | PESTICIDES, CHLORINATED, GC, ELCAPDET
2388 | AROCLOR 1016 | 508.0 | PESTICIDES, CHLORINATED, GC, ELCAPDET
2388 | AROCLOR 1016 | EPA 505 | PESTICIDES, PCB, GC, MICROEXTRACT
2388 | AROCLOR 1016 | EPA 508.1 | PESTICIDES, PCB, GC, MICROEXTRACT
2388 | AROCLOR 1016 | EPA 508 | PESTICIDES, CHLORINATED, GC, ELCAPDET
2388 | AROCLOR 1016 | 505.0 | PESTICIDES, PCB, GC, MICROEXTRACT
2388 | AROCLOR 1016 | NO METHOD | NO METHOD
2388 | AROCLOR 1016 | 508.1 | PESTICIDES, PCB, GC, MICROEXTRACT
2388 | AROCLOR 1016 | 505 | PESTICIDES, PCB, GC, MICROEXTRACT
2388 | AROCLOR 1016 | 508 | PESTICIDES, CHLORINATED, GC, ELCAPDET
2390 | AROCLOR 1221 | NO METHOD | NO METHOD
2390 | AROCLOR 1221 | 505.0 | PESTICIDES, PCB, GC, MICROEXTRACT
2390 | AROCLOR 1221 | EPA 508 | PESTICIDES, CHLORINATED, GC, ELCAPDET
2390 | AROCLOR 1221 | EPA 508.1 | PESTICIDES, PCB, GC, MICROEXTRACT
2390 | AROCLOR 1221 | 508.1 | PESTICIDES, PCB, GC, MICROEXTRACT
2390 | AROCLOR 1221 | EPA 505 | PESTICIDES, PCB, GC, MICROEXTRACT
2390 | AROCLOR 1221 | 508A | PESTICIDES, CHLORINATED, GC, ELCAPDET
2390 | AROCLOR 1221 | 508 | PESTICIDES, CHLORINATED, GC, ELCAPDET
2390 | AROCLOR 1221 | 505 | PESTICIDES, PCB, GC, MICROEXTRACT
2390 | AROCLOR 1221 | 508.0 | PESTICIDES, CHLORINATED, GC, ELCAPDET
2392 | AROCLOR 1232 | EPA 505 | PESTICIDES, PCB, GC, MICROEXTRACT
2392 | AROCLOR 1232 | 508.0 | PESTICIDES, CHLORINATED, GC, ELCAPDET
2392 | AROCLOR 1232 | EPA 508.1 | PESTICIDES, PCB, GC, MICROEXTRACT
2392 | AROCLOR 1232 | EPA 508 | PESTICIDES, CHLORINATED, GC, ELCAPDET
2392 | AROCLOR 1232 | 505.0 | PESTICIDES, PCB, GC, MICROEXTRACT
2392 | AROCLOR 1232 | NO METHOD | NO METHOD
2392 | AROCLOR 1232 | 508.1 | PESTICIDES, PCB, GC, MICROEXTRACT
2392 | AROCLOR 1232 | 508A | PESTICIDES, CHLORINATED, GC, ELCAPDET
2392 | AROCLOR 1232 | 505 | PESTICIDES, PCB, GC, MICROEXTRACT
2392 | AROCLOR 1232 | 508 | PESTICIDES, CHLORINATED, GC, ELCAPDET
2394 | AROCLOR 1242 | 508A | PESTICIDES, CHLORINATED, GC, ELCAPDET
2394 | AROCLOR 1242 | EPA 506 | ORGANICS, GC/MS, LIQ/SOLEXT, CAPCOLUMN
2394 | AROCLOR 1242 | EPA 508A | ORGANICS, GC/MS, LIQ/SOLEXT, CAPCOLUMN
2394 | AROCLOR 1242 | EPA 505 | PESTICIDES, PCB, GC, MICROEXTRACT
2394 | AROCLOR 1242 | 508.0 | PESTICIDES, CHLORINATED, GC, ELCAPDET
2394 | AROCLOR 1242 | EPA 525.2 | ORGANICS, GC/MS, LIQ/SOLEXT, CAPCOLUMN
2394 | AROCLOR 1242 | EPA 508.1 | PESTICIDES, PCB, GC, MICROEXTRACT
2394 | AROCLOR 1242 | EPA 508 | PESTICIDES, CHLORINATED, GC, ELCAPDET
2394 | AROCLOR 1242 | 505.0 | PESTICIDES, PCB, GC, MICROEXTRACT
2394 | AROCLOR 1242 | NO METHOD | NO METHOD
2394 | AROCLOR 1242 | 508.1 | PESTICIDES, PCB, GC, MICROEXTRACT
2394 | AROCLOR 1242 | 525.2 | ORGANICS, GC/MS, LIQ/SOLEXT, CAPCOLUMN
2394 | AROCLOR 1242 | 505 | PESTICIDES, PCB, GC, MICROEXTRACT
2394 | AROCLOR 1242 | 508 | PESTICIDES, CHLORINATED, GC, ELCAPDET
2396 | AROCLOR 1248 | 508.0 | PESTICIDES, CHLORINATED, GC, ELCAPDET
2396 | AROCLOR 1248 | EPA 508.1 | PESTICIDES, PCB, GC, MICROEXTRACT
2396 | AROCLOR 1248 | 508A | PESTICIDES, CHLORINATED, GC, ELCAPDET
2396 | AROCLOR 1248 | EPA 505 | PESTICIDES, PCB, GC, MICROEXTRACT
2396 | AROCLOR 1248 | 508 | PESTICIDES, CHLORINATED, GC, ELCAPDET
2396 | AROCLOR 1248 | 505 | PESTICIDES, PCB, GC, MICROEXTRACT
2396 | AROCLOR 1248 | 508.1 | PESTICIDES, PCB, GC, MICROEXTRACT
2396 | AROCLOR 1248 | NO METHOD | NO METHOD
2396 | AROCLOR 1248 | 505.0 | PESTICIDES, PCB, GC, MICROEXTRACT
2396 | AROCLOR 1248 | EPA 508 | PESTICIDES, CHLORINATED, GC, ELCAPDET
2398 | AROCLOR 1254 | 508 | PESTICIDES, CHLORINATED, GC, ELCAPDET
2398 | AROCLOR 1254 | EPA 505 | PESTICIDES, PCB, GC, MICROEXTRACT
2398 | AROCLOR 1254 | 508.0 | PESTICIDES, CHLORINATED, GC, ELCAPDET
2398 | AROCLOR 1254 | EPA 508.1 | PESTICIDES, PCB, GC, MICROEXTRACT
2398 | AROCLOR 1254 | 508A | PESTICIDES, CHLORINATED, GC, ELCAPDET
2398 | AROCLOR 1254 | 505.0 | PESTICIDES, PCB, GC, MICROEXTRACT
2398 | AROCLOR 1254 | NO METHOD | NO METHOD
2398 | AROCLOR 1254 | 508.1 | PESTICIDES, PCB, GC, MICROEXTRACT
2398 | AROCLOR 1254 | 505 | PESTICIDES, PCB, GC, MICROEXTRACT
2398 | AROCLOR 1254 | EPA 508 | PESTICIDES, CHLORINATED, GC, ELCAPDET
2400 | AROCLOR 1260 | EPA 505 | PESTICIDES, PCB, GC, MICROEXTRACT
2400 | AROCLOR 1260 | 508.0 | PESTICIDES, CHLORINATED, GC, ELCAPDET
2400 | AROCLOR 1260 | 508A | PESTICIDES, CHLORINATED, GC, ELCAPDET
2400 | AROCLOR 1260 | 508 | PESTICIDES, CHLORINATED, GC, ELCAPDET
2400 | AROCLOR 1260 | 505 | PESTICIDES, PCB, GC, MICROEXTRACT
2400 | AROCLOR 1260 | 508.1 | PESTICIDES, PCB, GC, MICROEXTRACT
2400 | AROCLOR 1260 | NO METHOD | NO METHOD
2400 | AROCLOR 1260 | 505.0 | PESTICIDES, PCB, GC, MICROEXTRACT
2400 | AROCLOR 1260 | EPA 508 | PESTICIDES, CHLORINATED, GC, ELCAPDET
2400 | AROCLOR 1260 | EPA 508.1 | PESTICIDES, PCB, GC, MICROEXTRACT
2401 | DICHLOROBENZENES, TOTAL | EPA 524.3 | VOC, GC/MS, P&T, CAPCOLUMN
2401 | DICHLOROBENZENES, TOTAL | EPA 524.2 | VOC, GC/MS, P&T, CAPCOLUMN
2401 | DICHLOROBENZENES, TOTAL | 524.2 | VOC, GC/MS, P&T, CAPCOLUMN
2401 | DICHLOROBENZENES, TOTAL | 502.2 | VOC, GC, PID/ECD, P&T, CAPCOLUMN
2408 | DIBROMOMETHANE | 502.2 | VOC, GC, PID/ECD, P&T, CAPCOLUMN
2408 | DIBROMOMETHANE | EPA 524.2 | VOC, GC/MS, P&T, CAPCOLUMN
2408 | DIBROMOMETHANE | EPA 524.3 | VOC, GC/MS, P&T, CAPCOLUMN
2408 | DIBROMOMETHANE | NO METHOD | NO METHOD
2408 | DIBROMOMETHANE | 524.2 | VOC, GC/MS, P&T, CAPCOLUMN
2410 | 1,1-DICHLOROPROPENE | EPA 524.3 | VOC, GC/MS, P&T, CAPCOLUMN
2410 | 1,1-DICHLOROPROPENE | NO METHOD | NO METHOD
2410 | 1,1-DICHLOROPROPENE | EPA 524.2 | VOC, GC/MS, P&T, CAPCOLUMN
2410 | 1,1-DICHLOROPROPENE | 502.2 | VOC, GC, PID/ECD, P&T, CAPCOLUMN
2410 | 1,1-DICHLOROPROPENE | 524.2 | VOC, GC/MS, P&T, CAPCOLUMN
2412 | 1,3-DICHLOROPROPANE | EPA 524.3 | VOC, GC/MS, P&T, CAPCOLUMN
2412 | 1,3-DICHLOROPROPANE | 524.2 | VOC, GC/MS, P&T, CAPCOLUMN
2412 | 1,3-DICHLOROPROPANE | NO METHOD | NO METHOD
2412 | 1,3-DICHLOROPROPANE | 502.2 | VOC, GC, PID/ECD, P&T, CAPCOLUMN
2412 | 1,3-DICHLOROPROPANE | EPA 524.2 | VOC, GC/MS, P&T, CAPCOLUMN
2413 | 1,3-DICHLOROPROPENE | EPA 524.2 | VOC, GC/MS, P&T, CAPCOLUMN
2413 | 1,3-DICHLOROPROPENE | 502.2 | VOC, GC, PID/ECD, P&T, CAPCOLUMN
2413 | 1,3-DICHLOROPROPENE | 524.2 | VOC, GC/MS, P&T, CAPCOLUMN
2413 | 1,3-DICHLOROPROPENE | EPA 524.3 | VOC, GC/MS, P&T, CAPCOLUMN
2414 | 1,2,3-TRICHLOROPROPANE | EPA 504.1 | GC-MICROEXTRACTION-ECD
2414 | 1,2,3-TRICHLOROPROPANE | EPA 524.3 | VOC, GC/MS, P&T, CAPCOLUMN
2414 | 1,2,3-TRICHLOROPROPANE | EPA 524.2 | VOC, GC/MS, P&T, CAPCOLUMN
2414 | 1,2,3-TRICHLOROPROPANE | NO METHOD | NO METHOD
2414 | 1,2,3-TRICHLOROPROPANE | 552.1 | GC-L/S EXTRACTION-ELECTRON CAPTURE DETEC
2414 | 1,2,3-TRICHLOROPROPANE | 551.1 | DBPS & CL2 SOLVENTS GC L/L ELECTRON CAPT
2414 | 1,2,3-TRICHLOROPROPANE | 504.1 | GC-MICROEXTRACTION-ECD
2414 | 1,2,3-TRICHLOROPROPANE | 524.2 | VOC, GC/MS, P&T, CAPCOLUMN
2414 | 1,2,3-TRICHLOROPROPANE | 502.2 | VOC, GC, PID/ECD, P&T, CAPCOLUMN
2414 | 1,2,3-TRICHLOROPROPANE | SM 4500-CL G (AS HACH 8167) | GC-L/S EXTRACTION-ELECTRON CAPTURE DETEC
2414 | 1,2,3-TRICHLOROPROPANE | SM 4500-CL G-2000 | GC-L/S EXTRACTION-ELECTRON CAPTURE DETEC
2414 | 1,2,3-TRICHLOROPROPANE | SM 4500-CN> G | GC-L/S EXTRACTION-ELECTRON CAPTURE DETEC
2414 | 1,2,3-TRICHLOROPROPANE | SM4500-CL-F | GC-L/S EXTRACTION-ELECTRON CAPTURE DETEC
2414 | 1,2,3-TRICHLOROPROPANE | SM4500-CL-G | GC-L/S EXTRACTION-ELECTRON CAPTURE DETEC
2414 | 1,2,3-TRICHLOROPROPANE | SM 4500-CL F | GC-L/S EXTRACTION-ELECTRON CAPTURE DETEC
2414 | 1,2,3-TRICHLOROPROPANE | SM 4500-CL G (AS HACH 8021) | GC-L/S EXTRACTION-ELECTRON CAPTURE DETEC
2414 | 1,2,3-TRICHLOROPROPANE | SM 4500-CL G | GC-L/S EXTRACTION-ELECTRON CAPTURE DETEC
2416 | 2,2-DICHLOROPROPANE | NO METHOD | NO METHOD
2416 | 2,2-DICHLOROPROPANE | EPA 524.2 | VOC, GC/MS, P&T, CAPCOLUMN
2416 | 2,2-DICHLOROPROPANE | EPA 524.3 | VOC, GC/MS, P&T, CAPCOLUMN
2416 | 2,2-DICHLOROPROPANE | 524.2 | VOC, GC/MS, P&T, CAPCOLUMN
2416 | 2,2-DICHLOROPROPANE | 502.2 | VOC, GC, PID/ECD, P&T, CAPCOLUMN
2418 | 1,2,4-TRIMETHYLBENZENE | 524.2 | VOC, GC/MS, P&T, CAPCOLUMN
2418 | 1,2,4-TRIMETHYLBENZENE | 502.2 | VOC, GC, PID/ECD, P&T, CAPCOLUMN
2418 | 1,2,4-TRIMETHYLBENZENE | NO METHOD | NO METHOD
2418 | 1,2,4-TRIMETHYLBENZENE | EPA 524.2 | VOC, GC/MS, P&T, CAPCOLUMN
2418 | 1,2,4-TRIMETHYLBENZENE | EPA 524.3 | VOC, GC/MS, P&T, CAPCOLUMN
2419 | 1,2,3-TRIMETHYLBENZENE | 524.2 | VOC, GC/MS, P&T, CAPCOLUMN
2419 | 1,2,3-TRIMETHYLBENZENE | NO METHOD | NO METHOD
2419 | 1,2,3-TRIMETHYLBENZENE | EPA 524.2 | VOC, GC/MS, P&T, CAPCOLUMN
2419 | 1,2,3-TRIMETHYLBENZENE | EPA 524.3 | VOC, GC/MS, P&T, CAPCOLUMN
2420 | 1,2,3-TRICHLOROBENZENE | 502.2 | VOC, GC, PID/ECD, P&T, CAPCOLUMN
2420 | 1,2,3-TRICHLOROBENZENE | 524.2 | VOC, GC/MS, P&T, CAPCOLUMN
2420 | 1,2,3-TRICHLOROBENZENE | EPA 524.3 | VOC, GC/MS, P&T, CAPCOLUMN
2420 | 1,2,3-TRICHLOROBENZENE | EPA 524.2 | VOC, GC/MS, P&T, CAPCOLUMN
2420 | 1,2,3-TRICHLOROBENZENE | NO METHOD | NO METHOD
2422 | N-BUTYLBENZENE | NO METHOD | NO METHOD
2422 | N-BUTYLBENZENE | EPA 524.2 | VOC, GC/MS, P&T, CAPCOLUMN
2422 | N-BUTYLBENZENE | EPA 524.3 | VOC, GC/MS, P&T, CAPCOLUMN
2422 | N-BUTYLBENZENE | 524.2 | VOC, GC/MS, P&T, CAPCOLUMN
2422 | N-BUTYLBENZENE | 502.2 | VOC, GC, PID/ECD, P&T, CAPCOLUMN
2424 | 1,3,5-TRIMETHYLBENZENE | EPA 524.3 | VOC, GC/MS, P&T, CAPCOLUMN
2424 | 1,3,5-TRIMETHYLBENZENE | EPA 524.2 | VOC, GC/MS, P&T, CAPCOLUMN
2424 | 1,3,5-TRIMETHYLBENZENE | 502.2 | VOC, GC, PID/ECD, P&T, CAPCOLUMN
2424 | 1,3,5-TRIMETHYLBENZENE | 524.2 | VOC, GC/MS, P&T, CAPCOLUMN
2424 | 1,3,5-TRIMETHYLBENZENE | NO METHOD | NO METHOD
2426 | TERT-BUTYLBENZENE | 502.2 | VOC, GC, PID/ECD, P&T, CAPCOLUMN
2426 | TERT-BUTYLBENZENE | EPA 524.2 | VOC, GC/MS, P&T, CAPCOLUMN
2426 | TERT-BUTYLBENZENE | EPA 524.3 | VOC, GC/MS, P&T, CAPCOLUMN
2426 | TERT-BUTYLBENZENE | 524.2 | VOC, GC/MS, P&T, CAPCOLUMN
2426 | TERT-BUTYLBENZENE | NO METHOD | NO METHOD
2428 | SEC-BUTYLBENZENE | 524.2 | VOC, GC/MS, P&T, CAPCOLUMN
2428 | SEC-BUTYLBENZENE | 502.2 | VOC, GC, PID/ECD, P&T, CAPCOLUMN
2428 | SEC-BUTYLBENZENE | NO METHOD | NO METHOD
2428 | SEC-BUTYLBENZENE | EPA 524.2 | VOC, GC/MS, P&T, CAPCOLUMN
2428 | SEC-BUTYLBENZENE | EPA 524.3 | VOC, GC/MS, P&T, CAPCOLUMN
2430 | BROMOCHLOROMETHANE | 502.2 | VOC, GC, PID/ECD, P&T, CAPCOLUMN
2430 | BROMOCHLOROMETHANE | 524.2 | VOC, GC/MS, P&T, CAPCOLUMN
2430 | BROMOCHLOROMETHANE | EPA 524.3 | VOC, GC/MS, P&T, CAPCOLUMN
2430 | BROMOCHLOROMETHANE | EPA 524.2 | VOC, GC/MS, P&T, CAPCOLUMN
2430 | BROMOCHLOROMETHANE | NO METHOD | NO METHOD
2440 | DICAMBA | 515.2 | ACIDS, CHLORINATED, GC, ELCAPDET
2440 | DICAMBA | 515.4 | ACIDS, CHLORINATED, GC, ELCAPDET
2440 | DICAMBA | EPA 515.4 | ACIDS, CHLORINATED, GC, ELCAPDET
2440 | DICAMBA | NO METHOD | NO METHOD
2440 | DICAMBA | EPA 515.3 | ACIDS, CHLORINATED, GC, ELCAPDET
2440 | DICAMBA | 515.3 | ACIDS, CHLORINATED, GC, ELCAPDET
2450 | MONOCHLOROACETIC ACID | 6251B | GC-L/S EXTRACTION-ELECTRON CAPTURE DETEC
2450 | MONOCHLOROACETIC ACID | 552.2 | DBPS & CL2 SOLVENTS GC L/L ELECTRON CAPT
2450 | MONOCHLOROACETIC ACID | SM4500-CL-G | GC-L/S EXTRACTION-ELECTRON CAPTURE DETEC
2450 | MONOCHLOROACETIC ACID | SM4500-CL-F | GC-L/S EXTRACTION-ELECTRON CAPTURE DETEC
2450 | MONOCHLOROACETIC ACID | SM 4500-CN> G | GC-L/S EXTRACTION-ELECTRON CAPTURE DETEC
2450 | MONOCHLOROACETIC ACID | SM 4500-CL G-2000 | GC-L/S EXTRACTION-ELECTRON CAPTURE DETEC
2450 | MONOCHLOROACETIC ACID | SM 4500-CL G (AS HACH 8167) | GC-L/S EXTRACTION-ELECTRON CAPTURE DETEC
2450 | MONOCHLOROACETIC ACID | SM 4500-CL G (AS HACH 8021) | GC-L/S EXTRACTION-ELECTRON CAPTURE DETEC
2450 | MONOCHLOROACETIC ACID | SM 4500-CL G | GC-L/S EXTRACTION-ELECTRON CAPTURE DETEC
2450 | MONOCHLOROACETIC ACID | SM 4500-CL F | GC-L/S EXTRACTION-ELECTRON CAPTURE DETEC
2450 | MONOCHLOROACETIC ACID | SM6251B | GC-L/S EXTRACTION-ELECTRON CAPTURE DETEC
2450 | MONOCHLOROACETIC ACID | EPA 552.3 | GAS CHROMATOGRAPHY WITH ELECTRON CAPTURE
2450 | MONOCHLOROACETIC ACID | EPA 552.2 | DBPS & CL2 SOLVENTS GC L/L ELECTRON CAPT
2450 | MONOCHLOROACETIC ACID | NO METHOD | NO METHOD
2450 | MONOCHLOROACETIC ACID | 552.1 | GC-L/S EXTRACTION-ELECTRON CAPTURE DETEC
2450 | MONOCHLOROACETIC ACID | 552.3 | GAS CHROMATOGRAPHY WITH ELECTRON CAPTURE
2451 | DICHLOROACETIC ACID | 6251B | GC-L/S EXTRACTION-ELECTRON CAPTURE DETEC
2451 | DICHLOROACETIC ACID | SM4500-CL-G | GC-L/S EXTRACTION-ELECTRON CAPTURE DETEC
2451 | DICHLOROACETIC ACID | SM 4500-CN> G | GC-L/S EXTRACTION-ELECTRON CAPTURE DETEC
2451 | DICHLOROACETIC ACID | SM 4500-CL G-2000 | GC-L/S EXTRACTION-ELECTRON CAPTURE DETEC
2451 | DICHLOROACETIC ACID | SM 4500-CL G (AS HACH 8167) | GC-L/S EXTRACTION-ELECTRON CAPTURE DETEC
2451 | DICHLOROACETIC ACID | SM 4500-CL G (AS HACH 8021) | GC-L/S EXTRACTION-ELECTRON CAPTURE DETEC
2451 | DICHLOROACETIC ACID | SM 4500-CL G | GC-L/S EXTRACTION-ELECTRON CAPTURE DETEC
2451 | DICHLOROACETIC ACID | SM 4500-CL F | GC-L/S EXTRACTION-ELECTRON CAPTURE DETEC
2451 | DICHLOROACETIC ACID | SM6251B | GC-L/S EXTRACTION-ELECTRON CAPTURE DETEC
2451 | DICHLOROACETIC ACID | EPA 552.3 | GAS CHROMATOGRAPHY WITH ELECTRON CAPTURE
2451 | DICHLOROACETIC ACID | EPA 552.2 | DBPS & CL2 SOLVENTS GC L/L ELECTRON CAPT
2451 | DICHLOROACETIC ACID | NO METHOD | NO METHOD
2451 | DICHLOROACETIC ACID | 552.1 | GC-L/S EXTRACTION-ELECTRON CAPTURE DETEC
2451 | DICHLOROACETIC ACID | 552.3 | GAS CHROMATOGRAPHY WITH ELECTRON CAPTURE
2451 | DICHLOROACETIC ACID | 552.2 | DBPS & CL2 SOLVENTS GC L/L ELECTRON CAPT
2451 | DICHLOROACETIC ACID | SM4500-CL-F | GC-L/S EXTRACTION-ELECTRON CAPTURE DETEC
2452 | TRICHLOROACETIC ACID | SM4500-CL-G | GC-L/S EXTRACTION-ELECTRON CAPTURE DETEC
2452 | TRICHLOROACETIC ACID | 6251B | GC-L/S EXTRACTION-ELECTRON CAPTURE DETEC
2452 | TRICHLOROACETIC ACID | 552.2 | DBPS & CL2 SOLVENTS GC L/L ELECTRON CAPT
2452 | TRICHLOROACETIC ACID | 552.3 | GAS CHROMATOGRAPHY WITH ELECTRON CAPTURE
2452 | TRICHLOROACETIC ACID | 552.1 | GC-L/S EXTRACTION-ELECTRON CAPTURE DETEC
2452 | TRICHLOROACETIC ACID | NO METHOD | NO METHOD
2452 | TRICHLOROACETIC ACID | EPA 552.2 | DBPS & CL2 SOLVENTS GC L/L ELECTRON CAPT
2452 | TRICHLOROACETIC ACID | EPA 552.3 | GAS CHROMATOGRAPHY WITH ELECTRON CAPTURE
2452 | TRICHLOROACETIC ACID | SM6251B | GC-L/S EXTRACTION-ELECTRON CAPTURE DETEC
2452 | TRICHLOROACETIC ACID | SM 4500-CL F | GC-L/S EXTRACTION-ELECTRON CAPTURE DETEC
2452 | TRICHLOROACETIC ACID | SM 4500-CL G | GC-L/S EXTRACTION-ELECTRON CAPTURE DETEC
2452 | TRICHLOROACETIC ACID | SM 4500-CL G (AS HACH 8021) | GC-L/S EXTRACTION-ELECTRON CAPTURE DETEC
2452 | TRICHLOROACETIC ACID | SM 4500-CL G (AS HACH 8167) | GC-L/S EXTRACTION-ELECTRON CAPTURE DETEC
2452 | TRICHLOROACETIC ACID | SM 4500-CL G-2000 | GC-L/S EXTRACTION-ELECTRON CAPTURE DETEC
2452 | TRICHLOROACETIC ACID | SM 4500-CN> G | GC-L/S EXTRACTION-ELECTRON CAPTURE DETEC
2452 | TRICHLOROACETIC ACID | SM4500-CL-F | GC-L/S EXTRACTION-ELECTRON CAPTURE DETEC
2453 | MONOBROMOACETIC ACID | 6251B | GC-L/S EXTRACTION-ELECTRON CAPTURE DETEC
2453 | MONOBROMOACETIC ACID | 552.2 | DBPS & CL2 SOLVENTS GC L/L ELECTRON CAPT
2453 | MONOBROMOACETIC ACID | 552.3 | GAS CHROMATOGRAPHY WITH ELECTRON CAPTURE
2453 | MONOBROMOACETIC ACID | 552.1 | GC-L/S EXTRACTION-ELECTRON CAPTURE DETEC
2453 | MONOBROMOACETIC ACID | NO METHOD | NO METHOD
2453 | MONOBROMOACETIC ACID | EPA 552.2 | DBPS & CL2 SOLVENTS GC L/L ELECTRON CAPT
2453 | MONOBROMOACETIC ACID | EPA 552.3 | GAS CHROMATOGRAPHY WITH ELECTRON CAPTURE
2453 | MONOBROMOACETIC ACID | SM6251B | GC-L/S EXTRACTION-ELECTRON CAPTURE DETEC
2453 | MONOBROMOACETIC ACID | SM 4500-CL F | GC-L/S EXTRACTION-ELECTRON CAPTURE DETEC
2453 | MONOBROMOACETIC ACID | SM 4500-CL G | GC-L/S EXTRACTION-ELECTRON CAPTURE DETEC
2453 | MONOBROMOACETIC ACID | SM 4500-CL G (AS HACH 8021) | GC-L/S EXTRACTION-ELECTRON CAPTURE DETEC
2453 | MONOBROMOACETIC ACID | SM 4500-CL G (AS HACH 8167) | GC-L/S EXTRACTION-ELECTRON CAPTURE DETEC
2453 | MONOBROMOACETIC ACID | SM 4500-CL G-2000 | GC-L/S EXTRACTION-ELECTRON CAPTURE DETEC
2453 | MONOBROMOACETIC ACID | SM 4500-CN> G | GC-L/S EXTRACTION-ELECTRON CAPTURE DETEC
2453 | MONOBROMOACETIC ACID | SM4500-CL-F | GC-L/S EXTRACTION-ELECTRON CAPTURE DETEC
2453 | MONOBROMOACETIC ACID | SM4500-CL-G | GC-L/S EXTRACTION-ELECTRON CAPTURE DETEC
2454 | DIBROMOACETIC ACID | 524.2 | VOC, GC/MS, P&T, CAPCOLUMN
2454 | DIBROMOACETIC ACID | 6251B | GC-L/S EXTRACTION-ELECTRON CAPTURE DETEC
2454 | DIBROMOACETIC ACID | 552.2 | DBPS & CL2 SOLVENTS GC L/L ELECTRON CAPT
2454 | DIBROMOACETIC ACID | 552.3 | GAS CHROMATOGRAPHY WITH ELECTRON CAPTURE
2454 | DIBROMOACETIC ACID | 552.1 | GC-L/S EXTRACTION-ELECTRON CAPTURE DETEC
2454 | DIBROMOACETIC ACID | NO METHOD | NO METHOD
2454 | DIBROMOACETIC ACID | EPA 524.2 | VOC, GC/MS, P&T, CAPCOLUMN
2454 | DIBROMOACETIC ACID | EPA 524.3 | VOC, GC/MS, P&T, CAPCOLUMN
2454 | DIBROMOACETIC ACID | EPA 552.2 | DBPS & CL2 SOLVENTS GC L/L ELECTRON CAPT
2454 | DIBROMOACETIC ACID | EPA 552.3 | GAS CHROMATOGRAPHY WITH ELECTRON CAPTURE
2454 | DIBROMOACETIC ACID | SM6251B | GC-L/S EXTRACTION-ELECTRON CAPTURE DETEC
2454 | DIBROMOACETIC ACID | SM 4500-CL F | GC-L/S EXTRACTION-ELECTRON CAPTURE DETEC
2454 | DIBROMOACETIC ACID | SM 4500-CL G | GC-L/S EXTRACTION-ELECTRON CAPTURE DETEC
2454 | DIBROMOACETIC ACID | SM 4500-CL G (AS HACH 8021) | GC-L/S EXTRACTION-ELECTRON CAPTURE DETEC
2454 | DIBROMOACETIC ACID | SM 4500-CL G (AS HACH 8167) | GC-L/S EXTRACTION-ELECTRON CAPTURE DETEC
2454 | DIBROMOACETIC ACID | SM 4500-CL G-2000 | GC-L/S EXTRACTION-ELECTRON CAPTURE DETEC
2454 | DIBROMOACETIC ACID | SM 4500-CN> G | GC-L/S EXTRACTION-ELECTRON CAPTURE DETEC
2454 | DIBROMOACETIC ACID | SM4500-CL-F | GC-L/S EXTRACTION-ELECTRON CAPTURE DETEC
2454 | DIBROMOACETIC ACID | SM4500-CL-G | GC-L/S EXTRACTION-ELECTRON CAPTURE DETEC
2455 | BROMOCHLOROACETIC ACID | 6251B | GC-L/S EXTRACTION-ELECTRON CAPTURE DETEC
2455 | BROMOCHLOROACETIC ACID | 552.2 | DBPS & CL2 SOLVENTS GC L/L ELECTRON CAPT
2455 | BROMOCHLOROACETIC ACID | 552.3 | GAS CHROMATOGRAPHY WITH ELECTRON CAPTURE
2455 | BROMOCHLOROACETIC ACID | 552.1 | GC-L/S EXTRACTION-ELECTRON CAPTURE DETEC
2455 | BROMOCHLOROACETIC ACID | NO METHOD | NO METHOD
2455 | BROMOCHLOROACETIC ACID | EPA 552.2 | DBPS & CL2 SOLVENTS GC L/L ELECTRON CAPT
2455 | BROMOCHLOROACETIC ACID | EPA 552.3 | GAS CHROMATOGRAPHY WITH ELECTRON CAPTURE
2455 | BROMOCHLOROACETIC ACID | SM6251B | GC-L/S EXTRACTION-ELECTRON CAPTURE DETEC
2455 | BROMOCHLOROACETIC ACID | SM 4500-CL F | GC-L/S EXTRACTION-ELECTRON CAPTURE DETEC
2455 | BROMOCHLOROACETIC ACID | SM 4500-CL G | GC-L/S EXTRACTION-ELECTRON CAPTURE DETEC
2455 | BROMOCHLOROACETIC ACID | SM 4500-CL G (AS HACH 8021) | GC-L/S EXTRACTION-ELECTRON CAPTURE DETEC
2455 | BROMOCHLOROACETIC ACID | SM 4500-CL G (AS HACH 8167) | GC-L/S EXTRACTION-ELECTRON CAPTURE DETEC
2455 | BROMOCHLOROACETIC ACID | SM 4500-CL G-2000 | GC-L/S EXTRACTION-ELECTRON CAPTURE DETEC
2455 | BROMOCHLOROACETIC ACID | SM 4500-CN> G | GC-L/S EXTRACTION-ELECTRON CAPTURE DETEC
2455 | BROMOCHLOROACETIC ACID | SM4500-CL-F | GC-L/S EXTRACTION-ELECTRON CAPTURE DETEC
2455 | BROMOCHLOROACETIC ACID | SM4500-CL-G | GC-L/S EXTRACTION-ELECTRON CAPTURE DETEC
2456 | TOTAL HALOACETIC ACIDS (HAA5) | 6251B | GC-L/S EXTRACTION-ELECTRON CAPTURE DETEC
2456 | TOTAL HALOACETIC ACIDS (HAA5) | 552.2 | DBPS & CL2 SOLVENTS GC L/L ELECTRON CAPT
2456 | TOTAL HALOACETIC ACIDS (HAA5) | 552.3 | GAS CHROMATOGRAPHY WITH ELECTRON CAPTURE
2456 | TOTAL HALOACETIC ACIDS (HAA5) | 552.1 | GC-L/S EXTRACTION-ELECTRON CAPTURE DETEC
2456 | TOTAL HALOACETIC ACIDS (HAA5) | NO METHOD | NO METHOD
2456 | TOTAL HALOACETIC ACIDS (HAA5) | EPA 552.2 | DBPS & CL2 SOLVENTS GC L/L ELECTRON CAPT
2456 | TOTAL HALOACETIC ACIDS (HAA5) | EPA 552.3 | GAS CHROMATOGRAPHY WITH ELECTRON CAPTURE
2456 | TOTAL HALOACETIC ACIDS (HAA5) | SM6251B | GC-L/S EXTRACTION-ELECTRON CAPTURE DETEC
2456 | TOTAL HALOACETIC ACIDS (HAA5) | SM 4500-CL F | GC-L/S EXTRACTION-ELECTRON CAPTURE DETEC
2456 | TOTAL HALOACETIC ACIDS (HAA5) | SM 4500-CL G | GC-L/S EXTRACTION-ELECTRON CAPTURE DETEC
2456 | TOTAL HALOACETIC ACIDS (HAA5) | SM 4500-CL G (AS HACH 8021) | GC-L/S EXTRACTION-ELECTRON CAPTURE DETEC
2456 | TOTAL HALOACETIC ACIDS (HAA5) | SM 4500-CL G (AS HACH 8167) | GC-L/S EXTRACTION-ELECTRON CAPTURE DETEC
2456 | TOTAL HALOACETIC ACIDS (HAA5) | SM 4500-CL G-2000 | GC-L/S EXTRACTION-ELECTRON CAPTURE DETEC
2456 | TOTAL HALOACETIC ACIDS (HAA5) | SM 4500-CN> G | GC-L/S EXTRACTION-ELECTRON CAPTURE DETEC
2456 | TOTAL HALOACETIC ACIDS (HAA5) | SM4500-CL-F | GC-L/S EXTRACTION-ELECTRON CAPTURE DETEC
2456 | TOTAL HALOACETIC ACIDS (HAA5) | SM4500-CL-G | GC-L/S EXTRACTION-ELECTRON CAPTURE DETEC
2595 | METRIBUZIN | 507 | PESTICIDES, NIT/PHOS, GC, NIT/PHOSDET
2595 | METRIBUZIN | 525.2 | ORGANICS, GC/MS, LIQ/SOLEXT, CAPCOLUMN
2595 | METRIBUZIN | 508.1 | PESTICIDES, PCB, GC, MICROEXTRACT
2595 | METRIBUZIN | EPA 508A | ORGANICS, GC/MS, LIQ/SOLEXT, CAPCOLUMN
2595 | METRIBUZIN | EPA 525.2 | ORGANICS, GC/MS, LIQ/SOLEXT, CAPCOLUMN
2595 | METRIBUZIN | 507.0 | PESTICIDES, NIT/PHOS, GC, NIT/PHOSDET
2595 | METRIBUZIN | EPA 506 | ORGANICS, GC/MS, LIQ/SOLEXT, CAPCOLUMN
2595 | METRIBUZIN | NO METHOD | NO METHOD
2625 | BENTAZON | 515.4 | ACIDS, CHLORINATED, GC, ELCAPDET
2625 | BENTAZON | 515.3 | ACIDS, CHLORINATED, GC, ELCAPDET
2625 | BENTAZON | NO METHOD | NO METHOD
2625 | BENTAZON | EPA 515.3 | ACIDS, CHLORINATED, GC, ELCAPDET
2625 | BENTAZON | EPA 515.4 | ACIDS, CHLORINATED, GC, ELCAPDET
2626 | MOLINATE | 525.2 | ORGANICS, GC/MS, LIQ/SOLEXT, CAPCOLUMN
2626 | MOLINATE | EPA 525.2 | ORGANICS, GC/MS, LIQ/SOLEXT, CAPCOLUMN
2626 | MOLINATE | EPA 506 | ORGANICS, GC/MS, LIQ/SOLEXT, CAPCOLUMN
2626 | MOLINATE | EPA 508A | ORGANICS, GC/MS, LIQ/SOLEXT, CAPCOLUMN
2727 | THIOBENCARB (BOLERO) | 525.2 | ORGANICS, GC/MS, LIQ/SOLEXT, CAPCOLUMN
2727 | THIOBENCARB (BOLERO) | EPA 508A | ORGANICS, GC/MS, LIQ/SOLEXT, CAPCOLUMN
2727 | THIOBENCARB (BOLERO) | EPA 506 | ORGANICS, GC/MS, LIQ/SOLEXT, CAPCOLUMN
2727 | THIOBENCARB (BOLERO) | EPA 525.2 | ORGANICS, GC/MS, LIQ/SOLEXT, CAPCOLUMN
2904 | TRICHLOROTRIFLUOROETHANE | 524.2 | VOC, GC/MS, P&T, CAPCOLUMN
2904 | TRICHLOROTRIFLUOROETHANE | EPA 524.3 | VOC, GC/MS, P&T, CAPCOLUMN
2904 | TRICHLOROTRIFLUOROETHANE | EPA 524.2 | VOC, GC/MS, P&T, CAPCOLUMN
2904 | TRICHLOROTRIFLUOROETHANE | NO METHOD | NO METHOD
2919 | CARBON, DISSOLVED ORGANIC (DOC) | SM 5310 B-2000 | HIGH TEMPERATURE COMBUSTION METHOD
2919 | CARBON, DISSOLVED ORGANIC (DOC) | SM 5310 D | HIGH TEMPERATURE COMBUSTION METHOD
2919 | CARBON, DISSOLVED ORGANIC (DOC) | SM5310D | HIGH TEMPERATURE COMBUSTION METHOD
2919 | CARBON, DISSOLVED ORGANIC (DOC) | 5310B | HIGH TEMPERATURE COMBUSTION METHOD
2919 | CARBON, DISSOLVED ORGANIC (DOC) | SM 5310 B | HIGH TEMPERATURE COMBUSTION METHOD
2919 | CARBON, DISSOLVED ORGANIC (DOC) | NO METHOD | NO METHOD
2919 | CARBON, DISSOLVED ORGANIC (DOC) | SM 5310 C | PERSULFATE-ULTRAVIOLET OR OXIDATION
2919 | CARBON, DISSOLVED ORGANIC (DOC) | SM5310B | HIGH TEMPERATURE COMBUSTION METHOD
2919 | CARBON, DISSOLVED ORGANIC (DOC) | SM5310C | PERSULFATE-ULTRAVIOLET OR OXIDATION
2919 | CARBON, DISSOLVED ORGANIC (DOC) | 5310C | PERSULFATE-ULTRAVIOLET OR OXIDATION
2920 | CARBON, TOTAL | 5310B | HIGH TEMPERATURE COMBUSTION METHOD
2920 | CARBON, TOTAL | 5310C | PERSULFATE-ULTRAVIOLET OR OXIDATION
2920 | CARBON, TOTAL | SM5310D | HIGH TEMPERATURE COMBUSTION METHOD
2920 | CARBON, TOTAL | SM 5310 D | HIGH TEMPERATURE COMBUSTION METHOD
2920 | CARBON, TOTAL | SM 5310 B-2000 | HIGH TEMPERATURE COMBUSTION METHOD
2920 | CARBON, TOTAL | SM 5310 B | HIGH TEMPERATURE COMBUSTION METHOD
2920 | CARBON, TOTAL | SM5310C | PERSULFATE-ULTRAVIOLET OR OXIDATION
2920 | CARBON, TOTAL | SM5310B | HIGH TEMPERATURE COMBUSTION METHOD
2920 | CARBON, TOTAL | NO METHOD | NO METHOD
2920 | CARBON, TOTAL | SM 5310 C | PERSULFATE-ULTRAVIOLET OR OXIDATION
2922 | UV ABSORBANCE @254 NM | NO METHOD | NO METHOD
2922 | UV ABSORBANCE @254 NM | 415.3 | TOC AND SPECIFIC UV ABSORBANCE
2922 | UV ABSORBANCE @254 NM | 5910B | ULTRAVIOLET ABSORPTION METHOD
2922 | UV ABSORBANCE @254 NM | SM 5910 B | ULTRAVIOLET ABSORPTION METHOD
2922 | UV ABSORBANCE @254 NM | SM5910B | ULTRAVIOLET ABSORPTION METHOD
2922 | UV ABSORBANCE @254 NM | SM 5910 B-00 | ULTRAVIOLET ABSORPTION METHOD
2923 | SUVA (SPECFIC ULTRAVIOLET ABSORBANCE) | NO METHOD | NO METHOD
2931 | 1,2-DIBROMO-3-CHLOROPROPANE | 524.2 | VOC, GC/MS, P&T, CAPCOLUMN
2931 | 1,2-DIBROMO-3-CHLOROPROPANE | 504.1 | GC-MICROEXTRACTION-ECD
2931 | 1,2-DIBROMO-3-CHLOROPROPANE | 551.1 | DBPS & CL2 SOLVENTS GC L/L ELECTRON CAPT
2931 | 1,2-DIBROMO-3-CHLOROPROPANE | EPA 504.1 | GC-MICROEXTRACTION-ECD
2931 | 1,2-DIBROMO-3-CHLOROPROPANE | EPA 524.2 | VOC, GC/MS, P&T, CAPCOLUMN
2931 | 1,2-DIBROMO-3-CHLOROPROPANE | EPA 524.3 | VOC, GC/MS, P&T, CAPCOLUMN
2931 | 1,2-DIBROMO-3-CHLOROPROPANE | NO METHOD | NO METHOD
2941 | CHLOROFORM | EPA 524.3 | VOC, GC/MS, P&T, CAPCOLUMN
2941 | CHLOROFORM | EPA 524.2 | VOC, GC/MS, P&T, CAPCOLUMN
2941 | CHLOROFORM | NO METHOD | NO METHOD
2941 | CHLOROFORM | 551.1 | DBPS & CL2 SOLVENTS GC L/L ELECTRON CAPT
2941 | CHLOROFORM | 524.2 | VOC, GC/MS, P&T, CAPCOLUMN
2941 | CHLOROFORM | 502.2 | VOC, GC, PID/ECD, P&T, CAPCOLUMN
2942 | BROMOFORM | EPA 524.2 | VOC, GC/MS, P&T, CAPCOLUMN
2942 | BROMOFORM | EPA 524.3 | VOC, GC/MS, P&T, CAPCOLUMN
2942 | BROMOFORM | NO METHOD | NO METHOD
2942 | BROMOFORM | 551.1 | DBPS & CL2 SOLVENTS GC L/L ELECTRON CAPT
2942 | BROMOFORM | 524.2 | VOC, GC/MS, P&T, CAPCOLUMN
2942 | BROMOFORM | 502.2 | VOC, GC, PID/ECD, P&T, CAPCOLUMN
2943 | BROMODICHLOROMETHANE | EPA 524.3 | VOC, GC/MS, P&T, CAPCOLUMN
2943 | BROMODICHLOROMETHANE | EPA 524.2 | VOC, GC/MS, P&T, CAPCOLUMN
2943 | BROMODICHLOROMETHANE | NO METHOD | NO METHOD
2943 | BROMODICHLOROMETHANE | 551.1 | DBPS & CL2 SOLVENTS GC L/L ELECTRON CAPT
2943 | BROMODICHLOROMETHANE | 524.2 | VOC, GC/MS, P&T, CAPCOLUMN
2943 | BROMODICHLOROMETHANE | 502.2 | VOC, GC, PID/ECD, P&T, CAPCOLUMN
2944 | DIBROMOCHLOROMETHANE | EPA 524.3 | VOC, GC/MS, P&T, CAPCOLUMN
2944 | DIBROMOCHLOROMETHANE | EPA 524.2 | VOC, GC/MS, P&T, CAPCOLUMN
2944 | DIBROMOCHLOROMETHANE | NO METHOD | NO METHOD
2944 | DIBROMOCHLOROMETHANE | 551.1 | DBPS & CL2 SOLVENTS GC L/L ELECTRON CAPT
2944 | DIBROMOCHLOROMETHANE | 524.2 | VOC, GC/MS, P&T, CAPCOLUMN
2944 | DIBROMOCHLOROMETHANE | 502.2 | VOC, GC, PID/ECD, P&T, CAPCOLUMN
2946 | ETHYLENE DIBROMIDE | 524.2 | VOC, GC/MS, P&T, CAPCOLUMN
2946 | ETHYLENE DIBROMIDE | 504.1 | GC-MICROEXTRACTION-ECD
2946 | ETHYLENE DIBROMIDE | 551.1 | DBPS & CL2 SOLVENTS GC L/L ELECTRON CAPT
2946 | ETHYLENE DIBROMIDE | NO METHOD | NO METHOD
2946 | ETHYLENE DIBROMIDE | EPA 524.2 | VOC, GC/MS, P&T, CAPCOLUMN
2946 | ETHYLENE DIBROMIDE | EPA 524.3 | VOC, GC/MS, P&T, CAPCOLUMN
2946 | ETHYLENE DIBROMIDE | EPA 504.1 | GC-MICROEXTRACTION-ECD
2950 | TTHM | NO METHOD | NO METHOD
2950 | TTHM | EPA 524.2 | VOC, GC/MS, P&T, CAPCOLUMN
2950 | TTHM | EPA 524.3 | VOC, GC/MS, P&T, CAPCOLUMN
2950 | TTHM | 502.2 | VOC, GC, PID/ECD, P&T, CAPCOLUMN
2950 | TTHM | 524.2 | VOC, GC/MS, P&T, CAPCOLUMN
2950 | TTHM | 551.1 | DBPS & CL2 SOLVENTS GC L/L ELECTRON CAPT
2955 | XYLENES, TOTAL | 502.2 | VOC, GC, PID/ECD, P&T, CAPCOLUMN
2955 | XYLENES, TOTAL | NO METHOD | NO METHOD
2955 | XYLENES, TOTAL | EPA 524.2 | VOC, GC/MS, P&T, CAPCOLUMN
2955 | XYLENES, TOTAL | EPA 524.3 | VOC, GC/MS, P&T, CAPCOLUMN
2955 | XYLENES, TOTAL | 524.2 | VOC, GC/MS, P&T, CAPCOLUMN
2959 | CHLORDANE | 508A | PESTICIDES, CHLORINATED, GC, ELCAPDET
2959 | CHLORDANE | EPA 506 | ORGANICS, GC/MS, LIQ/SOLEXT, CAPCOLUMN
2959 | CHLORDANE | EPA 505 | PESTICIDES, PCB, GC, MICROEXTRACT
2959 | CHLORDANE | 508.0 | PESTICIDES, CHLORINATED, GC, ELCAPDET
2959 | CHLORDANE | EPA 525.2 | ORGANICS, GC/MS, LIQ/SOLEXT, CAPCOLUMN
2959 | CHLORDANE | EPA 508.1 | PESTICIDES, PCB, GC, MICROEXTRACT
2959 | CHLORDANE | EPA 508 | PESTICIDES, CHLORINATED, GC, ELCAPDET
2959 | CHLORDANE | 505.0 | PESTICIDES, PCB, GC, MICROEXTRACT
2959 | CHLORDANE | NO METHOD | NO METHOD
2959 | CHLORDANE | 508.1 | PESTICIDES, PCB, GC, MICROEXTRACT
2959 | CHLORDANE | 525.2 | ORGANICS, GC/MS, LIQ/SOLEXT, CAPCOLUMN
2959 | CHLORDANE | EPA 508A | ORGANICS, GC/MS, LIQ/SOLEXT, CAPCOLUMN
2959 | CHLORDANE | 508 | PESTICIDES, CHLORINATED, GC, ELCAPDET
2959 | CHLORDANE | 505 | PESTICIDES, PCB, GC, MICROEXTRACT
2962 | P-XYLENE | 502.2 | VOC, GC, PID/ECD, P&T, CAPCOLUMN
2962 | P-XYLENE | 524.2 | VOC, GC/MS, P&T, CAPCOLUMN
2962 | P-XYLENE | EPA 524.2 | VOC, GC/MS, P&T, CAPCOLUMN
2962 | P-XYLENE | EPA 524.3 | VOC, GC/MS, P&T, CAPCOLUMN
2963 | XYLENE, META AND PARA | EPA 524.2 | VOC, GC/MS, P&T, CAPCOLUMN
2963 | XYLENE, META AND PARA | EPA 524.3 | VOC, GC/MS, P&T, CAPCOLUMN
2963 | XYLENE, META AND PARA | NO METHOD | NO METHOD
2963 | XYLENE, META AND PARA | 524.2 | VOC, GC/MS, P&T, CAPCOLUMN
2964 | DICHLOROMETHANE | NO METHOD | NO METHOD
2964 | DICHLOROMETHANE | 502.2 | VOC, GC, PID/ECD, P&T, CAPCOLUMN
2964 | DICHLOROMETHANE | 524.2 | VOC, GC/MS, P&T, CAPCOLUMN
2964 | DICHLOROMETHANE | EPA 524.3 | VOC, GC/MS, P&T, CAPCOLUMN
2964 | DICHLOROMETHANE | EPA 524.2 | VOC, GC/MS, P&T, CAPCOLUMN
2965 | O-CHLOROTOLUENE | 502.2 | VOC, GC, PID/ECD, P&T, CAPCOLUMN
2965 | O-CHLOROTOLUENE | NO METHOD | NO METHOD
2965 | O-CHLOROTOLUENE | EPA 524.3 | VOC, GC/MS, P&T, CAPCOLUMN
2965 | O-CHLOROTOLUENE | EPA 524.2 | VOC, GC/MS, P&T, CAPCOLUMN
2965 | O-CHLOROTOLUENE | 524.2 | VOC, GC/MS, P&T, CAPCOLUMN
2966 | P-CHLOROTOLUENE | EPA 524.3 | VOC, GC/MS, P&T, CAPCOLUMN
2966 | P-CHLOROTOLUENE | EPA 524.2 | VOC, GC/MS, P&T, CAPCOLUMN
2966 | P-CHLOROTOLUENE | 524.2 | VOC, GC/MS, P&T, CAPCOLUMN
2966 | P-CHLOROTOLUENE | 502.2 | VOC, GC, PID/ECD, P&T, CAPCOLUMN
2966 | P-CHLOROTOLUENE | NO METHOD | NO METHOD
2967 | M-DICHLOROBENZENE | EPA 524.3 | VOC, GC/MS, P&T, CAPCOLUMN
2967 | M-DICHLOROBENZENE | EPA 524.2 | VOC, GC/MS, P&T, CAPCOLUMN
2967 | M-DICHLOROBENZENE | 524.2 | VOC, GC/MS, P&T, CAPCOLUMN
2967 | M-DICHLOROBENZENE | 502.2 | VOC, GC, PID/ECD, P&T, CAPCOLUMN
2967 | M-DICHLOROBENZENE | NO METHOD | NO METHOD
2968 | O-DICHLOROBENZENE | EPA 524.3 | VOC, GC/MS, P&T, CAPCOLUMN
2968 | O-DICHLOROBENZENE | 502.2 | VOC, GC, PID/ECD, P&T, CAPCOLUMN
2968 | O-DICHLOROBENZENE | 524.2 | VOC, GC/MS, P&T, CAPCOLUMN
2968 | O-DICHLOROBENZENE | EPA 524.2 | VOC, GC/MS, P&T, CAPCOLUMN
2968 | O-DICHLOROBENZENE | NO METHOD | NO METHOD
2969 | P-DICHLOROBENZENE | EPA 524.3 | VOC, GC/MS, P&T, CAPCOLUMN
2969 | P-DICHLOROBENZENE | EPA 524.2 | VOC, GC/MS, P&T, CAPCOLUMN
2969 | P-DICHLOROBENZENE | 524.2 | VOC, GC/MS, P&T, CAPCOLUMN
2969 | P-DICHLOROBENZENE | 502.2 | VOC, GC, PID/ECD, P&T, CAPCOLUMN
2969 | P-DICHLOROBENZENE | NO METHOD | NO METHOD
2976 | VINYL CHLORIDE | 502.2 | VOC, GC, PID/ECD, P&T, CAPCOLUMN
2976 | VINYL CHLORIDE | 524.2 | VOC, GC/MS, P&T, CAPCOLUMN
2976 | VINYL CHLORIDE | EPA 524.3 | VOC, GC/MS, P&T, CAPCOLUMN
2976 | VINYL CHLORIDE | EPA 524.2 | VOC, GC/MS, P&T, CAPCOLUMN
2976 | VINYL CHLORIDE | NO METHOD | NO METHOD
2977 | 1,1-DICHLOROETHYLENE | 502.2 | VOC, GC, PID/ECD, P&T, CAPCOLUMN
2977 | 1,1-DICHLOROETHYLENE | 524.2 | VOC, GC/MS, P&T, CAPCOLUMN
2977 | 1,1-DICHLOROETHYLENE | NO METHOD | NO METHOD
2977 | 1,1-DICHLOROETHYLENE | EPA 524.2 | VOC, GC/MS, P&T, CAPCOLUMN
2977 | 1,1-DICHLOROETHYLENE | EPA 524.3 | VOC, GC/MS, P&T, CAPCOLUMN
2978 | 1,1-DICHLOROETHANE | 502.2 | VOC, GC, PID/ECD, P&T, CAPCOLUMN
2978 | 1,1-DICHLOROETHANE | 524.2 | VOC, GC/MS, P&T, CAPCOLUMN
2978 | 1,1-DICHLOROETHANE | NO METHOD | NO METHOD
2978 | 1,1-DICHLOROETHANE | EPA 524.2 | VOC, GC/MS, P&T, CAPCOLUMN
2978 | 1,1-DICHLOROETHANE | EPA 524.3 | VOC, GC/MS, P&T, CAPCOLUMN
2979 | TRANS-1,2-DICHLOROETHYLENE | 502.2 | VOC, GC, PID/ECD, P&T, CAPCOLUMN
2979 | TRANS-1,2-DICHLOROETHYLENE | 524.2 | VOC, GC/MS, P&T, CAPCOLUMN
2979 | TRANS-1,2-DICHLOROETHYLENE | NO METHOD | NO METHOD
2979 | TRANS-1,2-DICHLOROETHYLENE | EPA 524.2 | VOC, GC/MS, P&T, CAPCOLUMN
2979 | TRANS-1,2-DICHLOROETHYLENE | EPA 524.3 | VOC, GC/MS, P&T, CAPCOLUMN
2980 | 1,2-DICHLOROETHANE | 524.2 | VOC, GC/MS, P&T, CAPCOLUMN
2980 | 1,2-DICHLOROETHANE | 502.2 | VOC, GC, PID/ECD, P&T, CAPCOLUMN
2980 | 1,2-DICHLOROETHANE | NO METHOD | NO METHOD
2980 | 1,2-DICHLOROETHANE | EPA 524.2 | VOC, GC/MS, P&T, CAPCOLUMN
2980 | 1,2-DICHLOROETHANE | EPA 524.3 | VOC, GC/MS, P&T, CAPCOLUMN
2981 | 1,1,1-TRICHLOROETHANE | 524.2 | VOC, GC/MS, P&T, CAPCOLUMN
2981 | 1,1,1-TRICHLOROETHANE | 502.2 | VOC, GC, PID/ECD, P&T, CAPCOLUMN
2981 | 1,1,1-TRICHLOROETHANE | NO METHOD | NO METHOD
2981 | 1,1,1-TRICHLOROETHANE | EPA 524.3 | VOC, GC/MS, P&T, CAPCOLUMN
2981 | 1,1,1-TRICHLOROETHANE | EPA 524.2 | VOC, GC/MS, P&T, CAPCOLUMN
2982 | CARBON TETRACHLORIDE | 502.2 | VOC, GC, PID/ECD, P&T, CAPCOLUMN
2982 | CARBON TETRACHLORIDE | 524.2 | VOC, GC/MS, P&T, CAPCOLUMN
2982 | CARBON TETRACHLORIDE | EPA 524.2 | VOC, GC/MS, P&T, CAPCOLUMN
2982 | CARBON TETRACHLORIDE | NO METHOD | NO METHOD
2982 | CARBON TETRACHLORIDE | EPA 524.3 | VOC, GC/MS, P&T, CAPCOLUMN
2983 | 1,2-DICHLOROPROPANE | NO METHOD | NO METHOD
2983 | 1,2-DICHLOROPROPANE | EPA 524.3 | VOC, GC/MS, P&T, CAPCOLUMN
2983 | 1,2-DICHLOROPROPANE | EPA 524.2 | VOC, GC/MS, P&T, CAPCOLUMN
2983 | 1,2-DICHLOROPROPANE | 524.2 | VOC, GC/MS, P&T, CAPCOLUMN
2983 | 1,2-DICHLOROPROPANE | 502.2 | VOC, GC, PID/ECD, P&T, CAPCOLUMN
2984 | TRICHLOROETHYLENE | 524.2 | VOC, GC/MS, P&T, CAPCOLUMN
2984 | TRICHLOROETHYLENE | 502.2 | VOC, GC, PID/ECD, P&T, CAPCOLUMN
2984 | TRICHLOROETHYLENE | EPA 524.2 | VOC, GC/MS, P&T, CAPCOLUMN
2984 | TRICHLOROETHYLENE | EPA 524.3 | VOC, GC/MS, P&T, CAPCOLUMN
2984 | TRICHLOROETHYLENE | NO METHOD | NO METHOD
2985 | 1,1,2-TRICHLOROETHANE | 502.2 | VOC, GC, PID/ECD, P&T, CAPCOLUMN
2985 | 1,1,2-TRICHLOROETHANE | 524.2 | VOC, GC/MS, P&T, CAPCOLUMN
2985 | 1,1,2-TRICHLOROETHANE | EPA 524.2 | VOC, GC/MS, P&T, CAPCOLUMN
2985 | 1,1,2-TRICHLOROETHANE | EPA 524.3 | VOC, GC/MS, P&T, CAPCOLUMN
2985 | 1,1,2-TRICHLOROETHANE | NO METHOD | NO METHOD
2986 | 1,1,1,2-TETRACHLOROETHANE | EPA 524.2 | VOC, GC/MS, P&T, CAPCOLUMN
2986 | 1,1,1,2-TETRACHLOROETHANE | NO METHOD | NO METHOD
2986 | 1,1,1,2-TETRACHLOROETHANE | EPA 524.3 | VOC, GC/MS, P&T, CAPCOLUMN
2986 | 1,1,1,2-TETRACHLOROETHANE | 524.2 | VOC, GC/MS, P&T, CAPCOLUMN
2986 | 1,1,1,2-TETRACHLOROETHANE | 502.2 | VOC, GC, PID/ECD, P&T, CAPCOLUMN
2987 | TETRACHLOROETHYLENE | EPA 524.3 | VOC, GC/MS, P&T, CAPCOLUMN
2987 | TETRACHLOROETHYLENE | 502.2 | VOC, GC, PID/ECD, P&T, CAPCOLUMN
2987 | TETRACHLOROETHYLENE | NO METHOD | NO METHOD
2987 | TETRACHLOROETHYLENE | 524.2 | VOC, GC/MS, P&T, CAPCOLUMN
2987 | TETRACHLOROETHYLENE | EPA 524.2 | VOC, GC/MS, P&T, CAPCOLUMN
2988 | 1,1,2,2-TETRACHLOROETHANE | 524.2 | VOC, GC/MS, P&T, CAPCOLUMN
2988 | 1,1,2,2-TETRACHLOROETHANE | 502.2 | VOC, GC, PID/ECD, P&T, CAPCOLUMN
2988 | 1,1,2,2-TETRACHLOROETHANE | NO METHOD | NO METHOD
2988 | 1,1,2,2-TETRACHLOROETHANE | EPA 524.3 | VOC, GC/MS, P&T, CAPCOLUMN
2988 | 1,1,2,2-TETRACHLOROETHANE | EPA 524.2 | VOC, GC/MS, P&T, CAPCOLUMN
2989 | CHLOROBENZENE | NO METHOD | NO METHOD
2989 | CHLOROBENZENE | 524.2 | VOC, GC/MS, P&T, CAPCOLUMN
2989 | CHLOROBENZENE | 502.2 | VOC, GC, PID/ECD, P&T, CAPCOLUMN
2989 | CHLOROBENZENE | EPA 524.2 | VOC, GC/MS, P&T, CAPCOLUMN
2989 | CHLOROBENZENE | EPA 524.3 | VOC, GC/MS, P&T, CAPCOLUMN
2990 | BENZENE | EPA 524.2 | VOC, GC/MS, P&T, CAPCOLUMN
2990 | BENZENE | NO METHOD | NO METHOD
2990 | BENZENE | 524.2 | VOC, GC/MS, P&T, CAPCOLUMN
2990 | BENZENE | 502.2 | VOC, GC, PID/ECD, P&T, CAPCOLUMN
2990 | BENZENE | EPA 524.3 | VOC, GC/MS, P&T, CAPCOLUMN
2991 | TOLUENE | EPA 524.2 | VOC, GC/MS, P&T, CAPCOLUMN
2991 | TOLUENE | NO METHOD | NO METHOD
2991 | TOLUENE | 524.2 | VOC, GC/MS, P&T, CAPCOLUMN
2991 | TOLUENE | 502.2 | VOC, GC, PID/ECD, P&T, CAPCOLUMN
2991 | TOLUENE | EPA 524.3 | VOC, GC/MS, P&T, CAPCOLUMN
2992 | ETHYLBENZENE | 502.2 | VOC, GC, PID/ECD, P&T, CAPCOLUMN
2992 | ETHYLBENZENE | 524.2 | VOC, GC/MS, P&T, CAPCOLUMN
2992 | ETHYLBENZENE | NO METHOD | NO METHOD
2992 | ETHYLBENZENE | EPA 524.2 | VOC, GC/MS, P&T, CAPCOLUMN
2992 | ETHYLBENZENE | EPA 524.3 | VOC, GC/MS, P&T, CAPCOLUMN
2993 | BROMOBENZENE | 502.2 | VOC, GC, PID/ECD, P&T, CAPCOLUMN
2993 | BROMOBENZENE | 524.2 | VOC, GC/MS, P&T, CAPCOLUMN
2993 | BROMOBENZENE | NO METHOD | NO METHOD
2993 | BROMOBENZENE | EPA 524.2 | VOC, GC/MS, P&T, CAPCOLUMN
2993 | BROMOBENZENE | EPA 524.3 | VOC, GC/MS, P&T, CAPCOLUMN
2994 | ISOPROPYLBENZENE | 502.2 | VOC, GC, PID/ECD, P&T, CAPCOLUMN
2994 | ISOPROPYLBENZENE | 524.2 | VOC, GC/MS, P&T, CAPCOLUMN
2994 | ISOPROPYLBENZENE | EPA 524.3 | VOC, GC/MS, P&T, CAPCOLUMN
2994 | ISOPROPYLBENZENE | EPA 524.2 | VOC, GC/MS, P&T, CAPCOLUMN
2994 | ISOPROPYLBENZENE | NO METHOD | NO METHOD
2995 | M-XYLENE | EPA 524.3 | VOC, GC/MS, P&T, CAPCOLUMN
2995 | M-XYLENE | EPA 524.2 | VOC, GC/MS, P&T, CAPCOLUMN
2995 | M-XYLENE | 524.2 | VOC, GC/MS, P&T, CAPCOLUMN
2995 | M-XYLENE | 502.2 | VOC, GC, PID/ECD, P&T, CAPCOLUMN
2996 | STYRENE | EPA 524.2 | VOC, GC/MS, P&T, CAPCOLUMN
2996 | STYRENE | NO METHOD | NO METHOD
2996 | STYRENE | 524.2 | VOC, GC/MS, P&T, CAPCOLUMN
2996 | STYRENE | EPA 524.3 | VOC, GC/MS, P&T, CAPCOLUMN
2996 | STYRENE | 502.2 | VOC, GC, PID/ECD, P&T, CAPCOLUMN
2997 | O-XYLENE | 502.2 | VOC, GC, PID/ECD, P&T, CAPCOLUMN
2997 | O-XYLENE | EPA 524.3 | VOC, GC/MS, P&T, CAPCOLUMN
2997 | O-XYLENE | EPA 524.2 | VOC, GC/MS, P&T, CAPCOLUMN
2997 | O-XYLENE | NO METHOD | NO METHOD
2997 | O-XYLENE | 524.2 | VOC, GC/MS, P&T, CAPCOLUMN
2998 | N-PROPYLBENZENE | 524.2 | VOC, GC/MS, P&T, CAPCOLUMN
2998 | N-PROPYLBENZENE | NO METHOD | NO METHOD
2998 | N-PROPYLBENZENE | EPA 524.2 | VOC, GC/MS, P&T, CAPCOLUMN
2998 | N-PROPYLBENZENE | 502.2 | VOC, GC, PID/ECD, P&T, CAPCOLUMN
2998 | N-PROPYLBENZENE | EPA 524.3 | VOC, GC/MS, P&T, CAPCOLUMN
3000 | COLIFORM (PRE-TCR) | SM9221D | MEMBRANE FILTER - FECAL CONFIRMATION
3000 | COLIFORM (PRE-TCR) | SM9215B | POUR PLATE
3000 | COLIFORM (PRE-TCR) | COLITAG | COLITAG
3000 | COLIFORM (PRE-TCR) | SM 9221B | MULTIPLE-TUBE FERMENTATION
3000 | COLIFORM (PRE-TCR) | SM 9215B | POUR PLATE
3000 | COLIFORM (PRE-TCR) | SM 9215C | SPREAD PLATE
3000 | COLIFORM (PRE-TCR) | SM 9221C | MULTIPLE-TUBE FERMENTATION - MPN
3000 | COLIFORM (PRE-TCR) | SM 9221D | MULTIPLE-TUBE FERMENTATION - P/A
3000 | COLIFORM (PRE-TCR) | SM 9222B | MEMBRANE FILTER
3000 | COLIFORM (PRE-TCR) | SM 9223B | ENZYME SUBSTRATE (COLISURE/COLILERT)
3000 | COLIFORM (PRE-TCR) | NO METHOD | NO METHOD
3000 | COLIFORM (PRE-TCR) | COLISURE | ENZYME SUBSTRATE (COLISURE/COLILERT)
3000 | COLIFORM (PRE-TCR) | SM 9221 B | MULTIPLE-TUBE FERMENTATION
3000 | COLIFORM (PRE-TCR) | SM 9223 COLILERT MPN | ENZYME SUBSTRATE (COLISURE/COLILERT)
3000 | COLIFORM (PRE-TCR) | SM 9223 COLILERT P/A | ENZYME SUBSTRATE (COLISURE/COLILERT)
3000 | COLIFORM (PRE-TCR) | SM 9223 COLISURE< | ENZYME SUBSTRATE (COLISURE/COLILERT)
3000 | COLIFORM (PRE-TCR) | SM9221B | MULTIPLE-TUBE FERMENTATION
3000 | COLIFORM (PRE-TCR) | SM9222B | MEMBRANE FILTER
3000 | COLIFORM (PRE-TCR) | SM9223 COLILERT | ENZYME SUBSTRATE (COLISURE/COLILERT)
3000 | COLIFORM (PRE-TCR) | SM9223 COLILERT MPN | ENZYME SUBSTRATE (COLISURE/COLILERT)
3000 | COLIFORM (PRE-TCR) | SM9223B | ENZYME SUBSTRATE (COLISURE/COLILERT)
3000 | COLIFORM (PRE-TCR) | READYCULT | READYCULT COLIFORMS 100
3000 | COLIFORM (PRE-TCR) | READYCULT< | READYCULT COLIFORMS 100
3000 | COLIFORM (PRE-TCR) | SIMPLATE | POUR PLATE
3000 | COLIFORM (PRE-TCR) | SM 9215 B | POUR PLATE
3000 | COLIFORM (PRE-TCR) | SM 9222 B | MEMBRANE FILTER
3001 | HETEROTROPHIC BACTERIA (HPC OR SPC) | SM9215B | POUR PLATE
3001 | HETEROTROPHIC BACTERIA (HPC OR SPC) | SM 9215 B | POUR PLATE
3001 | HETEROTROPHIC BACTERIA (HPC OR SPC) | SIMPLATE | POUR PLATE
3001 | HETEROTROPHIC BACTERIA (HPC OR SPC) | SM 9215B | POUR PLATE
3001 | HETEROTROPHIC BACTERIA (HPC OR SPC) | NO METHOD | NO METHOD
3002 | ENTEROCOCCI | NO METHOD | NO METHOD
3002 | ENTEROCOCCI | SM 9230 C | COLISURE - PRESENCE/ABSENCE
3011 | ACTINOMYCETES /ML | EPA 326.0 | ION CHROMATOGRAPHY
3013 | FECAL COLIFORM | SM9221D | MEMBRANE FILTER - FECAL CONFIRMATION
3013 | FECAL COLIFORM | SM9222D | MEMBRANE FILTER - FECAL CONFIRMATION
3013 | FECAL COLIFORM | SM 9222 B | MEMBRANE FILTER
3013 | FECAL COLIFORM | SM 9221 B + E | EC MEDIUM - FECAL CONFIRMATION
3013 | FECAL COLIFORM | SM9222B | MEMBRANE FILTER
3013 | FECAL COLIFORM | SM9221E | EC MEDIUM - FECAL CONFIRMATION
3013 | FECAL COLIFORM | NO METHOD | NO METHOD
3013 | FECAL COLIFORM | SM 9222D | MEMBRANE FILTER - FECAL CONFIRMATION
3013 | FECAL COLIFORM | SM 9222B | MEMBRANE FILTER
3013 | FECAL COLIFORM | SM 9221E | EC MEDIUM - FECAL CONFIRMATION
3014 | E. COLI | SM 9223 COLISURE< | ENZYME SUBSTRATE (COLISURE/COLILERT)
3014 | E. COLI | SM9221F | EC MUG - E. COLI CONFIRMATION
3014 | E. COLI | SM9222B | MEMBRANE FILTER
3014 | E. COLI | SM9223 COLILERT | ENZYME SUBSTRATE (COLISURE/COLILERT)
3014 | E. COLI | SM9223 COLILERT MPN | ENZYME SUBSTRATE (COLISURE/COLILERT)
3014 | E. COLI | SM9223B | ENZYME SUBSTRATE (COLISURE/COLILERT)
3014 | E. COLI | READYCULT | READYCULT COLIFORMS 100
3014 | E. COLI | READYCULT< | READYCULT COLIFORMS 100
3014 | E. COLI | SM 9221 B + F | EC MUG - E. COLI CONFIRMATION
3014 | E. COLI | SM 9223 COLILERT P/A | ENZYME SUBSTRATE (COLISURE/COLILERT)
3014 | E. COLI | SM 9223 COLILERT MPN | ENZYME SUBSTRATE (COLISURE/COLILERT)
3014 | E. COLI | COLISURE | ENZYME SUBSTRATE (COLISURE/COLILERT)
3014 | E. COLI | NO METHOD | NO METHOD
3014 | E. COLI | SM 9222G | MEMBRANE FILTER - E. COLI CONFIRMATION
3014 | E. COLI | SM 9223B | ENZYME SUBSTRATE (COLISURE/COLILERT)
3014 | E. COLI | SM 9221F | EC MUG - E. COLI CONFIRMATION
3014 | E. COLI | COLITAG | COLITAG
3014 | E. COLI | READYCULT 100 | READYCULT COLIFORMS 100
3015 | CRYPTOSPORIDIUM | NO METHOD | NO METHOD
3100 | COLIFORM (TCR) | SM 9221B | MULTIPLE-TUBE FERMENTATION
3100 | COLIFORM (TCR) | SM 9215B | POUR PLATE
3100 | COLIFORM (TCR) | SM 9215C | SPREAD PLATE
3100 | COLIFORM (TCR) | SM 9221C | MULTIPLE-TUBE FERMENTATION - MPN
3100 | COLIFORM (TCR) | SM 9221D | MULTIPLE-TUBE FERMENTATION - P/A
3100 | COLIFORM (TCR) | SM 9222B | MEMBRANE FILTER
3100 | COLIFORM (TCR) | SM 9223B | ENZYME SUBSTRATE (COLISURE/COLILERT)
3100 | COLIFORM (TCR) | SM 9222D | MEMBRANE FILTER - FECAL CONFIRMATION
3100 | COLIFORM (TCR) | NO METHOD | NO METHOD
3100 | COLIFORM (TCR) | COLISURE | ENZYME SUBSTRATE (COLISURE/COLILERT)
3100 | COLIFORM (TCR) | SM 9221 B | MULTIPLE-TUBE FERMENTATION
3100 | COLIFORM (TCR) | SM 9223 COLILERT MPN | ENZYME SUBSTRATE (COLISURE/COLILERT)
3100 | COLIFORM (TCR) | SM 9223 COLILERT P/A | ENZYME SUBSTRATE (COLISURE/COLILERT)
3100 | COLIFORM (TCR) | SM 9223 COLISURE< | ENZYME SUBSTRATE (COLISURE/COLILERT)
3100 | COLIFORM (TCR) | SM9221B | MULTIPLE-TUBE FERMENTATION
3100 | COLIFORM (TCR) | SM9222B | MEMBRANE FILTER
3100 | COLIFORM (TCR) | SM9223 COLILERT | ENZYME SUBSTRATE (COLISURE/COLILERT)
3100 | COLIFORM (TCR) | SM9223 COLILERT MPN | ENZYME SUBSTRATE (COLISURE/COLILERT)
3100 | COLIFORM (TCR) | SM9223B | ENZYME SUBSTRATE (COLISURE/COLILERT)
3100 | COLIFORM (TCR) | READYCULT | READYCULT COLIFORMS 100
3100 | COLIFORM (TCR) | READYCULT< | READYCULT COLIFORMS 100
3100 | COLIFORM (TCR) | SIMPLATE | POUR PLATE
3100 | COLIFORM (TCR) | SM 9215 B | POUR PLATE
3100 | COLIFORM (TCR) | SM9215B | POUR PLATE
3100 | COLIFORM (TCR) | SM 9222 B | MEMBRANE FILTER
3100 | COLIFORM (TCR) | SM9221D | MEMBRANE FILTER - FECAL CONFIRMATION
3100 | COLIFORM (TCR) | SM9222D | MEMBRANE FILTER - FECAL CONFIRMATION
3100 | COLIFORM (TCR) | READYCULT 100 | READYCULT COLIFORMS 100
3100 | COLIFORM (TCR) | COLITAG | COLITAG
4000 | GROSS ALPHA, EXCL. RADON & U | SM7110B | EVAPORATION METHOD FOR GROSS ALPHA-BETA
4000 | GROSS ALPHA, EXCL. RADON & U | 900 | EVAPORATION METHOD FOR GROSS ALPHA-BETA
4000 | GROSS ALPHA, EXCL. RADON & U | NO METHOD | NO METHOD
4000 | GROSS ALPHA, EXCL. RADON & U | 900.0 | EVAPORATION METHOD FOR GROSS ALPHA-BETA
4000 | GROSS ALPHA, EXCL. RADON & U | EPA 900.0 | EVAPORATION METHOD FOR GROSS ALPHA-BETA
4000 | GROSS ALPHA, EXCL. RADON & U | SM7110C | EVAPORATION METHOD FOR GROSS ALPHA-BETA
4000 | GROSS ALPHA, EXCL. RADON & U | SM 7110 C | EVAPORATION METHOD FOR GROSS ALPHA-BETA
4002 | GROSS ALPHA, INCL. RADON & U | EPA 900.0 | EVAPORATION METHOD FOR GROSS ALPHA-BETA
4002 | GROSS ALPHA, INCL. RADON & U | EPA 00-02 | EVAPORATION METHOD FOR GROSS ALPHA-BETA
4002 | GROSS ALPHA, INCL. RADON & U | 900.0 | EVAPORATION METHOD FOR GROSS ALPHA-BETA
4002 | GROSS ALPHA, INCL. RADON & U | NO METHOD | NO METHOD
4002 | GROSS ALPHA, INCL. RADON & U | 900 | EVAPORATION METHOD FOR GROSS ALPHA-BETA
4002 | GROSS ALPHA, INCL. RADON & U | SM7110B | EVAPORATION METHOD FOR GROSS ALPHA-BETA
4002 | GROSS ALPHA, INCL. RADON & U | SM 7110 C | EVAPORATION METHOD FOR GROSS ALPHA-BETA
4002 | GROSS ALPHA, INCL. RADON & U | SM7110C | EVAPORATION METHOD FOR GROSS ALPHA-BETA
4006 | COMBINED URANIUM | 200.8 | INDUCTIVELY COUPLED PLASMA MASS SPECTROM
4006 | COMBINED URANIUM | 908.0 | URANIUM IN DRINKING WATER
4006 | COMBINED URANIUM | D516 | TURBIDIMETRIC
4006 | COMBINED URANIUM | NO METHOD | NO METHOD
4006 | COMBINED URANIUM | EPA 200.8 | MSACCESS_TSASTM.NAME INDUCTIVELY COUPLED
4006 | COMBINED URANIUM | EPA 908.0 | URANIUM IN DRINKING WATER
4006 | COMBINED URANIUM | ASTM D516-90,02 | TURBIDIMETRIC
4006 | COMBINED URANIUM | ASTM D5174-97 | TURBIDIMETRIC
4006 | COMBINED URANIUM | ASTM D5174-02 | TURBIDIMETRIC
4010 | COMBINED RADIUM (-226 & -228) | NO METHOD | NO METHOD
4020 | RADIUM-226 | EPA 903.0 | PRECIPITATION METHOD FOR RADIUM
4020 | RADIUM-226 | NO METHOD | NO METHOD
4020 | RADIUM-226 | 903.0 | PRECIPITATION METHOD FOR RADIUM
4020 | RADIUM-226 | 903.1 | PRECIPITATION METHOD FOR RADIUM
4020 | RADIUM-226 | EPA 903.1 | PRECIPITATION METHOD FOR RADIUM
4020 | RADIUM-226 | SM7500-RA-D | PRECIPITATION METHOD FOR RADIUM
4020 | RADIUM-226 | SM7500-RA-B | PRECIPITATION METHOD FOR RADIUM
4030 | RADIUM-228 | 903.0 | PRECIPITATION METHOD FOR RADIUM
4030 | RADIUM-228 | 904.0 | SEQUENTIAL PRECIPITATION METHOD FOR RADI
4030 | RADIUM-228 | NO METHOD | NO METHOD
4030 | RADIUM-228 | EPA 903.0 | PRECIPITATION METHOD FOR RADIUM
4030 | RADIUM-228 | RA-05 | SEQUENTIAL PRECIPITATION METHOD FOR RADI
4030 | RADIUM-228 | EPA 904.0 | SEQUENTIAL PRECIPITATION METHOD FOR RADI
4030 | RADIUM-228 | SM7500-RA-D | PRECIPITATION METHOD FOR RADIUM
4030 | RADIUM-228 | SM7500-RA-B | PRECIPITATION METHOD FOR RADIUM
4044 | POTASSIUM-40, TOTAL | 901.1 | GAMMA SPECTROSCOPY
4044 | POTASSIUM-40, TOTAL | EPA 901.1 | GAMMA SPECTROSCOPY
4044 | POTASSIUM-40, TOTAL | NO METHOD | NO METHOD
4044 | POTASSIUM-40, TOTAL | EPA 902.0 | GAMMA SPECTROSCOPY
4100 | GROSS BETA PARTICLE ACTIVITY | 900 | EVAPORATION METHOD FOR GROSS ALPHA-BETA
4100 | GROSS BETA PARTICLE ACTIVITY | NO METHOD | NO METHOD
4100 | GROSS BETA PARTICLE ACTIVITY | SM 7110 C | EVAPORATION METHOD FOR GROSS ALPHA-BETA
4100 | GROSS BETA PARTICLE ACTIVITY | SM7110C | EVAPORATION METHOD FOR GROSS ALPHA-BETA
4100 | GROSS BETA PARTICLE ACTIVITY | SM7110B | EVAPORATION METHOD FOR GROSS ALPHA-BETA
4100 | GROSS BETA PARTICLE ACTIVITY | EPA 900.0 | EVAPORATION METHOD FOR GROSS ALPHA-BETA
4100 | GROSS BETA PARTICLE ACTIVITY | 900.0 | EVAPORATION METHOD FOR GROSS ALPHA-BETA
4102 | TRITIUM | NO METHOD | NO METHOD
4102 | TRITIUM | 906.0 | LIQUID SCINTILLATION SPECTROPHOTOMETRIC
4102 | TRITIUM | EPA 906.0 | LIQUID SCINTILLATION SPECTROPHOTOMETRIC
4109 | GROSS ALPHA PARTICLE ACTIVITY | 900.0 | EVAPORATION METHOD FOR GROSS ALPHA-BETA
4109 | GROSS ALPHA PARTICLE ACTIVITY | 900 | EVAPORATION METHOD FOR GROSS ALPHA-BETA
4109 | GROSS ALPHA PARTICLE ACTIVITY | EPA 900.0 | EVAPORATION METHOD FOR GROSS ALPHA-BETA
4109 | GROSS ALPHA PARTICLE ACTIVITY | SM 7110 C | EVAPORATION METHOD FOR GROSS ALPHA-BETA
4109 | GROSS ALPHA PARTICLE ACTIVITY | SM7110B | EVAPORATION METHOD FOR GROSS ALPHA-BETA
4109 | GROSS ALPHA PARTICLE ACTIVITY | SM7110C | EVAPORATION METHOD FOR GROSS ALPHA-BETA
4172 | 38-STRONTIUM-89 | 200.7 | INDUCTIVELY COUPLED PLASMA
4172 | 38-STRONTIUM-89 | 905.0 | RADIOACTIVE STRONTIUM
4172 | 38-STRONTIUM-89 | NO METHOD | NO METHOD
4172 | 38-STRONTIUM-89 | EPA 905.0 | RADIOACTIVE STRONTIUM
4174 | 38-STRONTIUM-90 | 905.0 | RADIOACTIVE STRONTIUM
4174 | 38-STRONTIUM-90 | EPA 905.0 | RADIOACTIVE STRONTIUM
4174 | 38-STRONTIUM-90 | NO METHOD | NO METHOD
4264 | 53-IODINE-131 | EPA 901.1 | GAMMA SPECTROSCOPY
4264 | 53-IODINE-131 | NO METHOD | NO METHOD
4264 | 53-IODINE-131 | 902.0 | GAMMA SPECTROSCOPY
4264 | 53-IODINE-131 | 901.1 | GAMMA SPECTROSCOPY
4264 | 53-IODINE-131 | EPA 902.0 | GAMMA SPECTROSCOPY
4270 | 55-CESIUM-134 | 901.1 | GAMMA SPECTROSCOPY
4270 | 55-CESIUM-134 | NO METHOD | NO METHOD
4270 | 55-CESIUM-134 | EPA 901.1 | GAMMA SPECTROSCOPY
4270 | 55-CESIUM-134 | EPA 902.0 | GAMMA SPECTROSCOPY
4276 | 55-CESIUM-137 | 901.1 | GAMMA SPECTROSCOPY
4276 | 55-CESIUM-137 | NO METHOD | NO METHOD
4276 | 55-CESIUM-137 | EPA 901.1 | GAMMA SPECTROSCOPY
4276 | 55-CESIUM-137 | EPA 902.0 | GAMMA SPECTROSCOPY
7240 | ALPHA-CHLORDANE | 525.2 | ORGANICS, GC/MS, LIQ/SOLEXT, CAPCOLUMN
7240 | ALPHA-CHLORDANE | EPA 525.2 | ORGANICS, GC/MS, LIQ/SOLEXT, CAPCOLUMN
7240 | ALPHA-CHLORDANE | EPA 506 | ORGANICS, GC/MS, LIQ/SOLEXT, CAPCOLUMN
7240 | ALPHA-CHLORDANE | EPA 508A | ORGANICS, GC/MS, LIQ/SOLEXT, CAPCOLUMN
7245 | GAMMA-CHLORDANE | EPA 506 | ORGANICS, GC/MS, LIQ/SOLEXT, CAPCOLUMN
7245 | GAMMA-CHLORDANE | EPA 508A | ORGANICS, GC/MS, LIQ/SOLEXT, CAPCOLUMN
7245 | GAMMA-CHLORDANE | EPA 525.2 | ORGANICS, GC/MS, LIQ/SOLEXT, CAPCOLUMN
7245 | GAMMA-CHLORDANE | 525.2 | ORGANICS, GC/MS, LIQ/SOLEXT, CAPCOLUMN
7260 | CHLOROBENZILATE | EPA 525.2 | ORGANICS, GC/MS, LIQ/SOLEXT, CAPCOLUMN
7260 | CHLOROBENZILATE | EPA 506 | ORGANICS, GC/MS, LIQ/SOLEXT, CAPCOLUMN
7260 | CHLOROBENZILATE | EPA 508A | ORGANICS, GC/MS, LIQ/SOLEXT, CAPCOLUMN
7260 | CHLOROBENZILATE | 525.2 | ORGANICS, GC/MS, LIQ/SOLEXT, CAPCOLUMN
7265 | CHLORONEB | EPA 508A | ORGANICS, GC/MS, LIQ/SOLEXT, CAPCOLUMN
7265 | CHLORONEB | 525.2 | ORGANICS, GC/MS, LIQ/SOLEXT, CAPCOLUMN
7265 | CHLORONEB | EPA 525.2 | ORGANICS, GC/MS, LIQ/SOLEXT, CAPCOLUMN
7265 | CHLORONEB | EPA 506 | ORGANICS, GC/MS, LIQ/SOLEXT, CAPCOLUMN
7570 | ETHOPROPHOS | EPA 508A | ORGANICS, GC/MS, LIQ/SOLEXT, CAPCOLUMN
7570 | ETHOPROPHOS | EPA 506 | ORGANICS, GC/MS, LIQ/SOLEXT, CAPCOLUMN
7570 | ETHOPROPHOS | NO METHOD | NO METHOD
7570 | ETHOPROPHOS | 525.2 | ORGANICS, GC/MS, LIQ/SOLEXT, CAPCOLUMN
7570 | ETHOPROPHOS | EPA 525.2 | ORGANICS, GC/MS, LIQ/SOLEXT, CAPCOLUMN
8610 | DICHLOROVOS | 525.2 | ORGANICS, GC/MS, LIQ/SOLEXT, CAPCOLUMN
8610 | DICHLOROVOS | EPA 508A | ORGANICS, GC/MS, LIQ/SOLEXT, CAPCOLUMN
8610 | DICHLOROVOS | EPA 506 | ORGANICS, GC/MS, LIQ/SOLEXT, CAPCOLUMN
8610 | DICHLOROVOS | EPA 525.2 | ORGANICS, GC/MS, LIQ/SOLEXT, CAPCOLUMN
9339 | CHLORODIBROMOACETIC ACID | SM4500-CL-G | GC-L/S EXTRACTION-ELECTRON CAPTURE DETEC
9339 | CHLORODIBROMOACETIC ACID | SM4500-CL-F | GC-L/S EXTRACTION-ELECTRON CAPTURE DETEC
9339 | CHLORODIBROMOACETIC ACID | SM 4500-CN> G | GC-L/S EXTRACTION-ELECTRON CAPTURE DETEC
9339 | CHLORODIBROMOACETIC ACID | SM 4500-CL G-2000 | GC-L/S EXTRACTION-ELECTRON CAPTURE DETEC
9339 | CHLORODIBROMOACETIC ACID | 552.1 | GC-L/S EXTRACTION-ELECTRON CAPTURE DETEC
9339 | CHLORODIBROMOACETIC ACID | SM 4500-CL G (AS HACH 8021) | GC-L/S EXTRACTION-ELECTRON CAPTURE DETEC
9339 | CHLORODIBROMOACETIC ACID | SM 4500-CL G | GC-L/S EXTRACTION-ELECTRON CAPTURE DETEC
9339 | CHLORODIBROMOACETIC ACID | SM 4500-CL F | GC-L/S EXTRACTION-ELECTRON CAPTURE DETEC
9339 | CHLORODIBROMOACETIC ACID | NO METHOD | NO METHOD
9339 | CHLORODIBROMOACETIC ACID | SM 4500-CL G (AS HACH 8167) | GC-L/S EXTRACTION-ELECTRON CAPTURE DETEC
9535 | BROMODICHLOROACETIC ACID | SM4500-CL-F | GC-L/S EXTRACTION-ELECTRON CAPTURE DETEC
9535 | BROMODICHLOROACETIC ACID | SM4500-CL-G | GC-L/S EXTRACTION-ELECTRON CAPTURE DETEC
9535 | BROMODICHLOROACETIC ACID | SM 4500-CN> G | GC-L/S EXTRACTION-ELECTRON CAPTURE DETEC
9535 | BROMODICHLOROACETIC ACID | SM 4500-CL G-2000 | GC-L/S EXTRACTION-ELECTRON CAPTURE DETEC
9535 | BROMODICHLOROACETIC ACID | SM 4500-CL G (AS HACH 8167) | GC-L/S EXTRACTION-ELECTRON CAPTURE DETEC
9535 | BROMODICHLOROACETIC ACID | SM 4500-CL G (AS HACH 8021) | GC-L/S EXTRACTION-ELECTRON CAPTURE DETEC
9535 | BROMODICHLOROACETIC ACID | SM 4500-CL G | GC-L/S EXTRACTION-ELECTRON CAPTURE DETEC
9535 | BROMODICHLOROACETIC ACID | SM 4500-CL F | GC-L/S EXTRACTION-ELECTRON CAPTURE DETEC
9535 | BROMODICHLOROACETIC ACID | NO METHOD | NO METHOD
9535 | BROMODICHLOROACETIC ACID | 552.1 | GC-L/S EXTRACTION-ELECTRON CAPTURE DETEC
9639 | TRIBROMOACETIC ACID | 552.1 | GC-L/S EXTRACTION-ELECTRON CAPTURE DETEC
9639 | TRIBROMOACETIC ACID | NO METHOD | NO METHOD
9639 | TRIBROMOACETIC ACID | SM 4500-CL F | GC-L/S EXTRACTION-ELECTRON CAPTURE DETEC
9639 | TRIBROMOACETIC ACID | SM 4500-CL G | GC-L/S EXTRACTION-ELECTRON CAPTURE DETEC
9639 | TRIBROMOACETIC ACID | SM4500-CL-G | GC-L/S EXTRACTION-ELECTRON CAPTURE DETEC
9639 | TRIBROMOACETIC ACID | SM 4500-CL G (AS HACH 8167) | GC-L/S EXTRACTION-ELECTRON CAPTURE DETEC
9639 | TRIBROMOACETIC ACID | SM 4500-CL G-2000 | GC-L/S EXTRACTION-ELECTRON CAPTURE DETEC
9639 | TRIBROMOACETIC ACID | SM 4500-CN> G | GC-L/S EXTRACTION-ELECTRON CAPTURE DETEC
9639 | TRIBROMOACETIC ACID | SM4500-CL-F | GC-L/S EXTRACTION-ELECTRON CAPTURE DETEC
9639 | TRIBROMOACETIC ACID | SM 4500-CL G (AS HACH 8021) | GC-L/S EXTRACTION-ELECTRON CAPTURE DETEC
VAFL | FLUORIDE PLANT TAP | 300.0 | ION CHROMATOGRAPHY
VAFL | FLUORIDE PLANT TAP | FL-IC | ION CHROMOTOGRAPHY
VAFL | FLUORIDE PLANT TAP | D4327-91 | ION CHROMATOGRAPHY
VAFL | FLUORIDE PLANT TAP | 4500F-C | POTENTIOMETER ION SELECTIVE ELECTRODE
VAFL | FLUORIDE PLANT TAP | 300.1 | ION CHROMATOGRAPHY
VAFL | FLUORIDE PLANT TAP | 380-75WE | ION SELECTIVE ELECTRODE
VAFL | FLUORIDE PLANT TAP | NO METHOD | NO METHOD
VAFL | FLUORIDE PLANT TAP | HACH 10225 | COLORIMETRIC SPADNS, WITH DISTILLATION
VAFL | FLUORIDE PLANT TAP | EPA 300.0 | ION CHROMATOGRAPHY
VAFL | FLUORIDE PLANT TAP | SM 4500-F> C | POTENTIOMETER ION SELECTIVE ELECTRODE
VAFL | FLUORIDE PLANT TAP | SM4500-F-C | POTENTIOMETER ION SELECTIVE ELECTRODE
VAFL | FLUORIDE PLANT TAP | SM 4110 B | COLORIMETRIC SPADNS, WITH DISTILLATION
VAFL | FLUORIDE PLANT TAP | SM 4500-F> C-1997 | SELECTIVE ELECTRODE METHOD
VAFL | FLUORIDE PLANT TAP | FL-SPADNS | COLORIMETRIC SPADNS
VAFL | FLUORIDE PLANT TAP | FL-ISE | ELECTRODE
VAFL | FLUORIDE PLANT TAP | 4500F-D | COLORIMETRIC SPADNS, WITH DISTILLATION

## Classified Monitoring List
Instruction Tab |  | Classified Monitoring List - list of analyte categories and classifications
Sample Category | Classification Code | Classification Description | Analyte | Analyte Code | CAS No. | Notes
GE | ARS | Arsenic | ARSENIC | 1005 | 7440-38-2
GE | ASB | Asbestos | ASBESTOS | 1094 | 1332-21-4
GE | BRO | Bromate | BROMATE | 1011 | 15541-45-4
GE | CAH | SOCs - Chlorinated Acidic Herbicides | DALAPON | 2031 | 75-99-0
GE | CAH | SOCs - Chlorinated Acidic Herbicides | PICLORAM | 2040 | 1918-02-1
GE | CAH | SOCs - Chlorinated Acidic Herbicides | DINOSEB | 2041 | 88-85-7
GE | CAH | SOCs - Chlorinated Acidic Herbicides | 2,4-D | 2105 | 94-75-7
GE | CAH | SOCs - Chlorinated Acidic Herbicides | 2,4,5-TP | 2110 | 93-72-1
GE | CAH | SOCs - Chlorinated Acidic Herbicides | PENTACHLOROPHENOL | 2326
GE | CAL | Calcium | CALCIUM | 1016 | 7440-70-2
GE | CAR | SOCs - Carbamates | OXAMYL | 2036 | 23135-22-0
GE | CAR | SOCs - Carbamates | CARBOFURAN | 2046 | 1563-66-2
GE | CHL | Chlorite | CHLORATE | 1007 | 14866-68-3
GE | CHL | Chlorite | CHLORITE | 1009 | 14998-27-7
GE | CON | Conductivity | CONDUCTIVITY @ 25 C UMHOS/CM | 1064
GE | CYN | Cyanide | CYANIDE | 1024 | 57-12-5
GE | DIO | Dioxin | 2,3,7,8-TCDD | 2063 | 1746-01-6
GE | DIQ | SOCs - Diquat | DIQUAT | 2032 | 2764-72-9
GE | END | Endothall | ENDOTHALL | 2033 | 145-73-3
GE | FL2 | Fluoride Split | FLUORIDE | 1025 | 16984-48-8
GE | FL2 | Fluoride Split | FLUORIDE PLANT TAP | VAFL
GE | FLU | Fluoride | FLUORIDE | 1025 | 16984-48-8
GE | FOA | FOAM | MBAS - FOAMING AGENTS (SURFACTANTS) | 1089
GE | FUM | SOCs - Volatile Fumigants | 1,2-DIBROMO-3-CHLOROPROPANE | 2931 | 96-12-8
GE | FUM | SOCs - Volatile Fumigants | ETHYLENE DIBROMIDE | 2946 | 106-93-4
GE | GLY | Glyphosate | GLYPHOSATE | 2034 | 1071-83-6
GE | HAA | HAA5 | MONOCHLOROACETIC ACID | 2450 | 79-11-8
GE | HAA | HAA5 | DICHLOROACETIC ACID | 2451 | 79-43-6
GE | HAA | HAA5 | TRICHLOROACETIC ACID | 2452 | 76-03-9
GE | HAA | HAA5 | MONOBROMOACETIC ACID | 2453 | 79-08-3
GE | HAA | HAA5 | DIBROMOACETIC ACID | 2454 | 631-64-1
GE | HAA | HAA5 | TOTAL HALOACETIC ACIDS (HAA5) | 2456
GE | INO | Inorganics | TURBIDITY | 0100
GE | INO | Inorganics | CHLORIDE | 1017 | 16887-00-6
GE | INO | Inorganics | FLUORIDE | 1025 | 16984-48-8
GE | INO | Inorganics | ORTHOPHOSPHATE | 1044 | 14265-44-2
GE | INO | Inorganics | SULFATE | 1055 | 14808-79-8
GE | INO | Inorganics | CONDUCTIVITY @ 25 C UMHOS/CM | 1064
GE | INO | Inorganics | COLOR | 1905
GE | INO | Inorganics | CORROSIVITY | 1910
GE | INO | Inorganics | CALCIUM HARDNESS | 1914
GE | INO | Inorganics | HARDNESS, TOTAL (AS CAC03) | 1915
GE | INO | Inorganics | PH | 1925
GE | INO | Inorganics | ALKALINITY, TOTAL | 1927
GE | INO | Inorganics | TDS | 1930
GE | MET | Metals | ALUMINUM | 1002 | 7429-90-5
GE | MET | Metals | ARSENIC | 1005 | 7440-38-2
GE | MET | Metals | BARIUM | 1010 | 7440-39-3
GE | MET | Metals | CADMIUM | 1015 | 7440-43-9
GE | MET | Metals | CHROMIUM | 1020 | 7440-47-3
GE | MET | Metals | COPPER, FREE | 1022 | 7440-50-8
GE | MET | Metals | IRON | 1028 | 7439-89-6
GE | MET | Metals | LEAD | 1030 | 7439-92-1
GE | MET | Metals | MANGANESE | 1032 | 7439-96-5
GE | MET | Metals | MERCURY | 1035 | 7439-97-6
GE | MET | Metals | NICKEL | 1036 | 7440-02-0
GE | MET | Metals | SELENIUM | 1045 | 7782-49-2
GE | MET | Metals | SILVER | 1050 | 7440-22-4
GE | MET | Metals | SODIUM | 1052 | 7440-23-5
GE | MET | Metals | ANTIMONY, TOTAL | 1074 | 7440-36-0
GE | MET | Metals | BERYLLIUM, TOTAL | 1075 | 7440-41-7
GE | MET | Metals | THALLIUM, TOTAL | 1085 | 7440-28-0
GE | MET | Metals | ZINC | 1095 | 7440-66-6
GE | MPN | Total and E. Coli, MPN | COLIFORM (PRE-TCR) | 3000
GE | MPN | Total and E. Coli, MPN | E. COLI | 3014 | 68583-22-2
GE | NIT | Nitrate + Nitrite (Combined) | NITRATE-NITRITE | 1038
GE | NO2 | Nitrite-N (iced) | NITRITE | 1041 | 14797-65-0
GE | RAD | Radiological | GROSS ALPHA, INCL. RADON & U | 4002 | 12587-46-1
GE | RAD | Radiological | COMBINED URANIUM | 4006 | 7440-61-1
GE | RAD | Radiological | RADIUM-226 | 4020 | 13982-63-3
GE | RAD | Radiological | RADIUM-228 | 4030 | 15262-20-1
GE | RAP | RADs - Potassium | POTASSIUM | 1042 | 7440-09-7
GE | RGB | RADs - Gross Beta | GROSS BETA PARTICLE ACTIVITY | 4100 | 12587-47-2
GE | RIO | RADs - Iodine 131 | 53-IODINE-131 | 4264 | 10043-66-0
GE | SIO | Silica | SILICA | 1049 | 7631-86-9
GE | STR | RADs - Strontium | 38-STRONTIUM-90 | 4174 | 10098-97-2
GE | SUL | Hydrogen Sulfide | HYDROGEN SULFIDE | 1027 | 7783-06-4
GE | SUV | SUVA | CARBON, DISSOLVED ORGANIC (DOC) | 2919
GE | SUV | SUVA | UV ABSORBANCE @254 NM | 2922
GE | SUV | SUVA | SUVA (SPECFIC ULTRAVIOLET ABSORBANCE) | 2923
GE | SVO | SOCs - Semi-Volatile Organic Chemical | ENDRIN | 2005 | 72-20-8
GE | SVO | SOCs - Semi-Volatile Organic Chemical | BHC-GAMMA | 2010 | 58-89-9
GE | SVO | SOCs - Semi-Volatile Organic Chemical | METHOXYCHLOR | 2015 | 72-43-5
GE | SVO | SOCs - Semi-Volatile Organic Chemical | TOXAPHENE | 2020 | 8001-35-2
GE | SVO | SOCs - Semi-Volatile Organic Chemical | DI(2-ETHYLHEXYL) ADIPATE | 2035 | 103-23-1
GE | SVO | SOCs - Semi-Volatile Organic Chemical | SIMAZINE | 2037 | 122-34-9
GE | SVO | SOCs - Semi-Volatile Organic Chemical | DI(2-ETHYLHEXYL) PHTHALATE | 2039 | 117-81-7
GE | SVO | SOCs - Semi-Volatile Organic Chemical | HEXACHLOROCYCLOPENTADIENE | 2042 | 77-47-4
GE | SVO | SOCs - Semi-Volatile Organic Chemical | ATRAZINE | 2050 | 1912-24-9
GE | SVO | SOCs - Semi-Volatile Organic Chemical | LASSO | 2051 | 15972-60-8
GE | SVO | SOCs - Semi-Volatile Organic Chemical | HEPTACHLOR | 2065 | 76-44-8
GE | SVO | SOCs - Semi-Volatile Organic Chemical | HEPTACHLOR EPOXIDE | 2067 | 1024-57-3
GE | SVO | SOCs - Semi-Volatile Organic Chemical | HEXACHLOROBENZENE | 2274 | 118-74-1
GE | SVO | SOCs - Semi-Volatile Organic Chemical | BENZO(A)PYRENE | 2306 | 50-32-8
GE | SVO | SOCs - Semi-Volatile Organic Chemical | TOTAL POLYCHLORINATED BIPHENYLS (PCB) | 2383 | 1336-36-3
GE | SVO | SOCs - Semi-Volatile Organic Chemical | CHLORDANE | 2959 | 57-74-9
GE | THM | TTHM | CHLOROFORM | 2941 | 67-66-3
GE | THM | TTHM | BROMOFORM | 2942 | 75-25-2
GE | THM | TTHM | BROMODICHLOROMETHANE | 2943 | 75-27-4
GE | THM | TTHM | DIBROMOCHLOROMETHANE | 2944 | 124-48-1
GE | THM | TTHM | TTHM | 2950
GE | TOA | TOC-Alkalinity (Raw) | ALKALINITY, TOTAL | 1927
GE | TOA | TOC-Alkalinity (Raw) | CARBON, TOTAL | 2920 | 7440-44-0
GE | TOC | TOC-Low (Finished) | CARBON, TOTAL | 2920 | 7440-44-0
GE | TRM | Tritium | TRITIUM | 4102 | 10028-17-8
GE | URN | Uranium | COMBINED URANIUM | 4006 | 7440-61-1
GE | VOC | VOC | METHYL TERT-BUTYL ETHER | 2251 | 1634-04-4
GE | VOC | VOC | 1,2,4-TRICHLOROBENZENE | 2378 | 120-82-1
GE | VOC | VOC | CIS-1,2-DICHLOROETHYLENE | 2380 | 156-59-2
GE | VOC | VOC | XYLENES, TOTAL | 2955 | 1330-20-7
GE | VOC | VOC | DICHLOROMETHANE | 2964 | 75-09-2
GE | VOC | VOC | O-DICHLOROBENZENE | 2968 | 95-50-1
GE | VOC | VOC | P-DICHLOROBENZENE | 2969 | 106-46-7
GE | VOC | VOC | VINYL CHLORIDE | 2976 | 75-01-4
GE | VOC | VOC | 1,1-DICHLOROETHYLENE | 2977 | 75-35-4
GE | VOC | VOC | TRANS-1,2-DICHLOROETHYLENE | 2979 | 156-60-5
GE | VOC | VOC | 1,2-DICHLOROETHANE | 2980 | 107-06-2
GE | VOC | VOC | 1,1,1-TRICHLOROETHANE | 2981 | 71-55-6
GE | VOC | VOC | CARBON TETRACHLORIDE | 2982 | 56-23-5
GE | VOC | VOC | 1,2-DICHLOROPROPANE | 2983 | 78-87-5
GE | VOC | VOC | TRICHLOROETHYLENE | 2984 | 79-01-6
GE | VOC | VOC | 1,1,2-TRICHLOROETHANE | 2985 | 79-00-5
GE | VOC | VOC | TETRACHLOROETHYLENE | 2987 | 127-18-4
GE | VOC | VOC | CHLOROBENZENE | 2989 | 108-90-7
GE | VOC | VOC | BENZENE | 2990 | 71-43-2
GE | VOC | VOC | TOLUENE | 2991 | 108-88-3
GE | VOC | VOC | ETHYLBENZENE | 2992 | 100-41-4
GE | VOC | VOC | STYRENE | 2996 | 100-42-5
GE | WQ1 | Water Quality (Panel 1) | PH | 1925
GE | WQ1 | Water Quality (Panel 1) | ALKALINITY, TOTAL | 1927
GE | WQ2 | Water Quality (Panel 2) | ORTHOPHOSPHATE | 1044 | 14265-44-2
GE | WQ2 | Water Quality (Panel 2) | PH | 1925
GE | WQ2 | Water Quality (Panel 2) | ALKALINITY, TOTAL | 1927
PB | LC | Lead & Copper | COPPER, FREE | 1022 | 7440-50-8
PB | LC | Lead & Copper | LEAD | 1030 | 7439-92-1
TC | TC | TC, Presence/Absence | FECAL COLIFORM | 3013
TC | TC | TC, Presence/Absence | E. COLI | 3014 | 68583-22-2
TC | TC | TC, Presence/Absence | COLIFORM (TCR) | 3100

## Unit of Measure Codes
Instruction Tab | Unit of Measure Codes - valid SDWIS units of measure for concentration and detection values
UOM_CODE | UOM_NAME | UOM_CATEGORY
% | Percent
%LUM | Percent Luminance | COLOR OF WATER
%PUR | Percent Purity | COLOR OF WATER
10 mL | 10 milliliters
100 L | 100 liters
100 gal | 100 gallons
100ML | 100 milliliters
400 gal | 400 gallons
400 mL | 400 milliliters
ADMIU | ADMI Color Value | COLOR OF WATER
AGGR | Aggressive Index | CORROSIVITY
C | Degrees Celsius | TEMPERATURE
CM-1 | Per Centimeter | ABSORBANCE
CT | Contact Time
CU | Color Units | COLOR OF WATER
Col/100ml | Colonies/100 milliliters
F | Degrees Fahrenheit | TEMPERATURE
FTU | Flavor Threshold Units | TASTE OF WATER
G | Gallon(s)
GPD | Gallons/Day
L | Liter(s)
L/mg-cm | Liter per Milligram-Centimeter | SPECIFIC ABSORBANCE
L/mg-m | Liter per Milligram-Meter | SPECIFIC ABSORBANCE
LANG | Langlier Index | CORROSIVITY
Lbs/CFt | Pounds per Cubic Foot | CONCENTRATION
Lbs/gal | LBS/GAL | CONCENTRATION
MFL | Million Fibers per Liter | FILBERS PER VOLUME
MGD | Million gallons/Day
N | Number
NTU | Nephelometric Units | TURBIDITY
OBSVNS | Observations/field at 100 Power | COUNT
Org/100mL | Organisms per 100 mL
Org/l | Organisms per liter
Ratio | Ratio of Actual/Required TOC removal | REMOVAL RATIO
SAMP VOL | Sample Volume
SLIDE | Slide
SU | Standard Units | COLOR OF WATER
TON | Threshold Odor Number | THRESHOLD ODOR OF WATER
Units | Units | UNITS
mL | Milliliter(s)
mRem | Millirems | RAD BIO EFFECT
mRemY | Millirems per Year | RAD BIO EFFECT PER TIME
mg/L | Milligrams per Liter | CONCENTRATION
ng/L | Nanogram per Liter | CONCENTRATION
nm | Nanometer | COLOR OF WATER
oz | Ounce(s)
pCi/L | Picocurie per Liter | ACTIVITY PER VOLUME
pH | pH | PH
ug/L | Micrograms per Liter | CONCENTRATION
umho/cm | Micromhos per Centimeter | CONDUCTIVITY

## Template_Sample
Instruction Tab
Structure Set Name | Certifying Agency | Lab ID | Sample ID | PWSID | Sample Category | Classification Code | Sample Type | Compliance Indicator | Facility ID | Sampling Point | Sample Location | Collect Date | Collect Time | Receive Date | Sampler Name | CL2 Residual | Rejection Reason | PB Type Code | Original Sample: Certifying Agency (Repeat, Triggered, or Confirmation Samples ONLY) | Original Sample: Lab ID (Repeat, Triggered, or Confirmation Samples ONLY) | Original Sample: Sample ID (Repeat, Triggered, or Confirmation Samples ONLY) | Sample Comments

## Template_Result
Instruction Tab
Structure Set Name | Certifying Agency | Lab ID | Sample ID | PWSID | Analyte Code | Analysis Method | State Notification Date | Data Quality | Microbe Presence Indicator (TC or MPN ONLY) | Count (MPN ONLY) | Count Volume (MPN ONLY) | Count Type (MPN ONLY) | Less Than Indicator (GE or PB ONLY) | Less Than Code (GE or PB ONLY) | Detection Level (GE or PB ONLY) | Detection Unit Measure (GE or PB ONLY) | Concentration (GE or PB ONLY) | Concentration Unit Measure (GE or PB ONLY) | Data Quality Reason (GE or PB ONLY) | Bacti Interference (TC ONLY) | Result Comment

## Non Regulated Parameters
Instruction Tab |  | Non Regulated Parameters - list of analyte categories and classifications for analytes not on the Classified Monitoring List
Sample Category | Classification Code | Classification Description | Analyte | Analyte Code | CAS No. | Notes
GE | INO | Inorganics | BROMIDE | 1004
GE | INO | Inorganics | PERCHLORATE | 1039
GE | INO | Inorganics | TOTAL PHOSPHOROUS | 1043
GE | MET | Metals | MAGNESIUM | 1031
GE | MET | Metals | CHROMIUM-6 | 1080
GE | RAD | Radiological | STRONTIUM – 89 | 4172
GE | RAD | Radiological | RADON | 4004
GE | CAR | SOCs - Carbamates | CARBARYL | 2021
GE | CAR | SOCs - Carbamates | METHOMYL | 2022
GE | CAR | SOCs - Carbamates | METHIOCARB | 2024
GE | CAR | SOCs - Carbamates | ALDICARB SULFOXIDE | 2043
GE | CAR | SOCs - Carbamates | ALDICARB SULFONE | 2044
GE | CAR | SOCs - Carbamates | ALDICARB | 2047
GE | CAR | SOCs - Carbamates | 3-HYDROXYCARBOFURAN | 2066
GE | CAH | SOCs - Chlorinated Acidic Herbicides | DICAMBA | 2440
GE | DIQ | SOCs - Diquat | PARAQUAT | 2028
GE | SVO | SOCs - Semi-Volatile Organic Chemical | METOLACHLOR | 2045
GE | SVO | SOCs - Semi-Volatile Organic Chemical | DIELDRIN | 2070
GE | SVO | SOCs - Semi-Volatile Organic Chemical | BUTACHLOR | 2076
GE | SVO | SOCs - Semi-Volatile Organic Chemical | PROPACHLOR | 2077
GE | SVO | SOCs - Semi-Volatile Organic Chemical | ALDRIN | 2356
GE | SVO | SOCs - Semi-Volatile Organic Chemical | METRIBUZIN | 2595
GE | VOC | Volatile Organic Compounds | P-ISOPROPYLTOLUENE | 2030
GE | VOC | Volatile Organic Compounds | CHLOROMETHANE | 2210
GE | VOC | Volatile Organic Compounds | DICHLORODIFLUOROMETHANE | 2212
GE | VOC | Volatile Organic Compounds | BROMOMETHANE | 2214
GE | VOC | Volatile Organic Compounds | CHLOROETHANE | 2216
GE | VOC | Volatile Organic Compounds | TRICHLOROFLUOROMETHANE | 2218
GE | VOC | Volatile Organic Compounds | TRANS-1,3-DICHLOROPROPENE | 2224
GE | VOC | Volatile Organic Compounds | CIS-1,3-DICHLOROPROPENE | 2228
GE | VOC | Volatile Organic Compounds | 1,2-DIBROMOETHYLENE | 2232
GE | VOC | Volatile Organic Compounds | HEXACHLOROBUTADIENE | 2246
GE | VOC | Volatile Organic Compounds | NAPHTHALENE | 2248
GE | VOC | Volatile Organic Compounds | TETRAHYDROFURAN | 2263
GE | VOC | Volatile Organic Compounds | DIBROMOMETHANE | 2408
GE | VOC | Volatile Organic Compounds | 1,1-DICHLOROPROPENE | 2410
GE | VOC | Volatile Organic Compounds | 1,3-DICHLOROPROPANE | 2412
GE | VOC | Volatile Organic Compounds | 1,2,3-TRICHLOROPROPANE | 2414
GE | VOC | Volatile Organic Compounds | 2,2-DICHLOROPROPANE | 2416
GE | VOC | Volatile Organic Compounds | 1,2,4-TRIMETHYLBENZENE | 2418
GE | VOC | Volatile Organic Compounds | 1,2,3-TRICHLOROBENZENE | 2420
GE | VOC | Volatile Organic Compounds | N-BUTYLBENZENE | 2422
GE | VOC | Volatile Organic Compounds | 1,3,5-TRIMETHYLBENZENE | 2424
GE | VOC | Volatile Organic Compounds | TERT-BUTYLBENZENE | 2426
GE | VOC | Volatile Organic Compounds | SEC-BUTYLBENZENE | 2428
GE | VOC | Volatile Organic Compounds | BROMOCHLOROMETHANE | 2430
GE | VOC | Volatile Organic Compounds | O-CHLOROTOLUENE | 2965
GE | VOC | Volatile Organic Compounds | P-CHLOROTOLUENE | 2966
GE | VOC | Volatile Organic Compounds | M-DICHLOROBENZENE | 2967
GE | VOC | Volatile Organic Compounds | 1,1-DICHLOROETHANE | 2978
GE | VOC | Volatile Organic Compounds | 1,1,1,2-TETRACHLOROETHANE | 2986
GE | VOC | Volatile Organic Compounds | 1,1,2,2-TETRACHLOROETHANE | 2988
GE | VOC | Volatile Organic Compounds | BROMOBENZENE | 2993
GE | VOC | Volatile Organic Compounds | ISOPROPYLBENZENE | 2994
GE | VOC | Volatile Organic Compounds | N-PROPYLBENZENE | 2998

## Permitted Values
Instruction Tab
Template_Sample |  | Template_Result
Sample Category |  | Data Quality
TC | Total Coliform | A | Accepted
GE | General | R | Rejected | (*For NON-Bacti results only. Must provide reason code in Data Quality Reason. )
PB | Lead & Copper
Microbe Presence Indicator (TC or MPN ONLY)
|  | A | Absent
Sample Type |  | P | Present
RT | Routine
RP | Repeat
SP | Special | Count Volume (MPN ONLY)
ST | Split | 100ML
TG | Triggered
CO | Confirmation | Count Type (MPN ONLY)
Compliance Indicator |  | MPN
Y | For compliance sample
N | Not for compliance sample
Less Than Indicator (GE or PB ONLY)
|  | Y | Yes (less than MRL or MDL)
Rejection Reason |  | N | No (Greater than or equal to MRL or MDL)
BR | Broken
CL | Chlorine Present | Less Than Code (GE or PB ONLY)
EH | Exceeds Holding Time | MRL | Lab Reporting Level
HS | Excessive Headspace | MDL | Federal Minimum Detection Level
FZ | Frozen Sample
IN | Insufficient Information | Bacti Interference (TC Only)
VO | Insufficient Volume | TNTC | Too Numerous to count
BP | Invalid Sampling Point | CNFG | Confluent Growth
IP | Invalid Sampling Protocol | TCNG | Turbid Culture - No Gas
LA | Lab Accident
LT | Leaked in Transit
Data Quality Reason
|  | IF | Instrument Failure
|  | LE | Lab Error
PB Type Code |  | LC | Lab Not Certified
FSD | First Draw | OT | Other
|  | RC | Requester Cancelled
|  | WR | Water System Rejected