## Instructions
Data compiled for Q3 2025 Quarter on 5/20/2025
Do not rename, add, delete or modify Columns, ranges or worksheets on any worksheets
Links to other tabs in this Workbook
Method Analytes assoc.- valid SDWIS analysis method and analyte associations
Classified Monitoring List - list of analyte categories and classifications
Non Regulated Parameters - list of analyte categories and classifications for analytes not on the Classified Monitoring List

## Monitoring Schedules
PWSID | SAMPLECATEGORY | CLASSIFICATIONCODE | SAMPLEFREQUENCY | SAMPLETYPE | COMPLIANCEINDICATOR | FACILITYID | SAMPLINGPOINTS | SAMPLELOCATION | WATERSYSTEMNAME | PWSFACILITYDESCRIPTION | PBTYPECODE | QUANTITY | ACTIVITY_DATE
VA1021043 | GE | THH5 | YR | RT | Y | DS005 | DBP01 | COUNTY ADM. BUILDING | BLAND COMMUNITY WATER SYSTEM | DISTRIBUTION SYSTEM |  | 1 | 6/24/1977 12:00:00 AM
VA1021043 | TC | TC | MN | RT | Y | DS005 | TCR01 |  | BLAND COMMUNITY WATER SYSTEM | DISTRIBUTION SYSTEM |  | 6 | 6/24/1977 12:00:00 AM
VA1021046 | GE | THH5 | QT | RT | Y | DS005 | DBP02 | GUARD QUARTERS | BLAND CORRECTIONAL CENTER | DISTRIBUTION SYSTEM |  | 1 | 6/24/1977 12:00:00 AM
VA1021046 | TC | TC | MN | RT | Y | DS005 | TCR01 |  | BLAND CORRECTIONAL CENTER | DISTRIBUTION SYSTEM |  | 3 | 6/24/1977 12:00:00 AM
VA1021046 | GE | TOCA | QT | RT | Y | IN001 | RW001 | RAW H2O SAMPLE TAP | BLAND CORRECTIONAL CENTER | KIMBERLING CREEK |  | 1 | 6/24/1977 12:00:00 AM
VA1021046 | GE | TOC | QT | RT | Y | TP002 | UP001 | COMBINED FILT. EFF. | BLAND CORRECTIONAL CENTER | WATER TREATMENT PLANT |  | 1 | 6/24/1977 12:00:00 AM
VA1021056 | GE | THH5 | YR | RT | Y | DS001 | DBP01 | MENS REST RM, LOBBY | ABB POWER T & D COMPANY, INC. | DISTRIBUTION SYSTEM |  | 1 | 4/13/1992 12:00:00 AM
VA1021056 | PB | PBCU | 3Y | RT | Y | DS001 | LCR08 | FINAL ASSEMBLY MENS | ABB POWER T & D COMPANY, INC. | DISTRIBUTION SYSTEM | FSD | 1 | 4/13/1992 12:00:00 AM
VA1021056 | PB | PBCU | 3Y | RT | Y | DS001 | LCR09 | COIL SHOP SINK | ABB POWER T & D COMPANY, INC. | DISTRIBUTION SYSTEM | FSD | 1 | 4/13/1992 12:00:00 AM
VA1021056 | PB | PBCU | 3Y | RT | Y | DS001 | LCR10 | COIL SHOP, LADIES RR | ABB POWER T & D COMPANY, INC. | DISTRIBUTION SYSTEM | FSD | 1 | 4/13/1992 12:00:00 AM
VA1021056 | PB | PBCU | 3Y | RT | Y | DS001 | LCR11 | METAL FAB MEN'S RR | ABB POWER T & D COMPANY, INC. | DISTRIBUTION SYSTEM | FSD | 1 | 4/13/1992 12:00:00 AM
VA1021056 | PB | PBCU | 3Y | RT | Y | DS001 | LCR12 | METAL FAB FOUNTAIN | ABB POWER T & D COMPANY, INC. | DISTRIBUTION SYSTEM | FSD | 1 | 4/13/1992 12:00:00 AM
VA1021056 | TC | TC | MN | RT | Y | DS001 | TCR01 |  | ABB POWER T & D COMPANY, INC. | DISTRIBUTION SYSTEM |  | 3 | 4/13/1992 12:00:00 AM
VA1021056 | GE | ICMT | 3Y | RT | Y | EP001 | EP001 | SINK IN CL2 BLDG. | ABB POWER T & D COMPANY, INC. | ENTRY POINT |  | 1 | 4/13/1992 12:00:00 AM
VA1021056 | GE | VOC | 3Y | RT | Y | EP001 | EP001 | SINK IN CL2 BLDG. | ABB POWER T & D COMPANY, INC. | ENTRY POINT |  | 1 | 4/13/1992 12:00:00 AM
VA1021056 | GE | MPN | QT | RT | Y | WL001 | RW001 | TAP BEFORE CL2 | ABB POWER T & D COMPANY, INC. | DRILLED WELL |  | 1 | 4/13/1992 12:00:00 AM
VA1021126 | TC | TC | MN | RT | Y | DS004 | TCR01 |  | DEER RUN WATER COMPANY, INC | DISTRIBUTION SYSTEM |  | 3 | 2/16/1979 12:00:00 AM
VA1021126 | GE | VOC | YR | RT | Y | EP001 | EP001 | TAP AFTER CHLOR. | DEER RUN WATER COMPANY, INC | ENTRY POINT |  | 1 | 2/16/1979 12:00:00 AM
VA1021126 | GE | MPN | QT | RT | Y | WL001 | RW001 | WELLHEAD | DEER RUN WATER COMPANY, INC | WELL |  | 1 | 2/16/1979 12:00:00 AM
VA1021172 | TC | TC | QT | RT | Y | DS950 | TCR01 |  | BIG WALKER MOTEL | DISTRIBUTION SYSTEM |  | 1 | 7/19/2002 12:00:00 AM
VA1021700 | GE | TTHM | QT | RT | Y | DS950 | DBP02 | IDS01 - WWTP | ROCKY GAP/BASTIAN REGIONAL | DISTRIBUTION SYSTEM |  | 1 | 2/11/1997 12:00:00 AM
VA1021700 | GE | HAA5 | QT | RT | Y | DS950 | DBP03 | IDS02 - SCHOOL BOARD OFFICE | ROCKY GAP/BASTIAN REGIONAL | DISTRIBUTION SYSTEM |  | 1 | 2/11/1997 12:00:00 AM
VA1021700 | TC | TC | MN | RT | Y | DS950 | TCR01 |  | ROCKY GAP/BASTIAN REGIONAL | DISTRIBUTION SYSTEM |  | 6 | 2/11/1997 12:00:00 AM
VA1027061 | GE | THH5 | QT | RT | Y | DS001 | DBP04 | 7380 BROWN MOUNTAIN ROAD | BUCHANAN CO PSA | DS001 - DISTRIBUTION SYSTEM |  | 1 | 1/12/1998 12:00:00 AM
VA1027061 | GE | THH5 | QT | RT | Y | DS001 | DBP05 | 4534 OLD ROCKLICK ROAD | BUCHANAN CO PSA | DS001 - DISTRIBUTION SYSTEM |  | 1 | 1/12/1998 12:00:00 AM
VA1027061 | GE | THH5 | QT | RT | Y | DS001 | DBP07 | 5408 WHITE MOUNTAIN ROAD | BUCHANAN CO PSA | DS001 - DISTRIBUTION SYSTEM |  | 1 | 1/12/1998 12:00:00 AM
VA1027061 | GE | THH5 | QT | RT | Y | DS001 | DBP10 | 1101 GUESSES FORK RD | BUCHANAN CO PSA | DS001 - DISTRIBUTION SYSTEM |  | 1 | 1/12/1998 12:00:00 AM
VA1027061 | PB | PBCU | 3Y | RT | Y | DS001 | LCR01 | 1036 ACHORAGE CIRCLE | BUCHANAN CO PSA | DS001 - DISTRIBUTION SYSTEM | FSD | 1 | 1/12/1998 12:00:00 AM
VA1027061 | PB | PBCU | 3Y | RT | Y | DS001 | LCR04 | 2849 LOVERS GAP ROAD | BUCHANAN CO PSA | DS001 - DISTRIBUTION SYSTEM | FSD | 1 | 1/12/1998 12:00:00 AM
VA1027061 | PB | PBCU | 3Y | RT | Y | DS001 | LCR07 | 1023 OLD BENN'S BRANCH ROAD | BUCHANAN CO PSA | DS001 - DISTRIBUTION SYSTEM | FSD | 1 | 1/12/1998 12:00:00 AM
VA1027061 | PB | PBCU | 3Y | RT | Y | DS001 | LCR08 | 2047 LITTLE PRATER ROAD | BUCHANAN CO PSA | DS001 - DISTRIBUTION SYSTEM | FSD | 1 | 1/12/1998 12:00:00 AM
VA1027061 | PB | PBCU | 3Y | RT | Y | DS001 | LCR10 | 1166 PROSPER ROAD | BUCHANAN CO PSA | DS001 - DISTRIBUTION SYSTEM | FSD | 1 | 1/12/1998 12:00:00 AM
VA1027061 | PB | PBCU | 3Y | RT | Y | DS001 | LCR15 | 1145 BIG JOHN STACEY RD | BUCHANAN CO PSA | DS001 - DISTRIBUTION SYSTEM | FSD | 1 | 1/12/1998 12:00:00 AM
VA1027061 | PB | PBCU | 3Y | RT | Y | DS001 | LCR16 | 1685 LOVERS GAP ROAD | BUCHANAN CO PSA | DS001 - DISTRIBUTION SYSTEM | FSD | 1 | 1/12/1998 12:00:00 AM
VA1027061 | PB | PBCU | 3Y | RT | Y | DS001 | LCR18 | 1104 STUMP ROAD | BUCHANAN CO PSA | DS001 - DISTRIBUTION SYSTEM | FSD | 1 | 1/12/1998 12:00:00 AM
VA1027061 | PB | PBCU | 3Y | RT | Y | DS001 | LCR19 | 1010 STUMP ROAD | BUCHANAN CO PSA | DS001 - DISTRIBUTION SYSTEM | FSD | 1 | 1/12/1998 12:00:00 AM
VA1027061 | PB | PBCU | 3Y | RT | Y | DS001 | LCR20 | 1046 STUMP ROAD | BUCHANAN CO PSA | DS001 - DISTRIBUTION SYSTEM | FSD | 1 | 1/12/1998 12:00:00 AM
VA1027061 | PB | PBCU | 3Y | RT | Y | DS001 | LCR21 | 1246 DAYS END ROAD | BUCHANAN CO PSA | DS001 - DISTRIBUTION SYSTEM | FSD | 1 | 1/12/1998 12:00:00 AM
VA1027061 | PB | PBCU | 3Y | RT | Y | DS001 | LCR23 | 1028 DEEPWOODS ROAD | BUCHANAN CO PSA | DS001 - DISTRIBUTION SYSTEM | FSD | 1 | 1/12/1998 12:00:00 AM
VA1027061 | PB | PBCU | 3Y | RT | Y | DS001 | LCR24 | 1146 DEEPWOODS ROAD | BUCHANAN CO PSA | DS001 - DISTRIBUTION SYSTEM | FSD | 1 | 1/12/1998 12:00:00 AM
VA1027061 | PB | PBCU | 3Y | RT | Y | DS001 | LCR25 | 1062 DEEPWOODS ROAD | BUCHANAN CO PSA | DS001 - DISTRIBUTION SYSTEM | FSD | 1 | 1/12/1998 12:00:00 AM
VA1027061 | PB | PBCU | 3Y | RT | Y | DS001 | LCR26 | 1211 DEEPWOODS ROAD | BUCHANAN CO PSA | DS001 - DISTRIBUTION SYSTEM | FSD | 1 | 1/12/1998 12:00:00 AM
VA1027061 | PB | PBCU | 3Y | RT | Y | DS001 | LCR27 | 1098 HERITAGE CIRCLE/POPLAR CK | BUCHANAN CO PSA | DS001 - DISTRIBUTION SYSTEM | FSD | 1 | 1/12/1998 12:00:00 AM
VA1027061 | PB | PBCU | 3Y | RT | Y | DS001 | LCR28 | 1041 HERITAGE CIRCLE/POPLAR CK | BUCHANAN CO PSA | DS001 - DISTRIBUTION SYSTEM | FSD | 1 | 1/12/1998 12:00:00 AM
VA1027061 | PB | PBCU | 3Y | RT | Y | DS001 | LCR29 | 1076 HERITAGE CIRCLE | BUCHANAN CO PSA | DS001 - DISTRIBUTION SYSTEM | FSD | 1 | 1/12/1998 12:00:00 AM
VA1027061 | PB | PBCU | 3Y | RT | Y | DS001 | LCR30 | 1070 SANDY VALLEY LANE | BUCHANAN CO PSA | DS001 - DISTRIBUTION SYSTEM | FSD | 1 | 1/12/1998 12:00:00 AM
VA1027061 | PB | PBCU | 3Y | RT | Y | DS001 | LCR32 | 1039 BILLY STILTNER RD | BUCHANAN CO PSA | DS001 - DISTRIBUTION SYSTEM | FSD | 1 | 1/12/1998 12:00:00 AM
VA1027061 | PB | PBCU | 3Y | RT | Y | DS001 | LCR36 | 1160 KID MILL ROAD | BUCHANAN CO PSA | DS001 - DISTRIBUTION SYSTEM | FSD | 1 | 1/12/1998 12:00:00 AM
VA1027061 | PB | PBCU | 3Y | RT | Y | DS001 | LCR43 | 1377 CAMP BRANCH ROAD | BUCHANAN CO PSA | DS001 - DISTRIBUTION SYSTEM | FSD | 1 | 1/12/1998 12:00:00 AM
VA1027061 | PB | PBCU | 3Y | RT | Y | DS001 | LCR46 | 1075 DAYS END ROAD | BUCHANAN CO PSA | DS001 - DISTRIBUTION SYSTEM | FSD | 1 | 1/12/1998 12:00:00 AM
VA1027061 | PB | PBCU | 3Y | RT | Y | DS001 | LCR49 | 1670 CAMP BRANCH ROAD | BUCHANAN CO PSA | DS001 - DISTRIBUTION SYSTEM | FSD | 1 | 1/12/1998 12:00:00 AM
VA1027061 | PB | PBCU | 3Y | RT | Y | DS001 | LCR52 | 11275 HELEN HENDERSON H | BUCHANAN CO PSA | DS001 - DISTRIBUTION SYSTEM | FSD | 1 | 1/12/1998 12:00:00 AM
VA1027061 | PB | PBCU | 3Y | RT | Y | DS001 | LCR53 | 1086 CHLOE ROAD | BUCHANAN CO PSA | DS001 - DISTRIBUTION SYSTEM | FSD | 1 | 1/12/1998 12:00:00 AM
VA1027061 | PB | PBCU | 3Y | RT | Y | DS001 | LCR55 | 1024 STUMP ROAD | BUCHANAN CO PSA | DS001 - DISTRIBUTION SYSTEM | FSD | 1 | 1/12/1998 12:00:00 AM
VA1027061 | PB | PBCU | 3Y | RT | Y | DS001 | LCR60 | 17375 RIVERSIDE DRIVE | BUCHANAN CO PSA | DS001 - DISTRIBUTION SYSTEM | FSD | 1 | 1/12/1998 12:00:00 AM
VA1027061 | PB | PBCU | 3Y | RT | Y | DS001 | LCR78 | 6626 LOVER'S GAP ROAD | BUCHANAN CO PSA | DS001 - DISTRIBUTION SYSTEM | FSD | 1 | 1/12/1998 12:00:00 AM
VA1027061 | PB | PBCU | 3Y | RT | Y | DS001 | LCR80 | 285 LITTLE PRATER ROAD | BUCHANAN CO PSA | DS001 - DISTRIBUTION SYSTEM | FSD | 1 | 1/12/1998 12:00:00 AM
VA1027061 | TC | TC | MN | RT | Y | DS001 | TCR01 |  | BUCHANAN CO PSA | DS001 - DISTRIBUTION SYSTEM |  | 60 | 1/12/1998 12:00:00 AM
VA1027065 | GE | THH5 | QT | RT | Y | DS001 | DBP02 | 6608 BULL RUN ROAD | GRASSY CREEK-BCPSA | DISTRIBUTION SYSTEM |  | 1 | 9/23/1998 12:00:00 AM
VA1027065 | PB | PBCU | 3Y | RT | Y | DS001 | LCR02 | 1356 CROWPASS RD. | GRASSY CREEK-BCPSA | DISTRIBUTION SYSTEM | FSD | 1 | 9/23/1998 12:00:00 AM
VA1027065 | PB | PBCU | 3Y | RT | Y | DS001 | LCR04 | 1035 COTTAGE RD. | GRASSY CREEK-BCPSA | DISTRIBUTION SYSTEM | FSD | 1 | 9/23/1998 12:00:00 AM
VA1027065 | PB | PBCU | 3Y | RT | Y | DS001 | LCR05 | 117 JANE LANE | GRASSY CREEK-BCPSA | DISTRIBUTION SYSTEM | FSD | 1 | 9/23/1998 12:00:00 AM
VA1027065 | PB | PBCU | 3Y | RT | Y | DS001 | LCR11 | 2005 CROWPASS RD. | GRASSY CREEK-BCPSA | DISTRIBUTION SYSTEM | FSD | 1 | 9/23/1998 12:00:00 AM
VA1027065 | PB | PBCU | 3Y | RT | Y | DS001 | LCR12 | 1190 BUTTERMILK RD. | GRASSY CREEK-BCPSA | DISTRIBUTION SYSTEM | FSD | 1 | 9/23/1998 12:00:00 AM
VA1027065 | TC | TC | MN | RT | Y | DS001 | TCR01 |  | GRASSY CREEK-BCPSA | DISTRIBUTION SYSTEM |  | 3 | 9/23/1998 12:00:00 AM
VA1027067 | GE | THH5 | QT | RT | Y | DS001 | DBP01 | 1095 OSBORNE MOUNTAIN ROAD | OSBORNE MOUNTAIN - BCPSA | DS001 DISTRIBUTION SYSTEM |  | 1 | 8/10/2009 12:00:00 AM
VA1027067 | TC | TC | MN | RT | Y | DS001 | TCR01 |  | OSBORNE MOUNTAIN - BCPSA | DS001 DISTRIBUTION SYSTEM |  | 3 | 8/10/2009 12:00:00 AM
VA1027068 | GE | THH5 | QT | RT | Y | DS001 | DBP01 | #3 SAMPLE STATION | PAGE - BCPSA | DISTRIBUTION SYSTEM |  | 1 | 7/8/2015 12:00:00 AM
VA1027068 | TC | TC | MN | RT | Y | DS001 | TCR01 |  | PAGE - BCPSA | DISTRIBUTION SYSTEM |  | 3 | 7/8/2015 12:00:00 AM
VA1027069 | GE | THH5 | QT | RT | Y | DS001 | DBP01 | 2573 RIVERSIDE DRIVE | SHORTT GAP - BCPSA | DS001 - DISTRIBUTION SYSTEM |  | 1 | 6/25/2004 12:00:00 AM
VA1027069 | TC | TC | MN | RT | Y | DS001 | TCR01 |  | SHORTT GAP - BCPSA | DS001 - DISTRIBUTION SYSTEM |  | 3 | 6/25/2004 12:00:00 AM
VA1027500 | GE | FRFL | MN | ST | N | EP001 | EP001 | EP001 - KENNEL GAP WTP ENTRY POINT | BCPSA - KENNEL GAP | EP001 - KENNEL GAP WTP ENTRY POINT |  | 3 | 7/7/2023 12:00:00 AM
VA1035010 | TC | TC | QT | RT | Y | DS001 | TCR01 |  | ALPINE CREST | DISTRIBUTION SYSTEM |  | 1 | 11/17/1997 12:00:00 AM
VA1035010 | GE | MPN | YR | RT | Y | WL001 | RW001 | WELLHEAD | ALPINE CREST | DRILLED WELL |  | 1 | 11/17/1997 12:00:00 AM
VA1035050 | TC | TC | MN | RT | Y | DS001 | TCR01 |  | BLUE RIDGE MUSIC CENTER | DISTRIBUTION SYSTEM |  | 6 | 5/15/2002 12:00:00 AM
VA1035050 | GE | NIT | YR | RT | Y | EP001 | EP001 | TAP AFTER TREATMENT | BLUE RIDGE MUSIC CENTER | ENTRY POINT |  | 1 | 5/15/2002 12:00:00 AM
VA1035050 | GE | MPN | YR | RT | Y | WL001 | RW001 | WELLHEAD | BLUE RIDGE MUSIC CENTER | WELL NO. 1 |  | 1 | 5/15/2002 12:00:00 AM
VA1035050 | GE | MPN | YR | RT | Y | WL002 | RW002 | WELLHEAD | BLUE RIDGE MUSIC CENTER | WELL NO. 2 |  | 1 | 5/15/2002 12:00:00 AM
VA1035060 | TC | TC | MN | RT | Y | DS001 | TCR01 |  | BRANDYWINE ESTATES | DISTRIBUTION SYSTEM |  | 3 | 11/6/2001 12:00:00 AM
VA1035060 | GE | NIT | YR | RT | Y | EP001 | EP001 | TAP AFTER TREATMENT | BRANDYWINE ESTATES | ENTRY POINT |  | 1 | 11/6/2001 12:00:00 AM
VA1035060 | GE | MPN | YR | RT | Y | WL001 | RW001 | WELLHEAD | BRANDYWINE ESTATES | WELL |  | 1 | 11/6/2001 12:00:00 AM
VA1035066 | GE | HAA5 | YR | RT | Y | DS001 | DBP03 | BEAR TRAIL SAMP TAP | CANA REGIONAL WATER SYSTEM | DISTRIBUTION SYSTEM |  | 1 | 12/3/1999 12:00:00 AM
VA1035066 | GE | TTHM | YR | RT | Y | DS001 | DBP05 | ST PAUL SCHOOL | CANA REGIONAL WATER SYSTEM | DISTRIBUTION SYSTEM |  | 1 | 12/3/1999 12:00:00 AM
VA1035066 | TC | TC | MN | RT | Y | DS001 | TCR01 |  | CANA REGIONAL WATER SYSTEM | DISTRIBUTION SYSTEM |  | 6 | 12/3/1999 12:00:00 AM
VA1035066 | GE | VOC | 3Y | RT | Y | EP001 | EP001 | WL 1 TAP AFTER TREAT | CANA REGIONAL WATER SYSTEM | ENTRY POINT - WELL NO. 1 |  | 1 | 12/3/1999 12:00:00 AM
VA1035066 | GE | VOC | 3Y | RT | Y | EP002 | EP002 | WL 2/3 TAP AFTER TRT | CANA REGIONAL WATER SYSTEM | ENTRY POINT - WELL NOS. 2 & 3 |  | 1 | 12/3/1999 12:00:00 AM
VA1035066 | GE | VOC | 3Y | RT | Y | EP004 | EP004 | WL 4 TAP AFTER TREAT | CANA REGIONAL WATER SYSTEM | ENTRY POINT - WELL NO. 4 |  | 1 | 12/3/1999 12:00:00 AM
VA1035066 | GE | VOC | 3Y | RT | Y | EP007 | EP007 | WL 7 TAP AFTER TREAT | CANA REGIONAL WATER SYSTEM | ENTRY POINT - WELL NO. 7 |  | 1 | 12/3/1999 12:00:00 AM
VA1035066 | GE | VOC | 3Y | RT | Y | EP008 | EP008 | WL 8 TAP AFTER TREAT | CANA REGIONAL WATER SYSTEM | ENTRY POINT - WELL NO. 8 |  | 1 | 12/3/1999 12:00:00 AM
VA1035066 | GE | MPN | YR | RT | Y | WL001 | RW001 | WELLHEAD | CANA REGIONAL WATER SYSTEM | WELL NO. 1 |  | 1 | 12/3/1999 12:00:00 AM
VA1035066 | GE | MPN | YR | RT | Y | WL002 | RW002 | WELLHEAD | CANA REGIONAL WATER SYSTEM | WELL NO. 2 |  | 1 | 12/3/1999 12:00:00 AM
VA1035066 | GE | MPN | YR | RT | Y | WL003 | RW003 | WELLHEAD | CANA REGIONAL WATER SYSTEM | WELL NO. 3 |  | 1 | 12/3/1999 12:00:00 AM
VA1035066 | GE | MPN | YR | RT | Y | WL004 | RW004 | WELLHEAD | CANA REGIONAL WATER SYSTEM | WELL NO. 4 |  | 1 | 12/3/1999 12:00:00 AM
VA1035066 | GE | MPN | YR | RT | Y | WL007 | RW007 | WELLHEAD | CANA REGIONAL WATER SYSTEM | WELL NO. 7 - ST. PAUL SCHOOL WELL |  | 1 | 12/3/1999 12:00:00 AM
VA1035066 | GE | MPN | YR | RT | Y | WL008 | RW008 | WELLHEAD | CANA REGIONAL WATER SYSTEM | WELL NO. 8 |  | 1 | 12/3/1999 12:00:00 AM
VA1035088 | GE | THH5 | QT | RT | Y | DS001 | DBP09 | SWVTC | CARROLL REGIONAL WATER SYSTEM | DISTRIBUTION SYSTEM |  | 1 | 10/15/1997 12:00:00 AM
VA1035088 | GE | THH5 | QT | RT | Y | DS001 | DBP11 | INDUSTRIAL PARK STORAGE TANK | CARROLL REGIONAL WATER SYSTEM | DISTRIBUTION SYSTEM |  | 1 | 10/15/1997 12:00:00 AM
VA1035088 | TC | TC | MN | RT | Y | DS001 | TCR01 |  | CARROLL REGIONAL WATER SYSTEM | DISTRIBUTION SYSTEM |  | 24 | 10/15/1997 12:00:00 AM
VA1035088 | GE | MPN | YR | RT | Y | WL001 | RW001 | WELLHEAD | CARROLL REGIONAL WATER SYSTEM | WELL NO. 1 |  | 1 | 10/15/1997 12:00:00 AM
VA1035088 | GE | MPN | YR | RT | Y | WL002 | RW002 | WELLHEAD | CARROLL REGIONAL WATER SYSTEM | WELL NO. 2 |  | 1 | 10/15/1997 12:00:00 AM
VA1035088 | GE | MPN | YR | RT | Y | WLG01 | RWG01 | WELLHEAD | CARROLL REGIONAL WATER SYSTEM | WILSON WELL #1 |  | 1 | 10/15/1997 12:00:00 AM
VA1035088 | GE | MPN | YR | RT | Y | WLG02 | RWG02 | WELLHEAD | CARROLL REGIONAL WATER SYSTEM | WILSON WELL #2 |  | 1 | 10/15/1997 12:00:00 AM
VA1035088 | GE | MPN | YR | RT | Y | WLG03 | RWG03 | WELLHEAD | CARROLL REGIONAL WATER SYSTEM | SUMMERS WELL #1 |  | 1 | 10/15/1997 12:00:00 AM
VA1035088 | GE | MPN | YR | RT | Y | WLW05 | RWW05 | WELL NO. 5 | CARROLL REGIONAL WATER SYSTEM | ROUTE 620 - AIRPORT ROAD WELL |  | 1 | 10/15/1997 12:00:00 AM
VA1035090 | TC | TC | MN | RT | Y | DS001 | TCR01 |  | CASCADE MOUNTAIN RESORT | DISTRIBUTION SYSTEM |  | 6 | 4/9/1979 12:00:00 AM
VA1035090 | GE | CYN | 9Y | RT | Y | EP001 | EP001 | ENTRY POINT WELL #1 | CASCADE MOUNTAIN RESORT | ENTRY POINT - WELL NO. 1 |  | 1 | 4/9/1979 12:00:00 AM
VA1035090 | GE | NIT | YR | RT | Y | EP001 | EP001 | ENTRY POINT WELL #1 | CASCADE MOUNTAIN RESORT | ENTRY POINT - WELL NO. 1 |  | 1 | 4/9/1979 12:00:00 AM
VA1035090 | GE | CYN | 9Y | RT | Y | EP003 | EP003 | ENTRY POINT WELL #3 | CASCADE MOUNTAIN RESORT | ENTRY POINT - WELL NO. 3 |  | 1 | 4/9/1979 12:00:00 AM
VA1035090 | GE | NIT | YR | RT | Y | EP003 | EP003 | ENTRY POINT WELL #3 | CASCADE MOUNTAIN RESORT | ENTRY POINT - WELL NO. 3 |  | 1 | 4/9/1979 12:00:00 AM
VA1035090 | GE | CYN | 9Y | RT | Y | EP004 | EP004 | ENTRY POINT WELL #4 | CASCADE MOUNTAIN RESORT | ENTRY POINT - WELL NO. 4 |  | 1 | 4/9/1979 12:00:00 AM
VA1035090 | GE | NIT | YR | RT | Y | EP004 | EP004 | ENTRY POINT WELL #4 | CASCADE MOUNTAIN RESORT | ENTRY POINT - WELL NO. 4 |  | 1 | 4/9/1979 12:00:00 AM
VA1035090 | GE | CYN | 9Y | RT | Y | EP007 | EP007 | ENTRY POINT WELL #7 | CASCADE MOUNTAIN RESORT | ENTRY POINT - WELL NO. 7 |  | 1 | 4/9/1979 12:00:00 AM
VA1035090 | GE | NIT | YR | RT | Y | EP007 | EP007 | ENTRY POINT WELL #7 | CASCADE MOUNTAIN RESORT | ENTRY POINT - WELL NO. 7 |  | 1 | 4/9/1979 12:00:00 AM
VA1035090 | GE | CYN | 9Y | RT | Y | EP008 | EP008 | ENTRY POINT WELL #8 | CASCADE MOUNTAIN RESORT | ENTRY POINT - WELL NO. 8 |  | 1 | 4/9/1979 12:00:00 AM
VA1035090 | GE | NIT | YR | RT | Y | EP008 | EP008 | ENTRY POINT WELL #8 | CASCADE MOUNTAIN RESORT | ENTRY POINT - WELL NO. 8 |  | 1 | 4/9/1979 12:00:00 AM
VA1035091 | TC | TC | MN | RT | Y | DS950 | TCR01 |  | CONDOMINIUMS AT CASCADE | CONDOMINIUMS AT CASCADE |  | 3 | 7/9/2009 12:00:00 AM
VA1035095 | PB | PBCU | YR | RT | Y | DS001 | LCR01 | 162 CHATEAU LANE | CHALET HIGH, INC | DISTRIBUTION SYSTEM | FSD | 1 | 1/6/1998 12:00:00 AM
VA1035095 | PB | PBCU | YR | RT | Y | DS001 | LCR02 | 252 BAVARIAN WAY | CHALET HIGH, INC | DISTRIBUTION SYSTEM | FSD | 1 | 1/6/1998 12:00:00 AM
VA1035095 | PB | PBCU | YR | RT | Y | DS001 | LCR07 | 344 OLYMPUS DRIVE | CHALET HIGH, INC | DISTRIBUTION SYSTEM | FSD | 1 | 1/6/1998 12:00:00 AM
VA1035095 | PB | PBCU | YR | RT | Y | DS001 | LCR08 | 110 TAHOE LANE | CHALET HIGH, INC | DISTRIBUTION SYSTEM | FSD | 1 | 1/6/1998 12:00:00 AM
VA1035095 | PB | PBCU | YR | RT | Y | DS001 | LCR10 | 321 MATTERHORN DR | CHALET HIGH, INC | DISTRIBUTION SYSTEM | FSD | 1 | 1/6/1998 12:00:00 AM
VA1035095 | TC | TC | MN | RT | Y | DS001 | TCR01 |  | CHALET HIGH, INC | DISTRIBUTION SYSTEM |  | 6 | 1/6/1998 12:00:00 AM
VA1035100 | TC | TC | QT | RT | Y | DS001 | TCR01 |  | CROOKED CREEK FEE FISHING AREA | DISTRIBUTION SYSTEM |  | 1 | 1/3/1979 12:00:00 AM
VA1035107 | TC | TC | QT | RT | Y | DS950 | TCR01 |  | CROOKED OAK RESTAURANT | CROOKED OAK RESTAURANT |  | 1 | 5/28/2014 12:00:00 AM
VA1035195 | TC | TC | MN | RT | Y | DS001 | TCR01 |  | FANCY GAP CABINS AND CAMPGROUND, LLC | DISTRIBUTION SYSTEM |  | 3 | 10/27/2014 12:00:00 AM
VA1035227 | TC | TC | MN | RT | Y | DS001 | TCR01 |  | GLADESBORO ELEMENTARY SCHOOL | DISTRIBUTION SYSTEM |  | 3 | 1/22/1990 12:00:00 AM
VA1035227 | GE | VOC | 3Y | RT | Y | EP001 | EP001 | KITCHEN SINK TAP | GLADESBORO ELEMENTARY SCHOOL | ENTRY POINT |  | 1 | 1/22/1990 12:00:00 AM
VA1035274 | TC | TC | MN | RT | Y | DS001 | TCR01 |  | GOSPEL LIGHT CHRISTIAN CAMP | DISTRIBUTION SYSTEM |  | 2 | 5/26/2023 12:00:00 AM
VA1035274 | GE | MPN | YR | RT | Y | WL001 | RW001 | OLD WELL SAMPLE TAP | GOSPEL LIGHT CHRISTIAN CAMP | OLD WELL |  | 1 | 5/26/2023 12:00:00 AM
VA1035274 | GE | MPN | YR | RT | Y | WL002 | RW002 | NEW WELL SAMPLE TAP | GOSPEL LIGHT CHRISTIAN CAMP | NEW WELL |  | 1 | 5/26/2023 12:00:00 AM
VA1035275 | TC | TC | MN | RT | Y | DS001 | TCR01 |  | GROUNDHOG MOUNTAIN | DISTRIBUTION SYSTEM |  | 3 | 11/7/1979 12:00:00 AM
VA1035275 | GE | NIT | YR | RT | Y | EP001 | EP001 | TAP AFTER TREATMENT | GROUNDHOG MOUNTAIN | ENTRY POINT - BOTH WELLS |  | 1 | 11/7/1979 12:00:00 AM
VA1035275 | GE | MPN | YR | RT | Y | WL001 | RW001 | WELLHEAD | GROUNDHOG MOUNTAIN | WELL NO. 1 |  | 1 | 11/7/1979 12:00:00 AM
VA1035275 | GE | MPN | YR | RT | Y | WL002 | RW002 | WELLHEAD | GROUNDHOG MOUNTAIN | WELL NO. 2 |  | 1 | 11/7/1979 12:00:00 AM
VA1035290 | TC | TC | QT | RT | Y | DS950 | TCR01 |  | HIGH CHAPARRAL INC | DISTRIBUTION SYSTEM |  | 1 | 7/26/1988 12:00:00 AM
VA1035292 | TC | TC | QT | RT | Y | DS001 | TCR01 |  | HILLCREST SUBDIVISION | DISTRIBUTION SYSTEM |  | 1 | 10/20/2003 12:00:00 AM
VA1035295 | GE | THH5 | QT | RT | Y | DS001 | DBP02 | 958 SOUTH MAIN STREET | HILLSVILLE, TOWN OF | DISTRIBUTION SYSTEM |  | 1 | 6/24/1977 12:00:00 AM
VA1035295 | PB | PBCU | 3Y | RT | Y | DS001 | LCR01 | 167 RACE TRACK RD | HILLSVILLE, TOWN OF | DISTRIBUTION SYSTEM | FSD | 1 | 6/24/1977 12:00:00 AM
VA1035295 | PB | PBCU | 3Y | RT | Y | DS001 | LCR03 | 163 JETT ST. | HILLSVILLE, TOWN OF | DISTRIBUTION SYSTEM | FSD | 1 | 6/24/1977 12:00:00 AM
VA1035295 | PB | PBCU | 3Y | RT | Y | DS001 | LCR05 | 882 S MAIN ST | HILLSVILLE, TOWN OF | DISTRIBUTION SYSTEM | FSD | 1 | 6/24/1977 12:00:00 AM
VA1035295 | PB | PBCU | 3Y | RT | Y | DS001 | LCR06 | 351 E GRAYSON ST | HILLSVILLE, TOWN OF | DISTRIBUTION SYSTEM | FSD | 1 | 6/24/1977 12:00:00 AM
VA1035295 | PB | PBCU | 3Y | RT | Y | DS001 | LCR07 | 130 FULCHER AVE | HILLSVILLE, TOWN OF | DISTRIBUTION SYSTEM | FSD | 1 | 6/24/1977 12:00:00 AM
VA1035295 | PB | PBCU | 3Y | RT | Y | DS001 | LCR11 | 265 EDGEWOOD DRIVE | HILLSVILLE, TOWN OF | DISTRIBUTION SYSTEM | FSD | 1 | 6/24/1977 12:00:00 AM
VA1035295 | PB | PBCU | 3Y | RT | Y | DS001 | LCR12 | 209 FOREST STREET | HILLSVILLE, TOWN OF | DISTRIBUTION SYSTEM | FSD | 1 | 6/24/1977 12:00:00 AM
VA1035295 | PB | PBCU | 3Y | RT | Y | DS001 | LCR13 | 321 VIRGINIA STREET | HILLSVILLE, TOWN OF | DISTRIBUTION SYSTEM | FSD | 1 | 6/24/1977 12:00:00 AM
VA1035295 | PB | PBCU | 3Y | RT | Y | DS001 | LCR18 | 867 S MAIN ST | HILLSVILLE, TOWN OF | DISTRIBUTION SYSTEM | FSD | 1 | 6/24/1977 12:00:00 AM
VA1035295 | PB | PBCU | 3Y | RT | Y | DS001 | LCR21 | 401 OAK STREET | HILLSVILLE, TOWN OF | DISTRIBUTION SYSTEM | FSD | 1 | 6/24/1977 12:00:00 AM
VA1035295 | TC | TC | MN | RT | Y | DS001 | TCR01 |  | HILLSVILLE, TOWN OF | DISTRIBUTION SYSTEM |  | 9 | 6/24/1977 12:00:00 AM
VA1035295 | GE | FRFL | MN | ST | N | EP001 | EP001 | LAB SINK | HILLSVILLE, TOWN OF | WATER TREATMENT PLANT ENTRY POINT |  | 3 | 6/24/1977 12:00:00 AM
VA1035295 | GE | ICMT | YR | RT | Y | EP001 | EP001 | LAB SINK | HILLSVILLE, TOWN OF | WATER TREATMENT PLANT ENTRY POINT |  | 1 | 6/24/1977 12:00:00 AM
VA1035295 | GE | VOC | YR | RT | Y | EP001 | EP001 | LAB SINK | HILLSVILLE, TOWN OF | WATER TREATMENT PLANT ENTRY POINT |  | 1 | 6/24/1977 12:00:00 AM
VA1035295 | GE | TOCA | QT | RT | Y | IN001 | RW001 | RAW SAMPLE TAP | HILLSVILLE, TOWN OF | LITTLE REED ISLAND CREEK |  | 1 | 6/24/1977 12:00:00 AM
VA1035295 | GE | TOC | QT | RT | Y | TP001 | UP001 | COMBINED FILT. EFF. | HILLSVILLE, TOWN OF | WATER TREATMENT PLANT |  | 1 | 6/24/1977 12:00:00 AM
VA1035303 | TC | TC | QT | RT | Y | DS950 | TCR01 |  | COUNTRY VIEW INN | DISTRIBUTION SYSTEM |  | 1 | 5/5/2003 12:00:00 AM
VA1035415 | TC | TC | QT | RT | Y | DS001 | TCR01 |  | KANAWHA VALLEY ARENA | DISTRIBUTION SYSTEM |  | 1 | 9/24/2015 12:00:00 AM
VA1035437 | TC | TC | MN | RT | Y | DS001 | TCR01 |  | LAUREL MEADOWS HOME | DISTRIBUTION SYSTEM |  | 3 | 7/15/1991 12:00:00 AM
VA1035437 | GE | ICMT | 3Y | RT | Y | EP001 | EP001 | TAP AFTER TREATMENT | LAUREL MEADOWS HOME | ENTRY POINT |  | 1 | 7/15/1991 12:00:00 AM
VA1035437 | GE | NIT | YR | RT | Y | EP001 | EP001 | TAP AFTER TREATMENT | LAUREL MEADOWS HOME | ENTRY POINT |  | 1 | 7/15/1991 12:00:00 AM
VA1035437 | GE | VOC | 3Y | RT | Y | EP001 | EP001 | TAP AFTER TREATMENT | LAUREL MEADOWS HOME | ENTRY POINT |  | 1 | 7/15/1991 12:00:00 AM
VA1035437 | GE | MPN | YR | RT | Y | WL001 | RW001 | WELL | LAUREL MEADOWS HOME | DRILLED WELL |  | 1 | 7/15/1991 12:00:00 AM
VA1035450 | TC | TC | MN | RT | Y | DS001 | TCR01 |  | LAUREL FORK DOLLAR GENERAL (NO. 17332) | LAUREL FORK DOLLAR GENERAL |  | 3 | 11/7/2019 12:00:00 AM
VA1035450 | GE | NIT | QT | RT | Y | EP001 | EP001 | TAP AT PRESSURE TANK | LAUREL FORK DOLLAR GENERAL (NO. 17332) | TAP AT PRESSURE TANK |  | 1 | 11/7/2019 12:00:00 AM
VA1035475 | GE | THH5 | QT | RT | Y | DS001 | DBP01 | SEWAGE TREATMENT PLANT | I-77 EXIT 1 | DISTRIBUTION SYSTEM |  | 1 | 2/3/2010 12:00:00 AM
VA1035475 | PB | PBCU | 3Y | RT | Y | DS001 | LCR06 | 679 IMOGENE RD | I-77 EXIT 1 | DISTRIBUTION SYSTEM | FSD | 1 | 2/3/2010 12:00:00 AM
VA1035475 | PB | PBCU | 3Y | RT | Y | DS001 | LCR07 | 660 IMOGENE RD | I-77 EXIT 1 | DISTRIBUTION SYSTEM | FSD | 1 | 2/3/2010 12:00:00 AM
VA1035475 | PB | PBCU | 3Y | RT | Y | DS001 | LCR08 | 3986 FLOWER GAP RD | I-77 EXIT 1 | DISTRIBUTION SYSTEM | FSD | 1 | 2/3/2010 12:00:00 AM
VA1035475 | PB | PBCU | 3Y | RT | Y | DS001 | LCR11 | 170 CEDAR LN | I-77 EXIT 1 | DISTRIBUTION SYSTEM | FSD | 1 | 2/3/2010 12:00:00 AM
VA1035475 | PB | PBCU | 3Y | RT | Y | DS001 | LCR16 | 640 CEDAR LANE | I-77 EXIT 1 | DISTRIBUTION SYSTEM | FSD | 1 | 2/3/2010 12:00:00 AM
VA1035475 | TC | TC | MN | RT | Y | DS001 | TCR01 |  | I-77 EXIT 1 | DISTRIBUTION SYSTEM |  | 3 | 2/3/2010 12:00:00 AM
VA1035475 | GE | MPN | YR | RT | Y | WL003 | RW003 | RT. 832 WELL | I-77 EXIT 1 | RT. 832 (SURRATT) WELL |  | 1 | 2/3/2010 12:00:00 AM
VA1035498 | PB | PBCU | 6M | RT | Y | DS001 | LCR01 | KITCHEN SINK | LITTLE TREASURES LEARNING CENTER | DISTRIBUTION SYSTEM | FSD | 1 | 8/1/2006 12:00:00 AM
VA1035498 | PB | PBCU | 6M | RT | Y | DS001 | LCR02 | OLDER PRESCHOOL RM | LITTLE TREASURES LEARNING CENTER | DISTRIBUTION SYSTEM | FSD | 1 | 8/1/2006 12:00:00 AM
VA1035498 | PB | PBCU | 6M | RT | Y | DS001 | LCR03 | YOUNGER PRESCHOOL | LITTLE TREASURES LEARNING CENTER | DISTRIBUTION SYSTEM | FSD | 1 | 8/1/2006 12:00:00 AM
VA1035498 | PB | PBCU | 6M | RT | Y | DS001 | LCR04 | NURSERY | LITTLE TREASURES LEARNING CENTER | DISTRIBUTION SYSTEM | FSD | 1 | 8/1/2006 12:00:00 AM
VA1035498 | PB | PBCU | 6M | RT | Y | DS001 | LCR05 | ACTIVITY ROOM | LITTLE TREASURES LEARNING CENTER | DISTRIBUTION SYSTEM | FSD | 1 | 8/1/2006 12:00:00 AM
VA1035498 | TC | TC | MN | RT | Y | DS001 | TCR01 |  | LITTLE TREASURES LEARNING CENTER | DISTRIBUTION SYSTEM |  | 3 | 8/1/2006 12:00:00 AM
VA1035498 | GE | MPN | YR | RT | Y | WL001 | RW001 | TAP BEFORE CL2 | LITTLE TREASURES LEARNING CENTER | DRILLED WELL |  | 1 | 8/1/2006 12:00:00 AM
VA1035573 | PB | PBCU | 3Y | RT | Y | DS001 | LCR01 | NUNN | OLDE MILL GOLF COURSE | DISTRIBUTION SYSTEM | FSD | 1 | 10/24/1994 12:00:00 AM
VA1035573 | PB | PBCU | 3Y | RT | Y | DS001 | LCR02 | PINE TREE CT. 101 | OLDE MILL GOLF COURSE | DISTRIBUTION SYSTEM | FSD | 1 | 10/24/1994 12:00:00 AM
VA1035573 | PB | PBCU | 3Y | RT | Y | DS001 | LCR03 | PINE TREE CT. 103 | OLDE MILL GOLF COURSE | DISTRIBUTION SYSTEM | FSD | 1 | 10/24/1994 12:00:00 AM
VA1035573 | PB | PBCU | 3Y | RT | Y | DS001 | LCR04 | PINE TREE CT. 106 | OLDE MILL GOLF COURSE | DISTRIBUTION SYSTEM | FSD | 1 | 10/24/1994 12:00:00 AM
VA1035573 | PB | PBCU | 3Y | RT | Y | DS001 | LCR05 | PINE TREE CT. 112 | OLDE MILL GOLF COURSE | DISTRIBUTION SYSTEM | FSD | 1 | 10/24/1994 12:00:00 AM
VA1035573 | TC | TC | MN | RT | Y | DS001 | TCR01 |  | OLDE MILL GOLF COURSE | DISTRIBUTION SYSTEM |  | 3 | 10/24/1994 12:00:00 AM
VA1035573 | GE | CYN | 9Y | RT | Y | EP001 | EP001 | TAP AFTER TREATMENT | OLDE MILL GOLF COURSE | ENTRY POINT |  | 1 | 10/24/1994 12:00:00 AM
VA1035573 | GE | ICMT | 3Y | RT | Y | EP001 | EP001 | TAP AFTER TREATMENT | OLDE MILL GOLF COURSE | ENTRY POINT |  | 1 | 10/24/1994 12:00:00 AM
VA1035573 | GE | NIT | YR | RT | Y | EP001 | EP001 | TAP AFTER TREATMENT | OLDE MILL GOLF COURSE | ENTRY POINT |  | 1 | 10/24/1994 12:00:00 AM
VA1035573 | GE | VOC | 3Y | RT | Y | EP001 | EP001 | TAP AFTER TREATMENT | OLDE MILL GOLF COURSE | ENTRY POINT |  | 1 | 10/24/1994 12:00:00 AM
VA1035578 | TC | TC | MN | RT | Y | DS001 | TCR01 |  | OAKLAND ELEM SCHOOL | DISTRIBUTION SYSTEM |  | 3 | 1/16/1990 12:00:00 AM
VA1035581 | GE | THH5 | YR | RT | Y | DS001 | DBP03 | 7766 FANCY GAP HIGHWAY | FANCY GAP | DISTRIBUTION SYSTEM |  | 1 | 1/6/1994 12:00:00 AM
VA1035581 | PB | PBCU | 3Y | RT | Y | DS001 | LCR14 | 7383 FANCY GAP HWY | FANCY GAP | DISTRIBUTION SYSTEM | FSD | 1 | 1/6/1994 12:00:00 AM
VA1035581 | PB | PBCU | 3Y | RT | Y | DS001 | LCR15 | 6327 FANCY GAP HWY | FANCY GAP | DISTRIBUTION SYSTEM | FSD | 1 | 1/6/1994 12:00:00 AM
VA1035581 | PB | PBCU | 3Y | RT | Y | DS001 | LCR16 | 1420 WINDING RIDGE RD | FANCY GAP | DISTRIBUTION SYSTEM | FSD | 1 | 1/6/1994 12:00:00 AM
VA1035581 | PB | PBCU | 3Y | RT | Y | DS001 | LCR17 | 1533 REEDSIDE DR | FANCY GAP | DISTRIBUTION SYSTEM | FSD | 1 | 1/6/1994 12:00:00 AM
VA1035581 | PB | PBCU | 3Y | RT | Y | DS001 | LCR21 | 6783 FANCY GAP HWY | FANCY GAP | DISTRIBUTION SYSTEM | FSD | 1 | 1/6/1994 12:00:00 AM
VA1035581 | PB | PBCU | 3Y | RT | Y | DS001 | LCR22 | 5685 FANCY GAP HWY | FANCY GAP | DISTRIBUTION SYSTEM | FSD | 1 | 1/6/1994 12:00:00 AM
VA1035581 | PB | PBCU | 3Y | RT | Y | DS001 | LCR27 | 44 WINDING RIDGE RD | FANCY GAP | DISTRIBUTION SYSTEM | FSD | 1 | 1/6/1994 12:00:00 AM
VA1035581 | PB | PBCU | 3Y | RT | Y | DS001 | LCR30 | 792 OLD APPALACHIAN TRL | FANCY GAP | DISTRIBUTION SYSTEM | FSD | 1 | 1/6/1994 12:00:00 AM
VA1035581 | PB | PBCU | 3Y | RT | Y | DS001 | LCR33 | 62 KELLY RD - TRUCK STOP | FANCY GAP | DISTRIBUTION SYSTEM | FSD | 1 | 1/6/1994 12:00:00 AM
VA1035581 | PB | PBCU | 3Y | RT | Y | DS001 | LCR34 | 63 WINDING RIDGE RD | FANCY GAP | DISTRIBUTION SYSTEM | FSD | 1 | 1/6/1994 12:00:00 AM
VA1035581 | TC | TC | MN | RT | Y | DS001 | TCR01 |  | FANCY GAP | DISTRIBUTION SYSTEM |  | 3 | 1/6/1994 12:00:00 AM
VA1035581 | GE | MPN | YR | RT | Y | WL003 | RW003 | EXIT 8 WELL RAW WATER TAP | FANCY GAP | EXIT 8 WELL |  | 1 | 1/6/1994 12:00:00 AM
VA1035581 | GE | MPN | YR | RT | Y | WL005 | RW005 | REEDSIDE WELL | FANCY GAP | REEDSIDE WELL |  | 1 | 1/6/1994 12:00:00 AM
VA1035581 | GE | MPN | YR | RT | Y | WL006 | RW006 | FROG SPUR WELL | FANCY GAP | FROG SPUR WELL |  | 1 | 1/6/1994 12:00:00 AM
VA1035600 | TC | TC | MN | RT | Y | DS001 | TCR01 |  | PINEBROOK SUBDIVISION | DISTRIBUTION SYSTEM |  | 3 | 6/24/1977 12:00:00 AM
VA1035600 | GE | NIT | YR | RT | Y | EP001 | EP001 | TAP AFTER TREATMENT | PINEBROOK SUBDIVISION | ENTRY POINT |  | 1 | 6/24/1977 12:00:00 AM
VA1035600 | GE | MPN | YR | RT | Y | WL001 | RW001 | WELLHEAD | PINEBROOK SUBDIVISION | WELL |  | 1 | 6/24/1977 12:00:00 AM
VA1035700 | TC | TC | MN | RT | Y | DS001 | TCR01 |  | SKYLAND LAKES GOLF CLUB | SKYLAND LAKES GOLF CLUB |  | 3 | 12/8/2015 12:00:00 AM
VA1035740 | PB | PBCU | 3Y | RT | Y | DS001 | LCR01 | PHARMACY KITCHEN | TRI-AREA HEALTH CLINIC AND PHARMACY | DISTRIBUTION SYSTEM | FSD | 1 | 6/18/2003 12:00:00 AM
VA1035740 | PB | PBCU | 3Y | RT | Y | DS001 | LCR02 | LAUNDRY ROOM | TRI-AREA HEALTH CLINIC AND PHARMACY | DISTRIBUTION SYSTEM | FSD | 1 | 6/18/2003 12:00:00 AM
VA1035740 | PB | PBCU | 3Y | RT | Y | DS001 | LCR03 | STAFF ROOM 152 | TRI-AREA HEALTH CLINIC AND PHARMACY | DISTRIBUTION SYSTEM | FSD | 1 | 6/18/2003 12:00:00 AM
VA1035740 | PB | PBCU | 3Y | RT | Y | DS001 | LCR04 | KITCHEN 146 | TRI-AREA HEALTH CLINIC AND PHARMACY | DISTRIBUTION SYSTEM | FSD | 1 | 6/18/2003 12:00:00 AM
VA1035740 | PB | PBCU | 3Y | RT | Y | DS001 | LCR05 | BATHROOM 124 | TRI-AREA HEALTH CLINIC AND PHARMACY | DISTRIBUTION SYSTEM | FSD | 1 | 6/18/2003 12:00:00 AM
VA1035740 | TC | TC | MN | RT | Y | DS001 | TCR01 |  | TRI-AREA HEALTH CLINIC AND PHARMACY | DISTRIBUTION SYSTEM |  | 3 | 6/18/2003 12:00:00 AM
VA1035740 | GE | NIT | YR | RT | Y | EP001 | EP001 | TAP AFTER TREATMENT | TRI-AREA HEALTH CLINIC AND PHARMACY | ENTRY POINT |  | 1 | 6/18/2003 12:00:00 AM
VA1035745 | GE | THH5 | QT | RT | Y | DS001 | DBP01 | JANSON MCMICKLE | TOWER ROAD | DISTRIBUTION SYSTEM |  | 1 | 12/5/2003 12:00:00 AM
VA1035745 | PB | PBCU | 3Y | RT | Y | DS001 | LCR01 | 1430 TOWER ROAD | TOWER ROAD | DISTRIBUTION SYSTEM | FSD | 1 | 12/5/2003 12:00:00 AM
VA1035745 | PB | PBCU | 3Y | RT | Y | DS001 | LCR02 | 1448 TOWER ROAD | TOWER ROAD | DISTRIBUTION SYSTEM | FSD | 1 | 12/5/2003 12:00:00 AM
VA1035745 | PB | PBCU | 3Y | RT | Y | DS001 | LCR04 | 377 TOWER ROAD | TOWER ROAD | DISTRIBUTION SYSTEM | FSD | 1 | 12/5/2003 12:00:00 AM
VA1035745 | PB | PBCU | 3Y | RT | Y | DS001 | LCR06 | 1857 TOWER ROAD | TOWER ROAD | DISTRIBUTION SYSTEM | FSD | 1 | 12/5/2003 12:00:00 AM
VA1035745 | PB | PBCU | 3Y | RT | Y | DS001 | LCR12 | 1392 TOWER ROAD | TOWER ROAD | DISTRIBUTION SYSTEM | FSD | 1 | 12/5/2003 12:00:00 AM
VA1035745 | TC | TC | MN | RT | Y | DS001 | TCR01 |  | TOWER ROAD | DISTRIBUTION SYSTEM |  | 3 | 12/5/2003 12:00:00 AM
VA1035774 | TC | TC | MN | RT | Y | DS001 | TCR01 |  | UTTS CAMPGROUND | UTTS CAMPGROUND |  | 3 | 12/18/2002 12:00:00 AM
VA1051092 | GE | THH5 | QT | RT | Y | DS001 | DBP01 | 010 MAINT. BLDG. | CENTENNIAL HEIGHTS | DISTRIBUTION SYSTEM |  | 1 | 1/7/1998 12:00:00 AM
VA1051092 | PB | PBCU | 3Y | RT | Y | DS001 | LCR01 | APT G3 | CENTENNIAL HEIGHTS | DISTRIBUTION SYSTEM | FSD | 1 | 1/7/1998 12:00:00 AM
VA1051092 | PB | PBCU | 3Y | RT | Y | DS001 | LCR02 | APT E2 | CENTENNIAL HEIGHTS | DISTRIBUTION SYSTEM | FSD | 1 | 1/7/1998 12:00:00 AM
VA1051092 | PB | PBCU | 3Y | RT | Y | DS001 | LCR03 | APT D4 | CENTENNIAL HEIGHTS | DISTRIBUTION SYSTEM | FSD | 1 | 1/7/1998 12:00:00 AM
VA1051092 | PB | PBCU | 3Y | RT | Y | DS001 | LCR04 | APT C4 | CENTENNIAL HEIGHTS | DISTRIBUTION SYSTEM | FSD | 1 | 1/7/1998 12:00:00 AM
VA1051092 | PB | PBCU | 3Y | RT | Y | DS001 | LCR05 | APT A7 | CENTENNIAL HEIGHTS | DISTRIBUTION SYSTEM | FSD | 1 | 1/7/1998 12:00:00 AM
VA1051092 | TC | TC | MN | RT | Y | DS001 | TCR01 |  | CENTENNIAL HEIGHTS | DISTRIBUTION SYSTEM |  | 3 | 1/7/1998 12:00:00 AM
VA1051100 | GE | THH5 | QT | RT | Y | DS001 | DBP02 | 364 OLEY FLEMING ROAD, CLINTWOOD | CLINTWOOD, TOWN OF | DS001 DISTRIBUTION SYSTEM |  | 1 | 1/7/1998 12:00:00 AM
VA1051100 | GE | THH5 | QT | RT | Y | DS001 | DBP03 | 10800 H. JACK ROSE HWY, POUND | CLINTWOOD, TOWN OF | DS001 DISTRIBUTION SYSTEM |  | 1 | 1/7/1998 12:00:00 AM
VA1051100 | PB | PBCU | 3Y | RT | Y | DS001 | LCR01 | 248 MAIN ST, SU 200 | CLINTWOOD, TOWN OF | DS001 DISTRIBUTION SYSTEM | FSD | 1 | 1/7/1998 12:00:00 AM
VA1051100 | PB | PBCU | 3Y | RT | Y | DS001 | LCR02 | 221 BEULAH LANE | CLINTWOOD, TOWN OF | DS001 DISTRIBUTION SYSTEM | FSD | 1 | 1/7/1998 12:00:00 AM
VA1051100 | PB | PBCU | 3Y | RT | Y | DS001 | LCR03 | 571 S B CIRCLE | CLINTWOOD, TOWN OF | DS001 DISTRIBUTION SYSTEM | FSD | 1 | 1/7/1998 12:00:00 AM
VA1051100 | PB | PBCU | 3Y | RT | Y | DS001 | LCR04 | 163 COURT HOUSE LN | CLINTWOOD, TOWN OF | DS001 DISTRIBUTION SYSTEM | FSD | 1 | 1/7/1998 12:00:00 AM
VA1051100 | PB | PBCU | 3Y | RT | Y | DS001 | LCR05 | 355 LITTLE DOC HOLLO | CLINTWOOD, TOWN OF | DS001 DISTRIBUTION SYSTEM | FSD | 1 | 1/7/1998 12:00:00 AM
VA1051100 | PB | PBCU | 3Y | RT | Y | DS001 | LCR06 | 118 THE LAKE ROAD | CLINTWOOD, TOWN OF | DS001 DISTRIBUTION SYSTEM | FSD | 1 | 1/7/1998 12:00:00 AM
VA1051100 | PB | PBCU | 3Y | RT | Y | DS001 | LCR07 | 5338 DICKENSON HWY | CLINTWOOD, TOWN OF | DS001 DISTRIBUTION SYSTEM | FSD | 1 | 1/7/1998 12:00:00 AM
VA1051100 | PB | PBCU | 3Y | RT | Y | DS001 | LCR08 | 113 BEULAH LANE | CLINTWOOD, TOWN OF | DS001 DISTRIBUTION SYSTEM | FSD | 1 | 1/7/1998 12:00:00 AM
VA1051100 | PB | PBCU | 3Y | RT | Y | DS001 | LCR09 | 183 LIVING FAITH DR | CLINTWOOD, TOWN OF | DS001 DISTRIBUTION SYSTEM | FSD | 1 | 1/7/1998 12:00:00 AM
VA1051100 | PB | PBCU | 3Y | RT | Y | DS001 | LCR10 | 413 HUGHES HOLLOW | CLINTWOOD, TOWN OF | DS001 DISTRIBUTION SYSTEM | FSD | 1 | 1/7/1998 12:00:00 AM
VA1051100 | PB | PBCU | 3Y | RT | Y | DS001 | LCR11 | 6851 DICKENSON HWY | CLINTWOOD, TOWN OF | DS001 DISTRIBUTION SYSTEM | FSD | 1 | 1/7/1998 12:00:00 AM
VA1051100 | PB | PBCU | 3Y | RT | Y | DS001 | LCR21 | 455 HAPPY VALLEY DR | CLINTWOOD, TOWN OF | DS001 DISTRIBUTION SYSTEM | FSD | 1 | 1/7/1998 12:00:00 AM
VA1051100 | PB | PBCU | 3Y | RT | Y | DS001 | LCR22 | 1697 JERRY'S BRANCH | CLINTWOOD, TOWN OF | DS001 DISTRIBUTION SYSTEM | FSD | 1 | 1/7/1998 12:00:00 AM
VA1051100 | PB | PBCU | 3Y | RT | Y | DS001 | LCR23 | 339 OLD ORCHARD RD | CLINTWOOD, TOWN OF | DS001 DISTRIBUTION SYSTEM | FSD | 1 | 1/7/1998 12:00:00 AM
VA1051100 | PB | PBCU | 3Y | RT | Y | DS001 | LCR24 | 203 CHASE STREET | CLINTWOOD, TOWN OF | DS001 DISTRIBUTION SYSTEM | FSD | 1 | 1/7/1998 12:00:00 AM
VA1051100 | PB | PBCU | 3Y | RT | Y | DS001 | LCR25 | 182 M C DRIVE | CLINTWOOD, TOWN OF | DS001 DISTRIBUTION SYSTEM | FSD | 1 | 1/7/1998 12:00:00 AM
VA1051100 | PB | PBCU | 3Y | RT | Y | DS001 | LCR26 | 235 CHANCELLOR LANE | CLINTWOOD, TOWN OF | DS001 DISTRIBUTION SYSTEM | FSD | 1 | 1/7/1998 12:00:00 AM
VA1051100 | PB | PBCU | 3Y | RT | Y | DS001 | LCR27 | 344 SACRED OAK RD | CLINTWOOD, TOWN OF | DS001 DISTRIBUTION SYSTEM | FSD | 1 | 1/7/1998 12:00:00 AM
VA1051100 | PB | PBCU | 3Y | RT | Y | DS001 | LCR28 | 178 WOLF PEN RD | CLINTWOOD, TOWN OF | DS001 DISTRIBUTION SYSTEM | FSD | 1 | 1/7/1998 12:00:00 AM
VA1051100 | PB | PBCU | 3Y | RT | Y | DS001 | LCR29 | 162 CRESTVIEW AVE | CLINTWOOD, TOWN OF | DS001 DISTRIBUTION SYSTEM | FSD | 1 | 1/7/1998 12:00:00 AM
VA1051100 | TC | TC | MN | RT | Y | DS001 | TCR01 |  | CLINTWOOD, TOWN OF | DS001 DISTRIBUTION SYSTEM |  | 15 | 1/7/1998 12:00:00 AM
VA1051107 | GE | THH5 | QT | RT | Y | DS001 | DBP10T | 1912 BARTLICK RD | BARTLICK/BREAKS - DCPSA | DS001 DISTRIBUTION SYSTEM |  | 1 | 12/18/1997 12:00:00 AM
VA1051107 | TC | TC | MN | RT | Y | DS001 | TCR01 |  | BARTLICK/BREAKS - DCPSA | DS001 DISTRIBUTION SYSTEM |  | 3 | 12/18/1997 12:00:00 AM
VA1051377 | GE | TOCA | QT | RT | Y | IN001 | RW001 | RAW WATER SAMPLE POINT | JOHN FLANNAGAN WATER AUTHORITY | JOHN FLANNAGAN RESERVOIR PUMP STATION |  | 1 | 1/15/1998 12:00:00 AM
VA1051377 | GE | TOC | QT | RT | Y | TP001 | UP004 | COMBINED FILTER EFF | JOHN FLANNAGAN WATER AUTHORITY | TREATMENT PLANT |  | 1 | 1/15/1998 12:00:00 AM
VA1051720 | GE | TTHM | QT | RT | Y | DS001 | DBP11 | 168 JOSIE LANE | SANDY RIDGE - DCPSA | DISTRIBUTION SYSTEM |  | 1 | 12/18/1997 12:00:00 AM
VA1051720 | GE | HAA5 | QT | RT | Y | DS001 | DBP32 | 1107 RAINBOW TRAIL ROAD | SANDY RIDGE - DCPSA | DISTRIBUTION SYSTEM |  | 1 | 12/18/1997 12:00:00 AM
VA1051720 | TC | TC | MN | RT | Y | DS001 | TCR01 |  | SANDY RIDGE - DCPSA | DISTRIBUTION SYSTEM |  | 3 | 12/18/1997 12:00:00 AM
VA1051721 | GE | HAA5 | QT | RT | Y | DS001 | DBP30 | 469 GEORGE LAMBERT FARM LANE | DICKENSON COUNTY REGIONAL - DCPSA | DS001 - DISTRIBUTION SYSTEM |  | 1 | 1/15/1998 12:00:00 AM
VA1051721 | GE | TTHM | QT | RT | Y | DS001 | DBP31 | 3774 BRUSHY RIDGE ROAD, NORA | DICKENSON COUNTY REGIONAL - DCPSA | DS001 - DISTRIBUTION SYSTEM |  | 1 | 1/15/1998 12:00:00 AM
VA1051721 | PB | PBCU | 3Y | RT | Y | DS001 | LCR100 | 934 BREAKS PARK RD | DICKENSON COUNTY REGIONAL - DCPSA | DS001 - DISTRIBUTION SYSTEM | FSD | 1 | 1/15/1998 12:00:00 AM
VA1051721 | PB | PBCU | 3Y | RT | Y | DS001 | LCR101 | 2486 BREAKS PARK RD | DICKENSON COUNTY REGIONAL - DCPSA | DS001 - DISTRIBUTION SYSTEM | FSD | 1 | 1/15/1998 12:00:00 AM
VA1051721 | PB | PBCU | 3Y | RT | Y | DS001 | LCR107 | 741 DOE BRANCH | DICKENSON COUNTY REGIONAL - DCPSA | DS001 - DISTRIBUTION SYSTEM | FSD | 1 | 1/15/1998 12:00:00 AM
VA1051721 | PB | PBCU | 3Y | RT | Y | DS001 | LCR110 | 135 TIPTON LANE | DICKENSON COUNTY REGIONAL - DCPSA | DS001 - DISTRIBUTION SYSTEM | FSD | 1 | 1/15/1998 12:00:00 AM
VA1051721 | PB | PBCU | 3Y | RT | Y | DS001 | LCR112 | 173 OMEGA LANE | DICKENSON COUNTY REGIONAL - DCPSA | DS001 - DISTRIBUTION SYSTEM | FSD | 1 | 1/15/1998 12:00:00 AM
VA1051721 | PB | PBCU | 3Y | RT | Y | DS001 | LCR113 | 649 OLD STONE DR | DICKENSON COUNTY REGIONAL - DCPSA | DS001 - DISTRIBUTION SYSTEM | FSD | 1 | 1/15/1998 12:00:00 AM
VA1051721 | PB | PBCU | 3Y | RT | Y | DS001 | LCR117 | 5643 BLOWING ROCK RD | DICKENSON COUNTY REGIONAL - DCPSA | DS001 - DISTRIBUTION SYSTEM | FSD | 1 | 1/15/1998 12:00:00 AM
VA1051721 | PB | PBCU | 3Y | RT | Y | DS001 | LCR118 | 638 R.L. EDWARDS LN | DICKENSON COUNTY REGIONAL - DCPSA | DS001 - DISTRIBUTION SYSTEM | FSD | 1 | 1/15/1998 12:00:00 AM
VA1051721 | PB | PBCU | 3Y | RT | Y | DS001 | LCR119 | 4443 BARTLICK RD | DICKENSON COUNTY REGIONAL - DCPSA | DS001 - DISTRIBUTION SYSTEM | FSD | 1 | 1/15/1998 12:00:00 AM
VA1051721 | PB | PBCU | 3Y | RT | Y | DS001 | LCR122 | 333 SAMRON LANE | DICKENSON COUNTY REGIONAL - DCPSA | DS001 - DISTRIBUTION SYSTEM | FSD | 1 | 1/15/1998 12:00:00 AM
VA1051721 | PB | PBCU | 3Y | RT | Y | DS001 | LCR125 | 1293 FAIRVIEW RD | DICKENSON COUNTY REGIONAL - DCPSA | DS001 - DISTRIBUTION SYSTEM | FSD | 1 | 1/15/1998 12:00:00 AM
VA1051721 | PB | PBCU | 3Y | RT | Y | DS001 | LCR127 | 213 CHALET DRIVE | DICKENSON COUNTY REGIONAL - DCPSA | DS001 - DISTRIBUTION SYSTEM | FSD | 1 | 1/15/1998 12:00:00 AM
VA1051721 | PB | PBCU | 3Y | RT | Y | DS001 | LCR131 | 351 STROUTH RD | DICKENSON COUNTY REGIONAL - DCPSA | DS001 - DISTRIBUTION SYSTEM | FSD | 1 | 1/15/1998 12:00:00 AM
VA1051721 | PB | PBCU | 3Y | RT | Y | DS001 | LCR133 | 1952 HONEY CAMP RD | DICKENSON COUNTY REGIONAL - DCPSA | DS001 - DISTRIBUTION SYSTEM | FSD | 1 | 1/15/1998 12:00:00 AM
VA1051721 | PB | PBCU | 3Y | RT | Y | DS001 | LCR136 | 770 KEITH HOLLOW | DICKENSON COUNTY REGIONAL - DCPSA | DS001 - DISTRIBUTION SYSTEM | FSD | 1 | 1/15/1998 12:00:00 AM
VA1051721 | PB | PBCU | 3Y | RT | Y | DS001 | LCR139 | 3190 SANDLICK RD | DICKENSON COUNTY REGIONAL - DCPSA | DS001 - DISTRIBUTION SYSTEM | FSD | 1 | 1/15/1998 12:00:00 AM
VA1051721 | PB | PBCU | 3Y | RT | Y | DS001 | LCR140 | 3478 SANDLICK RD | DICKENSON COUNTY REGIONAL - DCPSA | DS001 - DISTRIBUTION SYSTEM | FSD | 1 | 1/15/1998 12:00:00 AM
VA1051721 | PB | PBCU | 3Y | RT | Y | DS001 | LCR141 | 1531 AARONS DR | DICKENSON COUNTY REGIONAL - DCPSA | DS001 - DISTRIBUTION SYSTEM | FSD | 1 | 1/15/1998 12:00:00 AM
VA1051721 | PB | PBCU | 3Y | RT | Y | DS001 | LCR142 | 747 AARONS DR | DICKENSON COUNTY REGIONAL - DCPSA | DS001 - DISTRIBUTION SYSTEM | FSD | 1 | 1/15/1998 12:00:00 AM
VA1051721 | PB | PBCU | 3Y | RT | Y | DS001 | LCR145 | 450 THUNDER RD | DICKENSON COUNTY REGIONAL - DCPSA | DS001 - DISTRIBUTION SYSTEM | FSD | 1 | 1/15/1998 12:00:00 AM
VA1051721 | PB | PBCU | 3Y | RT | Y | DS001 | LCR155 | 3604 BACKBONE RIDGE | DICKENSON COUNTY REGIONAL - DCPSA | DS001 - DISTRIBUTION SYSTEM | FSD | 1 | 1/15/1998 12:00:00 AM
VA1051721 | PB | PBCU | 3Y | RT | Y | DS001 | LCR161 | 5298 LICK CREEK RD | DICKENSON COUNTY REGIONAL - DCPSA | DS001 - DISTRIBUTION SYSTEM | FSD | 1 | 1/15/1998 12:00:00 AM
VA1051721 | PB | PBCU | 3Y | RT | Y | DS001 | LCR164 | 233 OLD HOMEPLACE LN | DICKENSON COUNTY REGIONAL - DCPSA | DS001 - DISTRIBUTION SYSTEM | FSD | 1 | 1/15/1998 12:00:00 AM
VA1051721 | PB | PBCU | 3Y | RT | Y | DS001 | LCR165 | 4387 AILY ROAD | DICKENSON COUNTY REGIONAL - DCPSA | DS001 - DISTRIBUTION SYSTEM | FSD | 1 | 1/15/1998 12:00:00 AM
VA1051721 | PB | PBCU | 3Y | RT | Y | DS001 | LCR166 | 118 DEEL LANE | DICKENSON COUNTY REGIONAL - DCPSA | DS001 - DISTRIBUTION SYSTEM | FSD | 1 | 1/15/1998 12:00:00 AM
VA1051721 | PB | PBCU | 3Y | RT | Y | DS001 | LCR168 | 1314 RAMSEY RIDGE | DICKENSON COUNTY REGIONAL - DCPSA | DS001 - DISTRIBUTION SYSTEM | FSD | 1 | 1/15/1998 12:00:00 AM
VA1051721 | PB | PBCU | 3Y | RT | Y | DS001 | LCR171 | 248 CHURCH ST | DICKENSON COUNTY REGIONAL - DCPSA | DS001 - DISTRIBUTION SYSTEM | FSD | 1 | 1/15/1998 12:00:00 AM
VA1051721 | PB | PBCU | 3Y | RT | Y | DS001 | LCR172 | 5623 DANTE MTN RD | DICKENSON COUNTY REGIONAL - DCPSA | DS001 - DISTRIBUTION SYSTEM | FSD | 1 | 1/15/1998 12:00:00 AM
VA1051721 | PB | PBCU | 3Y | RT | Y | DS001 | LCR173 | 9086 DANTE MTN RD | DICKENSON COUNTY REGIONAL - DCPSA | DS001 - DISTRIBUTION SYSTEM | FSD | 1 | 1/15/1998 12:00:00 AM
VA1051721 | PB | PBCU | 3Y | RT | Y | DS001 | LCR203 | 8709 DICKENSON HWY | DICKENSON COUNTY REGIONAL - DCPSA | DS001 - DISTRIBUTION SYSTEM | FSD | 1 | 1/15/1998 12:00:00 AM
VA1051721 | TC | TC | MN | RT | Y | DS001 | TCR01 |  | DICKENSON COUNTY REGIONAL - DCPSA | DS001 - DISTRIBUTION SYSTEM |  | 9 | 1/15/1998 12:00:00 AM
VA1051722 | GE | THH5 | QT | RT | Y | DS001 | DBP13 | 869 OWENS BRANCH | WOLF PEN BRANCH - DCPSA | DISTRIBUTION SYSTEM |  | 1 | 12/18/1997 12:00:00 AM
VA1051722 | TC | TC | MN | RT | Y | DS001 | TCR01 |  | WOLF PEN BRANCH - DCPSA | DISTRIBUTION SYSTEM |  | 3 | 12/18/1997 12:00:00 AM
VA1051723 | GE | THH5 | QT | RT | Y | DS001 | DBP14 | 741 DOE BRANCH | DOE BRANCH - DCPSA | DISTRIBUTION SYSTEM |  | 1 | 12/22/1997 12:00:00 AM
VA1051723 | TC | TC | MN | RT | Y | DS001 | TCR01 |  | DOE BRANCH - DCPSA | DISTRIBUTION SYSTEM |  | 3 | 12/22/1997 12:00:00 AM
VA1051724 | GE | THH5 | QT | RT | Y | DS001 | DBP15 | 572 WELCOME LANE | CROOKED BRANCH - DCPSA | DISTRIBUTION SYSTEM |  | 1 | 2/7/2002 12:00:00 AM
VA1051724 | TC | TC | MN | RT | Y | DS001 | TCR01 |  | CROOKED BRANCH - DCPSA | DISTRIBUTION SYSTEM |  | 3 | 2/7/2002 12:00:00 AM
VA1051725 | GE | TTHM | QT | RT | Y | DS001 | DBP16 | 4443 BARTLICK RD | DCPSA - SKEETROCK | DISTRIBUTION SYSTEM |  | 1 | 12/18/1997 12:00:00 AM
VA1051725 | GE | HAA5 | QT | RT | Y | DS001 | DBP29 | 5670 BRUSH CREEK ROAD, CLINTWOOD | DCPSA - SKEETROCK | DISTRIBUTION SYSTEM |  | 1 | 12/18/1997 12:00:00 AM
VA1051725 | TC | TC | MN | RT | Y | DS001 | TCR01 |  | DCPSA - SKEETROCK | DISTRIBUTION SYSTEM |  | 6 | 12/18/1997 12:00:00 AM
VA1051726 | GE | TTHM | QT | RT | Y | DS001 | DBP17 | 739 LAYNE HOLLOW | DCPSA - HONEY CAMP/DARWIN | DISTRIBUTION SYSTEM |  | 1 | 12/22/1997 12:00:00 AM
VA1051726 | GE | HAA5 | QT | RT | Y | DS001 | DBP28 | 1609 COEBURN ROAD, CLINTWOOD | DCPSA - HONEY CAMP/DARWIN | DISTRIBUTION SYSTEM |  | 1 | 12/22/1997 12:00:00 AM
VA1051726 | TC | TC | MN | RT | Y | DS001 | TCR01 |  | DCPSA - HONEY CAMP/DARWIN | DISTRIBUTION SYSTEM |  | 3 | 12/22/1997 12:00:00 AM
VA1051727 | GE | THH5 | QT | RT | Y | DS001 | DBP18 | 5167 CAMP CREEK RD | DCPSA - OSBORNS GAP | DS001 DISTRIBUTION SYSTEM |  | 1 | 6/28/2005 12:00:00 AM
VA1051727 | TC | TC | MN | RT | Y | DS001 | TCR01 |  | DCPSA - OSBORNS GAP | DS001 DISTRIBUTION SYSTEM |  | 3 | 6/28/2005 12:00:00 AM
VA1051728 | GE | THH5 | QT | RT | Y | DS001 | DBP19 | 7066 SANDLICK ROAD | DCPSA - RT. 80 | DISTRIBUTION SYSTEM |  | 1 | 7/26/2000 12:00:00 AM
VA1051728 | TC | TC | MN | RT | Y | DS001 | TCR01 |  | DCPSA - RT. 80 | DISTRIBUTION SYSTEM |  | 3 | 7/26/2000 12:00:00 AM
VA1051729 | GE | THH5 | QT | RT | Y | DS001 | DBP20 | 578 LAUREL BRANCH | DCPSA - RAKES RIDGE | DISTRIBUTION SYSTEM |  | 1 | 7/26/2000 12:00:00 AM
VA1051729 | TC | TC | MN | RT | Y | DS001 | TCR01 |  | DCPSA - RAKES RIDGE | DISTRIBUTION SYSTEM |  | 3 | 7/26/2000 12:00:00 AM
VA1051731 | GE | TTHM | QT | RT | Y | DS001 | DBP21 | 1550 KIWANIS PARK RD | DCPSA-FEARLS BRANCH | DISTRIBUTION SYSTEM |  | 1 | 3/15/2001 12:00:00 AM
VA1051731 | GE | HAA5 | QT | RT | Y | DS001 | DBP27 | 132 K & W DRIVE, HAYSI | DCPSA-FEARLS BRANCH | DISTRIBUTION SYSTEM |  | 1 | 3/15/2001 12:00:00 AM
VA1051731 | TC | TC | MN | RT | Y | DS001 | TCR01 |  | DCPSA-FEARLS BRANCH | DISTRIBUTION SYSTEM |  | 3 | 3/15/2001 12:00:00 AM
VA1051732 | GE | THH5 | QT | RT | Y | DS001 | DBP22 | 1024 RUSH CREEK | DCPSA - RUSH CREEK | DS001 DISTRIBUTION SYSTEM |  | 1 | 5/5/2006 12:00:00 AM
VA1051732 | TC | TC | MN | RT | Y | DS001 | TCR01 |  | DCPSA - RUSH CREEK | DS001 DISTRIBUTION SYSTEM |  | 3 | 5/5/2006 12:00:00 AM
VA1051735 | GE | THH5 | QT | RT | Y | DS001 | DBP24 | 3354 MONTE ROAD | DCPSA - MONTE LANE | DISTRIBUTION SYSTEM |  | 1 | 1/6/2011 12:00:00 AM
VA1051735 | TC | TC | MN | RT | Y | DS001 | TCR01 |  | DCPSA - MONTE LANE | DISTRIBUTION SYSTEM |  | 3 | 1/6/2011 12:00:00 AM
VA1051736 | GE | THH5 | QT | RT | Y | DS001 | DBP23 | 2393 SULLIVAN BRANCH | DCPSA - SULLIVAN BRANCH | DISTRIBUTION SYSTEM |  | 1 | 2/1/2011 12:00:00 AM
VA1051736 | TC | TC | MN | RT | Y | DS001 | TCR01 |  | DCPSA - SULLIVAN BRANCH | DISTRIBUTION SYSTEM |  | 3 | 2/1/2011 12:00:00 AM
VA1051737 | GE | THH5 | QT | RT | Y | DS001 | DBP25 | 8647 DC CANEY RIDGE ROAD | DCPSA - BIG CANEY | DS001 DISTRIBUTION SYSTEM |  | 1 | 6/1/2010 12:00:00 AM
VA1051737 | GE | THH5 | QT | RT | Y | DS001 | DBP26 | 1333 HAMILTON TOWN ROAD | DCPSA - BIG CANEY | DS001 DISTRIBUTION SYSTEM |  | 1 | 6/1/2010 12:00:00 AM
VA1051737 | TC | TC | MN | RT | Y | DS001 | TCR01 |  | DCPSA - BIG CANEY | DS001 DISTRIBUTION SYSTEM |  | 12 | 6/1/2010 12:00:00 AM
VA1063030 | TC | TC | QT | RT | Y | DS001 | TCR01 |  | APPLE RIDGE FARM | APPLE RIDGE FARM DS |  | 1 | 9/6/2005 12:00:00 AM
VA1063030 | GE | MPN | QT | RT | Y | WL001 | RW001 | WELL | APPLE RIDGE FARM | WELL |  | 1 | 9/6/2005 12:00:00 AM
VA1063047 | TC | TC | MN | RT | Y | DS001 | TCR01 |  | BIG ROCK TRAILER PARK | DISTRIBUTION SYSTEM |  | 3 | 7/24/1976 12:00:00 AM
VA1063047 | GE | MPN | YR | RT | Y | WL001 | RW001 | WELL DISCHARGE | BIG ROCK TRAILER PARK | WELL NO. 1 |  | 1 | 7/24/1976 12:00:00 AM
VA1063140 | TC | TC | QT | RT | Y | DS001 | TCR01 |  | FLOYD FAMILY CAMPGROUND | DISTRIBUTION SYSTEM |  | 1 | 7/7/2015 12:00:00 AM
VA1063143 | PB | PBCU | 3Y | RT | Y | DS001 | LCR06 | KITCHEN SINK | CHECK ELEMENTARY SCHOOL | DISTRIBUTION SYSTEM | FSD | 1 | 10/31/1989 12:00:00 AM
VA1063143 | PB | PBCU | 3Y | RT | Y | DS001 | LCR08 | FOUNT-K'GARTEN-CLAS | CHECK ELEMENTARY SCHOOL | DISTRIBUTION SYSTEM | FSD | 1 | 10/31/1989 12:00:00 AM
VA1063143 | PB | PBCU | 3Y | RT | Y | DS001 | LCR12 | 1ST FLOOR BOYS BATHROOM SINK RIGHT | CHECK ELEMENTARY SCHOOL | DISTRIBUTION SYSTEM | FSD | 1 | 10/31/1989 12:00:00 AM
VA1063143 | PB | PBCU | 3Y | RT | Y | DS001 | LCR13 | 1ST FLOOR BOYS BATHROOM SINK LEFT | CHECK ELEMENTARY SCHOOL | DISTRIBUTION SYSTEM | FSD | 1 | 10/31/1989 12:00:00 AM
VA1063143 | PB | PBCU | 3Y | RT | Y | DS001 | LCR14 | 2ND FLOOR BOYS BATHROOM SINK RIGHT | CHECK ELEMENTARY SCHOOL | DISTRIBUTION SYSTEM | FSD | 1 | 10/31/1989 12:00:00 AM
VA1063143 | TC | TC | MN | RT | Y | DS001 | TCR01 |  | CHECK ELEMENTARY SCHOOL | DISTRIBUTION SYSTEM |  | 3 | 10/31/1989 12:00:00 AM
VA1063143 | GE | VOC | 3Y | RT | Y | EP001 | EP001 | TAP AFTER TREATMENT | CHECK ELEMENTARY SCHOOL | ENTRY POINT |  | 1 | 10/31/1989 12:00:00 AM
VA1063148 | PB | PBCU | 3Y | RT | Y | DS148 | LCR01 | FOUNTAIN ROOM A | COPPER HILL DAY CARE CENTER | DISTRIBUTION SYSTEM | FSD | 1 | 12/21/1994 12:00:00 AM
VA1063148 | PB | PBCU | 3Y | RT | Y | DS148 | LCR02 | FOUNTAIN CLASSROOM B | COPPER HILL DAY CARE CENTER | DISTRIBUTION SYSTEM | FSD | 1 | 12/21/1994 12:00:00 AM
VA1063148 | PB | PBCU | 3Y | RT | Y | DS148 | LCR03 | FOUNTAIN CLASSROOM C | COPPER HILL DAY CARE CENTER | DISTRIBUTION SYSTEM | FSD | 1 | 12/21/1994 12:00:00 AM
VA1063148 | PB | PBCU | 3Y | RT | Y | DS148 | LCR04 | KITCHEN | COPPER HILL DAY CARE CENTER | DISTRIBUTION SYSTEM | FSD | 1 | 12/21/1994 12:00:00 AM
VA1063148 | PB | PBCU | 3Y | RT | Y | DS148 | LCR05 | SINK BATHROOM CLASS | COPPER HILL DAY CARE CENTER | DISTRIBUTION SYSTEM | FSD | 1 | 12/21/1994 12:00:00 AM
VA1063148 | TC | TC | MN | RT | Y | DS148 | TCR01 |  | COPPER HILL DAY CARE CENTER | DISTRIBUTION SYSTEM |  | 3 | 12/21/1994 12:00:00 AM
VA1063149 | TC | TC | QT | RT | Y | DS001 | TCR01 |  | COPPER HILL DOLLAR GENERAL (NO. 17657) | COPPER HILL DOLLAR GENERAL |  | 1 | 11/8/2019 12:00:00 AM
VA1063152 | TC | TC | QT | RT | Y | DS152 | TCR01 |  | MOUNTAIN HAVEN TINY HOUSE VILLAGE | DISTRIBUTION SYSTEM |  | 1 | 3/1/2025 12:00:00 AM
VA1063152 | GE | NIT | YR | RT | Y | EP001 | EP001 | TAP AFTER STORAGE | MOUNTAIN HAVEN TINY HOUSE VILLAGE | ENTRY POINT-WELL |  | 1 | 3/1/2025 12:00:00 AM
VA1063154 | PB | PBCU | 3Y | RT | Y | DS001 | LCR05 | LOT 42 | RAMSEY MOBILE HOME PARK | DISTRIBUTION SYSTEM | FSD | 1 | 1/26/2017 12:00:00 AM
VA1063154 | PB | PBCU | 3Y | RT | Y | DS001 | LCR08 | LOT 11 | RAMSEY MOBILE HOME PARK | DISTRIBUTION SYSTEM | FSD | 1 | 1/26/2017 12:00:00 AM
VA1063154 | PB | PBCU | 3Y | RT | Y | DS001 | LCR13 | LOT 25 | RAMSEY MOBILE HOME PARK | DISTRIBUTION SYSTEM | FSD | 1 | 1/26/2017 12:00:00 AM
VA1063154 | PB | PBCU | 3Y | RT | Y | DS001 | LCR15 | LOT 46 | RAMSEY MOBILE HOME PARK | DISTRIBUTION SYSTEM | FSD | 1 | 1/26/2017 12:00:00 AM
VA1063154 | PB | PBCU | 3Y | RT | Y | DS001 | LCR16 | LOT 50 | RAMSEY MOBILE HOME PARK | DISTRIBUTION SYSTEM | FSD | 1 | 1/26/2017 12:00:00 AM
VA1063154 | TC | TC | MN | RT | Y | DS001 | TCR01 |  | RAMSEY MOBILE HOME PARK | DISTRIBUTION SYSTEM |  | 3 | 1/26/2017 12:00:00 AM
VA1063155 | TC | TC | QT | RT | Y | DS001 | TCR01 |  | FLOYD ECO VILLAGE COMMUNITY CENTER | FLOYD ECO VILLAGE DS |  | 1 | 8/13/2013 12:00:00 AM
VA1063220 | TC | TC | MN | RT | Y | DS001 | TCR01 |  | FLOYD-FLOYD CO PSA | DISTRIBUTION SYSTEM |  | 6 | 6/24/1977 12:00:00 AM
VA1063220 | GE | MPN | QT | RT | Y | WL001 | RW001 | WELL HOUSE | FLOYD-FLOYD CO PSA | WELL NO.1 - CHRISTIE WELL |  | 1 | 6/24/1977 12:00:00 AM
VA1063220 | GE | MPN | QT | RT | Y | WL002 | RW002 | WELL HOUSE | FLOYD-FLOYD CO PSA | WELL NO.2 - SHORTT WELL |  | 1 | 6/24/1977 12:00:00 AM
VA1063220 | GE | MPN | QT | RT | Y | WL003 | RW003 | WELL HOUSE | FLOYD-FLOYD CO PSA | WELL NO.3 - FRANK SWEENY WELL |  | 1 | 6/24/1977 12:00:00 AM
VA1063220 | GE | MPN | QT | RT | Y | WL005 | RW005 | WELL | FLOYD-FLOYD CO PSA | WELL NO. 5 |  | 1 | 6/24/1977 12:00:00 AM
VA1063220 | GE | MPN | QT | RT | Y | WL006 | RW006 | WELL NO. 6 | FLOYD-FLOYD CO PSA | WELL NO. 6 |  | 1 | 6/24/1977 12:00:00 AM
VA1063269 | PB | PBCU | 3Y | RT | Y | DS001 | LCR01 | KITCHEN - A | GREAT OAKS COUNTRY CLUB | DISTRIBUTION SYSTEM | FSD | 1 | 12/18/2002 12:00:00 AM
VA1063269 | PB | PBCU | 3Y | RT | Y | DS001 | LCR02 | KITCHEN - B | GREAT OAKS COUNTRY CLUB | DISTRIBUTION SYSTEM | FSD | 1 | 12/18/2002 12:00:00 AM
VA1063269 | PB | PBCU | 3Y | RT | Y | DS001 | LCR03 | KITCHEN - C | GREAT OAKS COUNTRY CLUB | DISTRIBUTION SYSTEM | FSD | 1 | 12/18/2002 12:00:00 AM
VA1063269 | PB | PBCU | 3Y | RT | Y | DS001 | LCR04 | KITCHEN - D | GREAT OAKS COUNTRY CLUB | DISTRIBUTION SYSTEM | FSD | 1 | 12/18/2002 12:00:00 AM
VA1063269 | PB | PBCU | 3Y | RT | Y | DS001 | LCR05 | KITCHEN - E | GREAT OAKS COUNTRY CLUB | DISTRIBUTION SYSTEM | FSD | 1 | 12/18/2002 12:00:00 AM
VA1063269 | TC | TC | MN | RT | Y | DS001 | TCR01 |  | GREAT OAKS COUNTRY CLUB | DISTRIBUTION SYSTEM |  | 3 | 12/18/2002 12:00:00 AM
VA1063272 | PB | PBCU | 3Y | RT | Y | DS001 | LCR01 | WATER FOUNTAIN LIBAR | INDIAN VALLEY SCHOOL | DISTRIBUTION SYSTEM | FSD | 1 | 10/31/1989 12:00:00 AM
VA1063272 | PB | PBCU | 3Y | RT | Y | DS001 | LCR02 | OLD KITCHEN SINK R/R | INDIAN VALLEY SCHOOL | DISTRIBUTION SYSTEM | FSD | 1 | 10/31/1989 12:00:00 AM
VA1063272 | PB | PBCU | 3Y | RT | Y | DS001 | LCR03 | WATER FOUNTAIN RT#1 | INDIAN VALLEY SCHOOL | DISTRIBUTION SYSTEM | FSD | 1 | 10/31/1989 12:00:00 AM
VA1063272 | PB | PBCU | 3Y | RT | Y | DS001 | LCR06 | FOUNTAIN ROOM 1017 | INDIAN VALLEY SCHOOL | DISTRIBUTION SYSTEM | FSD | 1 | 10/31/1989 12:00:00 AM
VA1063272 | PB | PBCU | 3Y | RT | Y | DS001 | LCR07 | FOUNTAIN ROOM 1018 | INDIAN VALLEY SCHOOL | DISTRIBUTION SYSTEM | FSD | 1 | 10/31/1989 12:00:00 AM
VA1063272 | TC | TC | MN | RT | Y | DS001 | TCR01 |  | INDIAN VALLEY SCHOOL | DISTRIBUTION SYSTEM |  | 3 | 10/31/1989 12:00:00 AM
VA1063292 | TC | TC | QT | RT | Y | DS001 | TCR01 |  | AMERICAN PIE RESTAURANT | DISTRIBUTION SYSTEM |  | 1 | 12/11/2002 12:00:00 AM
VA1063292 | GE | MPN | QT | RT | Y | WL001 | RW001 | WELLHEAD | AMERICAN PIE RESTAURANT | WELL 1 |  | 1 | 12/11/2002 12:00:00 AM
VA1063500 | TC | TC | MN | RT | Y | DS001 | TCR01 |  | MABRY MILL NO. 1 | MABRY MILL NO. 1 |  | 6 | 11/26/1979 12:00:00 AM
VA1063500 | GE | MPN | YR | RT | Y | WL001 | RW001 | WELLHEAD | MABRY MILL NO. 1 | WELL NO. 1 |  | 1 | 11/26/1979 12:00:00 AM
VA1063500 | GE | MPN | YR | RT | Y | WL003 | RW003 | WELLHEAD | MABRY MILL NO. 1 | WELL NUMBER 3 |  | 1 | 11/26/1979 12:00:00 AM
VA1063501 | TC | TC | MN | RT | Y | DS001 | TCR01 |  | MABRY MILL NO. 2 | MABRY MILL NO. 2 |  | 6 | 7/5/1988 12:00:00 AM
VA1063501 | GE | MPN | YR | RT | Y | WL001 | RW001 | WELL HOUSE | MABRY MILL NO. 2 | DRILLED WELL |  | 1 | 7/5/1988 12:00:00 AM
VA1063560 | TC | TC | QT | RT | Y | DS001 | TCR01 |  | PARK RIDGE FOREST CAMPGROUND | DISTRIBUTION SYSTEM |  | 1 | 12/19/1997 12:00:00 AM
VA1063690 | PB | PBCU | 3Y | RT | Y | DS001 | LCR01 | KITCHEN SINK | RIVERBEND NURSERY | RIVERBEND NURSERY | FSD | 1 | 12/20/2011 12:00:00 AM
VA1063690 | PB | PBCU | 3Y | RT | Y | DS001 | LCR02 | WATER FOUNTAIN-UPSTAIRS | RIVERBEND NURSERY | RIVERBEND NURSERY | FSD | 1 | 12/20/2011 12:00:00 AM
VA1063690 | PB | PBCU | 3Y | RT | Y | DS001 | LCR03 | BREAK ROOM SINK | RIVERBEND NURSERY | RIVERBEND NURSERY | FSD | 1 | 12/20/2011 12:00:00 AM
VA1063690 | PB | PBCU | 3Y | RT | Y | DS001 | LCR04 | WATER FOUNTAIN-BREAK RM A | RIVERBEND NURSERY | RIVERBEND NURSERY | FSD | 1 | 12/20/2011 12:00:00 AM
VA1063690 | PB | PBCU | 3Y | RT | Y | DS001 | LCR05 | WATER FOUNTAIN-BREAK RM B | RIVERBEND NURSERY | RIVERBEND NURSERY | FSD | 1 | 12/20/2011 12:00:00 AM
VA1063690 | TC | TC | MN | RT | Y | DS001 | TCR01 |  | RIVERBEND NURSERY | RIVERBEND NURSERY |  | 3 | 12/20/2011 12:00:00 AM
VA1063701 | TC | TC | MN | RT | Y | DS001 | TCR01 |  | ROCKY KNOB MAIN AREA | ROCKY KNOB MAINTENANCE AREA |  | 6 | 2/1/1983 12:00:00 AM
VA1063701 | GE | MPN | YR | RT | Y | WL001 | RW001 | WELL HOUSE | ROCKY KNOB MAIN AREA | DRILLED WELL |  | 1 | 2/1/1983 12:00:00 AM
VA1063702 | TC | TC | MN | RT | Y | DS001 | TCR01 |  | ROCKY KNOB PICNIC AREA | DISTRIBUTION SYSTEM |  | 3 | 2/1/1983 12:00:00 AM
VA1063702 | GE | MPN | YR | RT | Y | WL001 | RW001 | WELL HOUSE | ROCKY KNOB PICNIC AREA | DRILLED WELL |  | 1 | 2/1/1983 12:00:00 AM
VA1063720 | TC | TC | QT | RT | Y | DS001 | TCR01 |  | NETWORK CHURCH AT SPIRIT WIND RETREAT | NETWORK CHURCH AT SPIRIT WIND RETREAT |  | 1 | 2/8/2000 12:00:00 AM
VA1063740 | TC | TC | QT | RT | Y | DS001 | TCR01 |  | SLATEMONT SUBDIVISION | SLATEMONT SUBDIVISION |  | 1 | 6/24/1977 12:00:00 AM
VA1063742 | TC | TC | MN | RT | Y | DS002 | TCR01 |  | TUGGLES GAP ROADSIDE INN | TUGGLES GAP RESTAURANT/INN DS |  | 3 | 3/1/1996 12:00:00 AM
VA1063746 | TC | TC | MN | RT | Y | DS001 | TCR01 |  | VIRGINIA HIGHLAND HAVEN | DISTRIBUTION SYSTEM |  | 6 | 7/1/2003 12:00:00 AM
VA1063750 | TC | TC | QT | RT | Y | DS001 | TCR01 |  | WILLIS DOLLAR GENERAL NO. 19688 | DISTRIBUTION SYSTEM |  | 1 | 12/13/2019 12:00:00 AM
VA1063751 | TC | TC | MN | RT | Y | DS001 | TCR01 |  | WILLIS ELEMENTARY SCHOOL | DISTRIBUTION SYSTEM |  | 3 | 10/31/1989 12:00:00 AM
VA1063760 | TC | TC | QT | RT | Y | DS001 | TCR01 |  | WOODBERRY INN | DISTRIBUTION SYSTEM |  | 1 | 9/12/2023 12:00:00 AM
VA1063760 | GE | NIT | YR | RT | Y | EP001 | EP001 | TAP - PRESSURE TANK | WOODBERRY INN | ENTRY POINT |  | 1 | 9/12/2023 12:00:00 AM
VA1063760 | GE | MPN | QT | RT | Y | WL001 | RW001 | TAP BEFORE CHLORINE | WOODBERRY INN | WELL |  | 1 | 9/12/2023 12:00:00 AM
VA1063764 | TC | TC | QT | RT | Y | DS001 | TCR01 |  | WILLIS VILLAGE MART | DISTRIBUTION SYSTEM |  | 1 | 12/19/1997 12:00:00 AM
VA1063764 | GE | MPN | QT | RT | Y | WL001 | RW001 | WELL/WL001 | WILLIS VILLAGE MART | WELL |  | 1 | 12/19/1997 12:00:00 AM
VA1063775 | TC | TC | MN | RT | Y | DS001 | TCR01 |  | CHATEAU MORRISETTE, INC | CHATEAU MORRISETTE WINERY |  | 3 | 12/19/1997 12:00:00 AM
VA1063775 | GE | MPN | MN | RT | Y | WL001 | RW001 | WELL | CHATEAU MORRISETTE, INC | WELL |  | 3 | 12/19/1997 12:00:00 AM
VA1071075 | TC | TC | MN | RT | Y | DS001 | TCR01 |  | BUZZO'S FAMILY CAMPGROUND | BUZZO'S FAMILY CAMPGROUND |  | 3 | 10/7/2010 12:00:00 AM
VA1071080 | TC | TC | QT | RT | Y | DS001 | TCR01 |  | CASCADES | DISTRIBUTION SYSTEM |  | 1 | 5/5/1980 12:00:00 AM
VA1071080 | GE | MPN | QT | RT | Y | WL001 | RW001 | WELL | CASCADES | WELL |  | 1 | 5/5/1980 12:00:00 AM
VA1071090 | GE | THH5 | YR | RT | Y | DS001 | DBP03 | BLDG 1, PPI, 3RD FLOOR | CELANESE ACETATE - CELCO PLANT | DISTRIBUTION SYSTEM |  | 1 | 4/8/2011 12:00:00 AM
VA1071090 | TC | TC | MN | RT | Y | DS001 | TCR01 |  | CELANESE ACETATE - CELCO PLANT | DISTRIBUTION SYSTEM |  | 3 | 4/8/2011 12:00:00 AM
VA1071090 | GE | VOC | QT | RT | Y | EP001 | EP001 | TAP AFTER TREATMENT WELL #7 | CELANESE ACETATE - CELCO PLANT | TAP AFTER TREATMENT WELL #7 |  | 1 | 4/8/2011 12:00:00 AM
VA1071090 | GE | VOC | QT | RT | Y | EP002 | EP002 | TAP AFTER TREATMENT - WELL #9 | CELANESE ACETATE - CELCO PLANT | TAP AFTER TREATMENT - WELL #9 |  | 1 | 4/8/2011 12:00:00 AM
VA1071090 | GE | MPN | QT | RT | Y | WL001 | RW001 | WELL NO. 7 | CELANESE ACETATE - CELCO PLANT | WELL NO. 7 |  | 1 | 4/8/2011 12:00:00 AM
VA1071090 | GE | MPN | QT | RT | Y | WL002 | RW002 | WELL NO. 9 | CELANESE ACETATE - CELCO PLANT | WELL NO. 9 |  | 1 | 4/8/2011 12:00:00 AM
VA1071095 | TC | TC | MN | RT | Y | DS001 | TCR01 |  | GILES COUNTY WELLNESS CENTER | DISTRIBUTION SYSTEM |  | 3 | 2/9/1999 12:00:00 AM
VA1071095 | GE | MPN | QT | RT | Y | WL001 | RW001 | TAP AT WELL | GILES COUNTY WELLNESS CENTER | WELL |  | 1 | 2/9/1999 12:00:00 AM
VA1071120 | GE | THH5 | YR | RT | Y | DS001 | DBP01 | 2305 CURVE ROAD | CURVE ROAD | DISTRIBUTION SYSTEM |  | 1 | 3/10/2004 12:00:00 AM
VA1071120 | TC | TC | MN | RT | Y | DS001 | TCR01 |  | CURVE ROAD | DISTRIBUTION SYSTEM |  | 3 | 3/10/2004 12:00:00 AM
VA1071200 | GE | THH5 | YR | RT | Y | DS001 | DBP02 | 215 HILLTOP ROAD | FAIRVIEW ACRES COMMUNITY CLUB | DISTRIBUTION SYSTEM |  | 1 | 6/24/1976 12:00:00 AM
VA1071200 | PB | PBCU | 6M | RT | Y | DS001 | LCR01 | 307 MOUNTAIN DR | FAIRVIEW ACRES COMMUNITY CLUB | DISTRIBUTION SYSTEM | FSD | 1 | 6/24/1976 12:00:00 AM
VA1071200 | PB | PBCU | 6M | RT | Y | DS001 | LCR02 | 211 FAIRVIEW AVE | FAIRVIEW ACRES COMMUNITY CLUB | DISTRIBUTION SYSTEM | FSD | 1 | 6/24/1976 12:00:00 AM
VA1071200 | PB | PBCU | 6M | RT | Y | DS001 | LCR03 | 100 CENTER ST | FAIRVIEW ACRES COMMUNITY CLUB | DISTRIBUTION SYSTEM | FSD | 1 | 6/24/1976 12:00:00 AM
VA1071200 | PB | PBCU | 6M | RT | Y | DS001 | LCR04 | 208 FAIRVIEW AVE | FAIRVIEW ACRES COMMUNITY CLUB | DISTRIBUTION SYSTEM | FSD | 1 | 6/24/1976 12:00:00 AM
VA1071200 | PB | PBCU | 6M | RT | Y | DS001 | LCR05 | 159 HILLTOP RD | FAIRVIEW ACRES COMMUNITY CLUB | DISTRIBUTION SYSTEM | FSD | 1 | 6/24/1976 12:00:00 AM
VA1071200 | PB | PBCU | 6M | RT | Y | DS001 | LCR06 | 203 FAIRVIEW AVE | FAIRVIEW ACRES COMMUNITY CLUB | DISTRIBUTION SYSTEM | FSD | 1 | 6/24/1976 12:00:00 AM
VA1071200 | PB | PBCU | 6M | RT | Y | DS001 | LCR07 | 303 MOUNTAIN DR | FAIRVIEW ACRES COMMUNITY CLUB | DISTRIBUTION SYSTEM | FSD | 1 | 6/24/1976 12:00:00 AM
VA1071200 | PB | PBCU | 6M | RT | Y | DS001 | LCR09 | 205 FAIRVIEW | FAIRVIEW ACRES COMMUNITY CLUB | DISTRIBUTION SYSTEM | FSD | 1 | 6/24/1976 12:00:00 AM
VA1071200 | PB | PBCU | 6M | RT | Y | DS001 | LCR10 | 218 FAIRVIEW | FAIRVIEW ACRES COMMUNITY CLUB | DISTRIBUTION SYSTEM | FSD | 1 | 6/24/1976 12:00:00 AM
VA1071200 | PB | PBCU | 6M | RT | Y | DS001 | LCR11 | 168 HILLTOP | FAIRVIEW ACRES COMMUNITY CLUB | DISTRIBUTION SYSTEM | FSD | 1 | 6/24/1976 12:00:00 AM
VA1071200 | TC | TC | MN | RT | Y | DS001 | TCR01 |  | FAIRVIEW ACRES COMMUNITY CLUB | DISTRIBUTION SYSTEM |  | 3 | 6/24/1976 12:00:00 AM
VA1071260 | GE | THH5 | YR | RT | Y | DS001 | DBP01 | 197 BRAXTER LANE (HILL) | GLEN LYN, TOWN OF | DISTRIBUTION SYSTEM |  | 1 | 6/24/1977 12:00:00 AM
VA1071260 | TC | TC | MN | RT | Y | DS001 | TCR01 |  | GLEN LYN, TOWN OF | DISTRIBUTION SYSTEM |  | 3 | 6/24/1977 12:00:00 AM
VA1071300 | GE | THH5 | YR | RT | Y | DS001 | DBP02 | 1088 BLUE GRASS TRAIL | HOGES CHAPEL | HOGES CHAPEL |  | 1 | 6/24/1976 12:00:00 AM
VA1071300 | PB | PBCU | 6M | RT | Y | DS001 | LCR01 | 206 DOE CREEK RD | HOGES CHAPEL | HOGES CHAPEL | FSD | 1 | 6/24/1976 12:00:00 AM
VA1071300 | PB | PBCU | 6M | RT | Y | DS001 | LCR02 | 108 PONDEROSA RD | HOGES CHAPEL | HOGES CHAPEL | FSD | 1 | 6/24/1976 12:00:00 AM
VA1071300 | PB | PBCU | 6M | RT | Y | DS001 | LCR04 | 184 BRACKETT LANE | HOGES CHAPEL | HOGES CHAPEL | FSD | 1 | 6/24/1976 12:00:00 AM
VA1071300 | PB | PBCU | 6M | RT | Y | DS001 | LCR06 | 158 DOE CREEK RD | HOGES CHAPEL | HOGES CHAPEL | FSD | 1 | 6/24/1976 12:00:00 AM
VA1071300 | PB | PBCU | 6M | RT | Y | DS001 | LCR07 | 187 SINKING CREEK RD | HOGES CHAPEL | HOGES CHAPEL | FSD | 1 | 6/24/1976 12:00:00 AM
VA1071300 | PB | PBCU | 6M | RT | Y | DS001 | LCR08 | 126 BLACK HAW LANE | HOGES CHAPEL | HOGES CHAPEL | FSD | 1 | 6/24/1976 12:00:00 AM
VA1071300 | PB | PBCU | 6M | RT | Y | DS001 | LCR10 | 1440 KOW CAMP RD | HOGES CHAPEL | HOGES CHAPEL | FSD | 1 | 6/24/1976 12:00:00 AM
VA1071300 | PB | PBCU | 6M | RT | Y | DS001 | LCR12 | 372 SINKING CREEK RD | HOGES CHAPEL | HOGES CHAPEL | FSD | 1 | 6/24/1976 12:00:00 AM
VA1071300 | PB | PBCU | 6M | RT | Y | DS001 | LCR13 | 146 SADDLEVIEW DRIVE | HOGES CHAPEL | HOGES CHAPEL | FSD | 1 | 6/24/1976 12:00:00 AM
VA1071300 | PB | PBCU | 6M | RT | Y | DS001 | LCR14 | 212 BOWENS ROAD | HOGES CHAPEL | HOGES CHAPEL | FSD | 1 | 6/24/1976 12:00:00 AM
VA1071300 | PB | PBCU | 6M | RT | Y | DS001 | LCR16 | 236 BRACKETT LANE | HOGES CHAPEL | HOGES CHAPEL | FSD | 1 | 6/24/1976 12:00:00 AM
VA1071300 | PB | PBCU | 6M | RT | Y | DS001 | LCR17 | 142 SWEET APPLE LANE | HOGES CHAPEL | HOGES CHAPEL | FSD | 1 | 6/24/1976 12:00:00 AM
VA1071300 | PB | PBCU | 6M | RT | Y | DS001 | LCR18 | 127 PINE TREE LANE | HOGES CHAPEL | HOGES CHAPEL | FSD | 1 | 6/24/1976 12:00:00 AM
VA1071300 | PB | PBCU | 6M | RT | Y | DS001 | LCR19 | 148 CHERRY HILL LANE | HOGES CHAPEL | HOGES CHAPEL | FSD | 1 | 6/24/1976 12:00:00 AM
VA1071300 | PB | PBCU | 6M | RT | Y | DS001 | LCR22 | 774 BLUE GRASS TRAIL | HOGES CHAPEL | HOGES CHAPEL | FSD | 1 | 6/24/1976 12:00:00 AM
VA1071300 | PB | PBCU | 6M | RT | Y | DS001 | LCR24 | 174 MILL LANE | HOGES CHAPEL | HOGES CHAPEL | FSD | 1 | 6/24/1976 12:00:00 AM
VA1071300 | PB | PBCU | 6M | RT | Y | DS001 | LCR26 | 161 MILL LANE | HOGES CHAPEL | HOGES CHAPEL | FSD | 1 | 6/24/1976 12:00:00 AM
VA1071300 | PB | PBCU | 6M | RT | Y | DS001 | LCR30 | 1167 SINKING CRK RD | HOGES CHAPEL | HOGES CHAPEL | FSD | 1 | 6/24/1976 12:00:00 AM
VA1071300 | PB | PBCU | 6M | RT | Y | DS001 | LCR34 | 295 SIMMERTAL LANE | HOGES CHAPEL | HOGES CHAPEL | FSD | 1 | 6/24/1976 12:00:00 AM
VA1071300 | PB | PBCU | 6M | RT | Y | DS001 | LCR36 | 362 SINKING CREEK RD | HOGES CHAPEL | HOGES CHAPEL | FSD | 1 | 6/24/1976 12:00:00 AM
VA1071300 | TC | TC | MN | RT | Y | DS001 | TCR01 |  | HOGES CHAPEL | HOGES CHAPEL |  | 6 | 6/24/1976 12:00:00 AM
VA1071455 | GE | FRFL | MN | ST | N | EP001 | EP001 | WTP - ENTRY POINT | GILES COUNTY PSA | ENTRY POINT - WTP |  | 3 | 7/7/1999 12:00:00 AM
VA1071455 | GE | S001 | 3Y | RT | Y | EP001 | EP001 | WTP - ENTRY POINT | GILES COUNTY PSA | ENTRY POINT - WTP |  | 1 | 7/7/1999 12:00:00 AM
VA1071455 | GE | S009 | 3Y | RT | Y | EP001 | EP001 | WTP - ENTRY POINT | GILES COUNTY PSA | ENTRY POINT - WTP |  | 1 | 7/7/1999 12:00:00 AM
VA1071455 | GE | S113 | 3Y | RT | Y | EP001 | EP001 | WTP - ENTRY POINT | GILES COUNTY PSA | ENTRY POINT - WTP |  | 1 | 7/7/1999 12:00:00 AM
VA1071455 | GE | S125 | 3Y | RT | Y | EP001 | EP001 | WTP - ENTRY POINT | GILES COUNTY PSA | ENTRY POINT - WTP |  | 1 | 7/7/1999 12:00:00 AM
VA1071455 | GE | S001 | 3Y | RT | Y | EP002 | EP002 | WELL NO. 4 ENTRY PT | GILES COUNTY PSA | ENTRY POINT - WELL NO. 4 (TANNERY WELL) |  | 1 | 7/7/1999 12:00:00 AM
VA1071455 | GE | S009 | 3Y | RT | Y | EP002 | EP002 | WELL NO. 4 ENTRY PT | GILES COUNTY PSA | ENTRY POINT - WELL NO. 4 (TANNERY WELL) |  | 1 | 7/7/1999 12:00:00 AM
VA1071455 | GE | S113 | 3Y | RT | Y | EP002 | EP002 | WELL NO. 4 ENTRY PT | GILES COUNTY PSA | ENTRY POINT - WELL NO. 4 (TANNERY WELL) |  | 1 | 7/7/1999 12:00:00 AM
VA1071455 | GE | S125 | 3Y | RT | Y | EP002 | EP002 | WELL NO. 4 ENTRY PT | GILES COUNTY PSA | ENTRY POINT - WELL NO. 4 (TANNERY WELL) |  | 1 | 7/7/1999 12:00:00 AM
VA1071455 | GE | MPN | QT | RT | Y | WL001 | RW001 | RAW WATER | GILES COUNTY PSA | WTP WELL |  | 1 | 7/7/1999 12:00:00 AM
VA1071455 | GE | MPN | QT | RT | Y | WL002 | RW002 | RAW WATER | GILES COUNTY PSA | WELL 4 |  | 1 | 7/7/1999 12:00:00 AM
VA1071455 | GE | MPN | QT | RT | Y | WL003 | WL003 | ORCHARD WELL | GILES COUNTY PSA | ORCHARD WELL |  | 1 | 7/7/1999 12:00:00 AM
VA1071460 | TC | TC | MN | RT | Y | DS001 | TCR01 |  | WHITE CEDAR HORSE CAMPGROUND | DISTRIBUTION SYSTEM |  | 3 | 5/13/2021 12:00:00 AM
VA1071520 | GE | THH5 | YR | RT | Y | DS001 | DBP01 | 195 PACK RD | LURICH ROAD | DISTRIBUTION SYSTEM |  | 1 | 1/10/2005 12:00:00 AM
VA1071520 | TC | TC | MN | RT | Y | DS001 | TCR01 |  | LURICH ROAD | DISTRIBUTION SYSTEM |  | 3 | 1/10/2005 12:00:00 AM
VA1071550 | TC | TC | QT | RT | Y | DS001 | TCR01 |  | MT. LAKE BIOLOGICAL STATION | DISTRIBUTION SYSTEM |  | 1 | 3/9/1984 12:00:00 AM
VA1071550 | GE | MPN | YR | RT | Y | WL001 | RW001 | WELL | MT. LAKE BIOLOGICAL STATION | WELL |  | 1 | 3/9/1984 12:00:00 AM
VA1071551 | GE | THH5 | YR | RT | Y | DS001 | DBP01 | RIPPLEMEAD | MOUNTAIN LAKE LODGE | DISTRIBUTION SYSTEM |  | 1 | 11/27/1989 12:00:00 AM
VA1071551 | PB | PBCU | 3Y | RT | Y | DS001 | LCR01 | KITCHEN SINK UPPER | MOUNTAIN LAKE LODGE | DISTRIBUTION SYSTEM | FSD | 1 | 11/27/1989 12:00:00 AM
VA1071551 | PB | PBCU | 3Y | RT | Y | DS001 | LCR02 | MAINTENANCE SHOP | MOUNTAIN LAKE LODGE | DISTRIBUTION SYSTEM | FSD | 1 | 11/27/1989 12:00:00 AM
VA1071551 | PB | PBCU | 3Y | RT | Y | DS001 | LCR03 | MENS RR - REC CENTER | MOUNTAIN LAKE LODGE | DISTRIBUTION SYSTEM | FSD | 1 | 11/27/1989 12:00:00 AM
VA1071551 | PB | PBCU | 3Y | RT | Y | DS001 | LCR05 | HOUSEKEEPING SINK | MOUNTAIN LAKE LODGE | DISTRIBUTION SYSTEM | FSD | 1 | 11/27/1989 12:00:00 AM
VA1071551 | PB | PBCU | 3Y | RT | Y | DS001 | LCR06 | BANQUET SINK | MOUNTAIN LAKE LODGE | DISTRIBUTION SYSTEM | FSD | 1 | 11/27/1989 12:00:00 AM
VA1071551 | TC | TC | MN | RT | Y | DS001 | TCR01 |  | MOUNTAIN LAKE LODGE | DISTRIBUTION SYSTEM |  | 3 | 11/27/1989 12:00:00 AM
VA1071551 | GE | VOC | 3Y | RT | Y | EP001 | EP001 | WL#1 TAP AFTER CL2 | MOUNTAIN LAKE LODGE | ENTRY POINT - WELL NO. 1 |  | 1 | 11/27/1989 12:00:00 AM
VA1071551 | GE | VOC | 3Y | RT | Y | EP002 | EP002 | WL#2 TAP AFTER CL2 | MOUNTAIN LAKE LODGE | ENTRY POINT - WELL NO. 2 |  | 1 | 11/27/1989 12:00:00 AM
VA1071551 | GE | MPN | YR | RT | Y | WL001 | RW001 | WELL | MOUNTAIN LAKE LODGE | WELL NO. 1 |  | 1 | 11/27/1989 12:00:00 AM
VA1071551 | GE | MPN | YR | RT | Y | WL002 | RW001 | WELL | MOUNTAIN LAKE LODGE | WELL NO. 2 |  | 1 | 11/27/1989 12:00:00 AM
VA1071551 | GE | MPN | YR | RT | Y | WL003 | RW001 | RW TAP | MOUNTAIN LAKE LODGE | WELL NO. 3 |  | 1 | 11/27/1989 12:00:00 AM
VA1071565 | GE | TTHM | YR | RT | Y | DS001 | DBP01 | 207 POPLAR STREET | NARROWS, TOWN OF | DISTRIBUTION SYSTEM |  | 1 | 6/24/1977 12:00:00 AM
VA1071565 | PB | PBCU | YR | RT | Y | DS001 | LCR03 | 100 JOHNSON STREET | NARROWS, TOWN OF | DISTRIBUTION SYSTEM | FSD | 1 | 6/24/1977 12:00:00 AM
VA1071565 | PB | PBCU | YR | RT | Y | DS001 | LCR08 | 600 SUN LANE | NARROWS, TOWN OF | DISTRIBUTION SYSTEM | FSD | 1 | 6/24/1977 12:00:00 AM
VA1071565 | PB | PBCU | YR | RT | Y | DS001 | LCR09 | 100 WILLOW | NARROWS, TOWN OF | DISTRIBUTION SYSTEM | FSD | 1 | 6/24/1977 12:00:00 AM
VA1071565 | PB | PBCU | YR | RT | Y | DS001 | LCR11 | 109 NELSON ST | NARROWS, TOWN OF | DISTRIBUTION SYSTEM | FSD | 1 | 6/24/1977 12:00:00 AM
VA1071565 | PB | PBCU | YR | RT | Y | DS001 | LCR13 | 14 PARK DRIVE | NARROWS, TOWN OF | DISTRIBUTION SYSTEM | FSD | 1 | 6/24/1977 12:00:00 AM
VA1071565 | PB | PBCU | YR | RT | Y | DS001 | LCR16 | 111 FAIRVIEW STREET | NARROWS, TOWN OF | DISTRIBUTION SYSTEM | FSD | 1 | 6/24/1977 12:00:00 AM
VA1071565 | PB | PBCU | YR | RT | Y | DS001 | LCR17 | 206 WOLF STREET | NARROWS, TOWN OF | DISTRIBUTION SYSTEM | FSD | 1 | 6/24/1977 12:00:00 AM
VA1071565 | PB | PBCU | YR | RT | Y | DS001 | LCR22 | 335 MONROE STREET | NARROWS, TOWN OF | DISTRIBUTION SYSTEM | FSD | 1 | 6/24/1977 12:00:00 AM
VA1071565 | PB | PBCU | YR | RT | Y | DS001 | LCR24 | 104 ESTER STREET | NARROWS, TOWN OF | DISTRIBUTION SYSTEM | FSD | 1 | 6/24/1977 12:00:00 AM
VA1071565 | PB | PBCU | YR | RT | Y | DS001 | LCR26 | 111 ORCHARD DRIVE | NARROWS, TOWN OF | DISTRIBUTION SYSTEM | FSD | 1 | 6/24/1977 12:00:00 AM
VA1071565 | TC | TC | MN | RT | Y | DS001 | TCR01 |  | NARROWS, TOWN OF | DISTRIBUTION SYSTEM |  | 9 | 6/24/1977 12:00:00 AM
VA1071565 | GE | MPN | QT | RT | Y | WL002 | RW002 | NORTH WELL | NARROWS, TOWN OF | NORTH WELL |  | 1 | 6/24/1977 12:00:00 AM
VA1071568 | PB | PBCU | 3Y | RT | Y | DS001 | LCR02 | 305 SNIDERTOWN RD | LHOIST NORTH AMERICA OF VIRGINIA | DISTRIBUTION SYSTEM | FSD | 1 | 2/16/1990 12:00:00 AM
VA1071568 | PB | PBCU | 3Y | RT | Y | DS001 | LCR04 | 317 SNIDERTOWN RD | LHOIST NORTH AMERICA OF VIRGINIA | DISTRIBUTION SYSTEM | FSD | 1 | 2/16/1990 12:00:00 AM
VA1071568 | PB | PBCU | 3Y | RT | Y | DS001 | LCR06 | 291 SNIDERTOWN RD | LHOIST NORTH AMERICA OF VIRGINIA | DISTRIBUTION SYSTEM | FSD | 1 | 2/16/1990 12:00:00 AM
VA1071568 | PB | PBCU | 3Y | RT | Y | DS001 | LCR16 | MAIN OFFICE | LHOIST NORTH AMERICA OF VIRGINIA | DISTRIBUTION SYSTEM | FSD | 1 | 2/16/1990 12:00:00 AM
VA1071568 | PB | PBCU | 3Y | RT | Y | DS001 | LCR19 | 1957B BIG STONY CREEK ROAD | LHOIST NORTH AMERICA OF VIRGINIA | DISTRIBUTION SYSTEM | FSD | 1 | 2/16/1990 12:00:00 AM
VA1071568 | TC | TC | MN | RT | Y | DS001 | TCR01 |  | LHOIST NORTH AMERICA OF VIRGINIA | DISTRIBUTION SYSTEM |  | 3 | 2/16/1990 12:00:00 AM
VA1071568 | GE | MPN | MN | RT | Y | SP001 | RW001 | SPRING HOUSE | LHOIST NORTH AMERICA OF VIRGINIA | SPRING |  | 3 | 2/16/1990 12:00:00 AM
VA1071568 | GE | THH5 | 3Y | RT | Y | DS001 | DBP01 | RESTRM PROCESSING | LHOIST NORTH AMERICA OF VIRGINIA | DISTRIBUTION SYSTEM |  | 1 | 1990-02-16
VA1071576 | TC | TC | MN | RT | Y | DS001 | TCR01 |  | NEW RIVER PARK | DISTRIBUTION SYSTEM |  | 3 | 6/16/2000 12:00:00 AM
VA1071650 | TC | TC | MN | RT | Y | DS001 | TCR01 |  | PALISADES RESTAURANT | DISTRIBUTION SYSTEM |  | 3 | 5/4/2009 12:00:00 AM
VA1071660 | GE | TTHM | YR | RT | Y | DS001 | DBP01 | 725 HIGH STREET | PEARISBURG, TOWN OF | TOWN OF PEARISBURG |  | 1 | 6/24/1977 12:00:00 AM
VA1071660 | GE | HAA5 | YR | RT | Y | DS001 | DBP02 | 184 WOODLAND DRIVE | PEARISBURG, TOWN OF | TOWN OF PEARISBURG |  | 1 | 6/24/1977 12:00:00 AM
VA1071660 | PB | PBCU | 3Y | RT | Y | DS001 | LCR02 | 610 WENONAH AVE | PEARISBURG, TOWN OF | TOWN OF PEARISBURG | FSD | 1 | 6/24/1977 12:00:00 AM
VA1071660 | PB | PBCU | 3Y | RT | Y | DS001 | LCR04 | 401 JOHNSTON AVENUE | PEARISBURG, TOWN OF | TOWN OF PEARISBURG | FSD | 1 | 6/24/1977 12:00:00 AM
VA1071660 | PB | PBCU | 3Y | RT | Y | DS001 | LCR05 | 804 CURVE ROAD | PEARISBURG, TOWN OF | TOWN OF PEARISBURG | FSD | 1 | 6/24/1977 12:00:00 AM
VA1071660 | PB | PBCU | 3Y | RT | Y | DS001 | LCR06 | 517 PEARIS ROAD | PEARISBURG, TOWN OF | TOWN OF PEARISBURG | FSD | 1 | 6/24/1977 12:00:00 AM
VA1071660 | PB | PBCU | 3Y | RT | Y | DS001 | LCR07 | 102 CAUDILL STREET | PEARISBURG, TOWN OF | TOWN OF PEARISBURG | FSD | 1 | 6/24/1977 12:00:00 AM
VA1071660 | PB | PBCU | 3Y | RT | Y | DS001 | LCR08 | 409 OAK LANE | PEARISBURG, TOWN OF | TOWN OF PEARISBURG | FSD | 1 | 6/24/1977 12:00:00 AM
VA1071660 | PB | PBCU | 3Y | RT | Y | DS001 | LCR11 | 411 GLADE ROAD | PEARISBURG, TOWN OF | TOWN OF PEARISBURG | FSD | 1 | 6/24/1977 12:00:00 AM
VA1071660 | PB | PBCU | 3Y | RT | Y | DS001 | LCR13 | 104 CAUDILL STREET | PEARISBURG, TOWN OF | TOWN OF PEARISBURG | FSD | 1 | 6/24/1977 12:00:00 AM
VA1071660 | PB | PBCU | 3Y | RT | Y | DS001 | LCR15 | 106 CAUDILL STREET | PEARISBURG, TOWN OF | TOWN OF PEARISBURG | FSD | 1 | 6/24/1977 12:00:00 AM
VA1071660 | PB | PBCU | 3Y | RT | Y | DS001 | LCR20 | 503 NORTH MAIN | PEARISBURG, TOWN OF | TOWN OF PEARISBURG | FSD | 1 | 6/24/1977 12:00:00 AM
VA1071660 | TC | TC | MN | RT | Y | DS001 | TCR01 |  | PEARISBURG, TOWN OF | TOWN OF PEARISBURG |  | 9 | 6/24/1977 12:00:00 AM
VA1071665 | GE | THH5 | QT | RT | Y | DS001 | DBP04 | 248 MAUNEY DRIVE | PEMBROKE, TOWN OF | DISTRIBUTION SYSTEM |  | 1 | 6/24/1977 12:00:00 AM
VA1071665 | PB | PBCU | 3Y | RT | Y | DS001 | LCR05 | 582 CASTLE ROCK DRIVE | PEMBROKE, TOWN OF | DISTRIBUTION SYSTEM | FSD | 1 | 6/24/1977 12:00:00 AM
VA1071665 | PB | PBCU | 3Y | RT | Y | DS001 | LCR06 | 800 CASCADE DRIVE | PEMBROKE, TOWN OF | DISTRIBUTION SYSTEM | FSD | 1 | 6/24/1977 12:00:00 AM
VA1071665 | PB | PBCU | 3Y | RT | Y | DS001 | LCR07 | 307 CENTER STREET | PEMBROKE, TOWN OF | DISTRIBUTION SYSTEM | FSD | 1 | 6/24/1977 12:00:00 AM
VA1071665 | PB | PBCU | 3Y | RT | Y | DS001 | LCR08 | 207 CHESTNUT LANE | PEMBROKE, TOWN OF | DISTRIBUTION SYSTEM | FSD | 1 | 6/24/1977 12:00:00 AM
VA1071665 | PB | PBCU | 3Y | RT | Y | DS001 | LCR11 | 711 CASCADE DRIVE | PEMBROKE, TOWN OF | DISTRIBUTION SYSTEM | FSD | 1 | 6/24/1977 12:00:00 AM
VA1071665 | PB | PBCU | 3Y | RT | Y | DS001 | LCR12 | 706 CASCADE DRIVE | PEMBROKE, TOWN OF | DISTRIBUTION SYSTEM | FSD | 1 | 6/24/1977 12:00:00 AM
VA1071665 | PB | PBCU | 3Y | RT | Y | DS001 | LCR15 | 610 CASCADE DRIVE | PEMBROKE, TOWN OF | DISTRIBUTION SYSTEM | FSD | 1 | 6/24/1977 12:00:00 AM
VA1071665 | PB | PBCU | 3Y | RT | Y | DS001 | LCR18 | 641 CASTLE ROCK | PEMBROKE, TOWN OF | DISTRIBUTION SYSTEM | FSD | 1 | 6/24/1977 12:00:00 AM
VA1071665 | PB | PBCU | 3Y | RT | Y | DS001 | LCR19 | 209 SMITH STRRET | PEMBROKE, TOWN OF | DISTRIBUTION SYSTEM | FSD | 1 | 6/24/1977 12:00:00 AM
VA1071665 | PB | PBCU | 3Y | RT | Y | DS001 | LCR20 | 503 CIRCLE DRIVE | PEMBROKE, TOWN OF | DISTRIBUTION SYSTEM | FSD | 1 | 6/24/1977 12:00:00 AM
VA1071665 | TC | TC | MN | RT | Y | DS001 | TCR01 |  | PEMBROKE, TOWN OF | DISTRIBUTION SYSTEM |  | 6 | 6/24/1977 12:00:00 AM
VA1071675 | GE | THH5 | YR | RT | Y | DS001 | DBP01 | 1252 POWELL MT RD | POWELL MOUNTAIN | DISTRIBUTION SYSTEM |  | 1 | 2/24/2004 12:00:00 AM
VA1071675 | TC | TC | MN | RT | Y | DS001 | TCR01 |  | POWELL MOUNTAIN | DISTRIBUTION SYSTEM |  | 3 | 2/24/2004 12:00:00 AM
VA1071700 | GE | THH5 | YR | RT | Y | DS700 | DBP01 | 868 FEDERAL STREET | RICH CREEK, TOWN OF | DISTRIBUTION SYSTEM |  | 1 | 6/24/1977 12:00:00 AM
VA1071700 | PB | PBCU | 3Y | RT | Y | DS700 | LCR03 | 921 WOODLAND ROAD | RICH CREEK, TOWN OF | DISTRIBUTION SYSTEM | FSD | 1 | 6/24/1977 12:00:00 AM
VA1071700 | PB | PBCU | 3Y | RT | Y | DS700 | LCR06 | 173 PINEHURST AVE | RICH CREEK, TOWN OF | DISTRIBUTION SYSTEM | FSD | 1 | 6/24/1977 12:00:00 AM
VA1071700 | PB | PBCU | 3Y | RT | Y | DS700 | LCR07 | 246 CHURCH STREET | RICH CREEK, TOWN OF | DISTRIBUTION SYSTEM | FSD | 1 | 6/24/1977 12:00:00 AM
VA1071700 | PB | PBCU | 3Y | RT | Y | DS700 | LCR11 | 717 MERCER ROAD | RICH CREEK, TOWN OF | DISTRIBUTION SYSTEM | FSD | 1 | 6/24/1977 12:00:00 AM
VA1071700 | PB | PBCU | 3Y | RT | Y | DS700 | LCR12 | 852 WOODLAND ROAD | RICH CREEK, TOWN OF | DISTRIBUTION SYSTEM | FSD | 1 | 6/24/1977 12:00:00 AM
VA1071700 | PB | PBCU | 3Y | RT | Y | DS700 | LCR13 | 708 MERCER RD | RICH CREEK, TOWN OF | DISTRIBUTION SYSTEM | FSD | 1 | 6/24/1977 12:00:00 AM
VA1071700 | PB | PBCU | 3Y | RT | Y | DS700 | LCR18 | 956 PINE PLACE | RICH CREEK, TOWN OF | DISTRIBUTION SYSTEM | FSD | 1 | 6/24/1977 12:00:00 AM
VA1071700 | PB | PBCU | 3Y | RT | Y | DS700 | LCR21 | 975 WOODLAND ROAD | RICH CREEK, TOWN OF | DISTRIBUTION SYSTEM | FSD | 1 | 6/24/1977 12:00:00 AM
VA1071700 | PB | PBCU | 3Y | RT | Y | DS700 | LCR24 | 936 GREENBRIAR DRIVE | RICH CREEK, TOWN OF | DISTRIBUTION SYSTEM | FSD | 1 | 6/24/1977 12:00:00 AM
VA1071700 | PB | PBCU | 3Y | RT | Y | DS700 | LCR29 | 125 OLD VIRGINIA AVENUE | RICH CREEK, TOWN OF | DISTRIBUTION SYSTEM | FSD | 1 | 6/24/1977 12:00:00 AM
VA1071700 | TC | TC | MN | RT | Y | DS700 | TCR01 |  | RICH CREEK, TOWN OF | DISTRIBUTION SYSTEM |  | 3 | 6/24/1977 12:00:00 AM
VA1071710 | GE | THH5 | YR | RT | Y | DS001 | DBP01 | 185 MUTTER LANE | ROUTE 100 AREA | DISTRIBUTION SYSTEM |  | 1 | 10/22/2008 12:00:00 AM
VA1071710 | TC | TC | MN | RT | Y | DS001 | TCR01 |  | ROUTE 100 AREA | DISTRIBUTION SYSTEM |  | 3 | 10/22/2008 12:00:00 AM
VA1071845 | GE | THH5 | YR | RT | Y | DS001 | DBP01 | 756 FLETCHER MTN RD | SHUTE HOLLOW | DISTRIBUTION SYSTEM |  | 1 | 6/21/2006 12:00:00 AM
VA1071845 | TC | TC | MN | RT | Y | DS001 | TCR01 |  | SHUTE HOLLOW | DISTRIBUTION SYSTEM |  | 3 | 6/21/2006 12:00:00 AM
VA1071850 | GE | THH5 | YR | RT | Y | DS001 | DBP02 | 566 PYRTLE RD | STONEY CREEK | DISTRIBUTION SYSTEM |  | 1 | 10/1/2000 12:00:00 AM
VA1071850 | TC | TC | MN | RT | Y | DS001 | TCR01 |  | STONEY CREEK | DISTRIBUTION SYSTEM |  | 3 | 10/1/2000 12:00:00 AM
VA1071910 | TC | TC | QT | RT | Y | DS001 | TCR01 |  | WALNUT FLATS | DISTRIBUTION SYSTEM |  | 1 | 6/17/1980 12:00:00 AM
VA1071920 | GE | THH5 | YR | RT | Y | DS001 | DBP02 | 163 GRANDVIEW DRIVE | RAM/WAYSIDE COMMUNITY WATER SYSTEM | DISTRIBUTION SYSTEM |  | 1 | 6/26/1981 12:00:00 AM
VA1071920 | TC | TC | MN | RT | Y | DS001 | TCR01 |  | RAM/WAYSIDE COMMUNITY WATER SYSTEM | DISTRIBUTION SYSTEM |  | 3 | 6/26/1981 12:00:00 AM
VA1071955 | TC | TC | MN | RT | Y | DS001 | TCR01 |  | WHITE ROCKS RECREATION AREA | DISTRIBUTION SYSTEM |  | 3 | 5/21/2021 12:00:00 AM
VA1071970 | GE | THH5 | YR | RT | Y | DS001 | DBP02 | 125 WHITE PINES ROAD | WOLF CREEK | DISTRIBUTION SYSTEM |  | 1 | 7/15/2003 12:00:00 AM
VA1071970 | TC | TC | MN | RT | Y | DS001 | TCR01 |  | WOLF CREEK | DISTRIBUTION SYSTEM |  | 3 | 7/15/2003 12:00:00 AM
VA1077070 | TC | TC | MN | RT | Y | DS001 | TCR01 |  | CHEERIO ON THE NEW RIVER | DISTRIBUTION SYSTEM |  | 2 | 5/25/2022 12:00:00 AM
VA1077070 | GE | NIT | YR | RT | Y | EP001 | EP001 | BATHHOUSE SINK | CHEERIO ON THE NEW RIVER | ENTRY POINT |  | 1 | 5/25/2022 12:00:00 AM
VA1077070 | GE | MPN | YR | RT | Y | WL001 | RW001 | TAP FROM WELL | CHEERIO ON THE NEW RIVER | WELL |  | 1 | 5/25/2022 12:00:00 AM
VA1077098 | TC | TC | MN | RT | Y | DS001 | TCR01 |  | CAMP DICKENSON | DISTRIBUTION SYSTEM |  | 3 | 10/9/2002 12:00:00 AM
VA1077135 | TC | TC | MN | RT | Y | DS001 | TCR01 |  | CREEPER TRAIL CAMPGROUND | DISTRIBUTION SYSTEM |  | 3 | 4/12/2021 12:00:00 AM
VA1077135 | GE | NIT | YR | RT | Y | EP001 | EP001 | TAP AFTER STORAGE | CREEPER TRAIL CAMPGROUND | ENTRY POINT |  | 1 | 4/12/2021 12:00:00 AM
VA1077194 | GE | NIT | YR | RT | Y | EP001 | EP001 | WELL TAP - ENTRY PT. | GRAZING GROUND | ENTRY POINT - KITCHEN HAND SINK |  | 1 | 4/2/2025 12:00:00 AM
VA1077194 | TC | TC | MN | RT | Y |  |  |  | GRAZING GROUND |  |  | 3 | 4/2/2025 12:00:00 AM
VA1077200 | GE | THH5 | QT | RT | Y | DS001 | DBP01 | J C PHILLIPS | FAIRVIEW WATER SYSTEM | DISTRIBUTION SYSTEM |  | 1 | 10/15/1993 12:00:00 AM
VA1077200 | TC | TC | MN | RT | Y | DS001 | TCR01 |  | FAIRVIEW WATER SYSTEM | DISTRIBUTION SYSTEM |  | 3 | 10/15/1993 12:00:00 AM
VA1077240 | GE | THH5 | QT | RT | Y | DS001 | DBP01 | WASTEWATER PLANT | FRIES, TOWN OF | DISTRIBUTION SYSTEM |  | 1 | 6/24/1977 12:00:00 AM
VA1077240 | PB | PBCU | YR | RT | Y | DS001 | LCR02 | 132 LEE DRIVE | FRIES, TOWN OF | DISTRIBUTION SYSTEM | FSD | 1 | 6/24/1977 12:00:00 AM
VA1077240 | PB | PBCU | YR | RT | Y | DS001 | LCR06 | 107 W MAIN ST | FRIES, TOWN OF | DISTRIBUTION SYSTEM | FSD | 1 | 6/24/1977 12:00:00 AM
VA1077240 | PB | PBCU | YR | RT | Y | DS001 | LCR07 | 138 VAUGHN ST | FRIES, TOWN OF | DISTRIBUTION SYSTEM | FSD | 1 | 6/24/1977 12:00:00 AM
VA1077240 | PB | PBCU | YR | RT | Y | DS001 | LCR10 | 110 JACKSON ST | FRIES, TOWN OF | DISTRIBUTION SYSTEM | FSD | 1 | 6/24/1977 12:00:00 AM
VA1077240 | PB | PBCU | YR | RT | Y | DS001 | LCR15 | 321 E MAIN STREET | FRIES, TOWN OF | DISTRIBUTION SYSTEM | FSD | 1 | 6/24/1977 12:00:00 AM
VA1077240 | TC | TC | MN | RT | Y | DS001 | TCR01 |  | FRIES, TOWN OF | DISTRIBUTION SYSTEM |  | 3 | 6/24/1977 12:00:00 AM
VA1077240 | GE | FRFL | MN | ST | N | EP001 | EP001 | LAB SINK | FRIES, TOWN OF | ENTRY POINT - WTP |  | 3 | 6/24/1977 12:00:00 AM
VA1077240 | GE | TOCA | QT | RT | Y | IN001 | RW001 | RAW H2O SAMPLE TAP | FRIES, TOWN OF | EAGLE BOTTOM CREEK |  | 1 | 6/24/1977 12:00:00 AM
VA1077240 | GE | TOC | QT | RT | Y | TP001 | UP001 | COMBINED FILT. EFF. | FRIES, TOWN OF | WATER TREATMENT PLANT |  | 1 | 6/24/1977 12:00:00 AM
VA1077251 | TC | TC | MN | RT | Y | DS001 | TCR01 |  | GRANT COMMUNITY | DISTRIBUTION SYSTEM |  | 3 | 6/1/2010 12:00:00 AM
VA1077259 | TC | TC | MN | RT | Y | DS001 | TCR01 |  | GRAYSON HIGHLAND-STABLES | GRAYSON HIGHLAND -STABLES |  | 3 | 7/23/1986 12:00:00 AM
VA1077259 | GE | MPN | YR | RT | Y | WL013 | RW001 | WELLHEAD | GRAYSON HIGHLAND-STABLES | WELL NO. 13 |  | 1 | 7/23/1986 12:00:00 AM
VA1077260 | TC | TC | MN | RT | Y | DS001 | TCR01 |  | GRAYSON HIGHLANDS VISITORS CENTER | GRAYSON HIGHLANDS VISITOR CENTER |  | 3 | 6/24/1977 12:00:00 AM
VA1077260 | GE | MPN | YR | RT | Y | WL008 | RW001 | WELLHEAD | GRAYSON HIGHLANDS VISITORS CENTER | WELL NO. 8 |  | 1 | 6/24/1977 12:00:00 AM
VA1077261 | TC | TC | MN | RT | Y | DS001 | TCR01 |  | GRAYSON HIGHLANDS PICNIC AREA | GRAYSON HIGHLANDS PICNIC AREA |  | 3 | 6/24/1977 12:00:00 AM
VA1077261 | GE | MPN | YR | RT | Y | WL002 | RW001 | WELLHEAD | GRAYSON HIGHLANDS PICNIC AREA | WELL NO. 2 |  | 1 | 6/24/1977 12:00:00 AM
VA1077262 | TC | TC | MN | RT | Y | DS001 | TCR01 |  | GRAYSON HIGHLANDS CAMPGROUND | GRAYSON HIGHLANDS CAMPGROUND |  | 3 | 6/24/1977 12:00:00 AM
VA1077262 | GE | MPN | YR | RT | Y | WL003 | RW001 | WELLHEAD | GRAYSON HIGHLANDS CAMPGROUND | WELL NO. 3 |  | 1 | 6/24/1977 12:00:00 AM
VA1077262 | GE | MPN | YR | RT | Y | WL011 | RW002 | WELLHEAD | GRAYSON HIGHLANDS CAMPGROUND | WELL NO. 11 |  | 1 | 6/24/1977 12:00:00 AM
VA1077262 | GE | MPN | YR | RT | Y | WL014 | RW003 | WELLHEAD | GRAYSON HIGHLANDS CAMPGROUND | WELL NO. 14 |  | 1 | 6/24/1977 12:00:00 AM
VA1077263 | TC | TC | QT | RT | Y | DS001 | TCR01 |  | GRAYSON HIGHLAND OFFICE | GRAYSON HIGHLAND OFFICE |  | 1 | 10/28/1985 12:00:00 AM
VA1077263 | GE | MPN | YR | RT | Y | WL012 | RW001 | WELLHEAD | GRAYSON HIGHLAND OFFICE | WELL NO. 12 |  | 1 | 10/28/1985 12:00:00 AM
VA1077285 | TC | TC | QT | RT | Y | DS950 | TCR01 |  | HOUNDSHELL CAMPGROUND | HOUNDSHELL CAMPGROUND TES |  | 1 | 1/1/1981 12:00:00 AM
VA1077285 | GE | MPN | QT | RT | Y | WL001 | RW002 | WELL | HOUNDSHELL CAMPGROUND | WELL |  | 1 | 1/1/1981 12:00:00 AM
VA1077310 | TC | TC | MN | RT | Y | DS001 | TCR01 |  | HUNGRY HORSE EAST, LLC | DISTRIBUTION SYSTEM |  | 3 | 4/8/2016 12:00:00 AM
VA1077310 | GE | NIT | YR | RT | Y | EP001 | EP001 | ENTRY POINT | HUNGRY HORSE EAST, LLC | ENTRY POINT - WATER STORAGE ROOM |  | 1 | 4/8/2016 12:00:00 AM
VA1077335 | GE | THH5 | QT | RT | Y | DS001 | DBP01 | 1147 N. INDEPENDENCE | INDEPENDENCE, TOWN OF | DISTRIBUTION SYSTEM |  | 1 | 6/24/1977 12:00:00 AM
VA1077335 | TC | TC | MN | RT | Y | DS001 | TCR01 |  | INDEPENDENCE, TOWN OF | DISTRIBUTION SYSTEM |  | 6 | 6/24/1977 12:00:00 AM
VA1077335 | GE | MPN | YR | RT | Y | WL003 | RW003 | HALL WELL | INDEPENDENCE, TOWN OF | HALL WELL |  | 1 | 6/24/1977 12:00:00 AM
VA1077335 | GE | MPN | YR | RT | Y | WL004 | RW004 | PARSONS WELL | INDEPENDENCE, TOWN OF | PARSONS WELL |  | 1 | 6/24/1977 12:00:00 AM
VA1077335 | GE | MPN | YR | RT | Y | WL005 | RW005 | REEVES WELL | INDEPENDENCE, TOWN OF | REEVES WELL |  | 1 | 6/24/1977 12:00:00 AM
VA1077335 | GE | MPN | YR | RT | Y | WL007 | RW007 | CASSELL WELL | INDEPENDENCE, TOWN OF | CASSELL WELL |  | 1 | 6/24/1977 12:00:00 AM
VA1077340 | TC | TC | MN | RT | Y | DS001 | TCR01 |  | IRON MOUNTAIN HORSE CAMP | DISTRIBUTION SYSTEM |  | 3 | 2/27/2019 12:00:00 AM
VA1077340 | GE | MPN | YR | RT | Y | WL001 | RW001 | WELL | IRON MOUNTAIN HORSE CAMP | WELL |  | 1 | 2/27/2019 12:00:00 AM
VA1077411 | TC | TC | MN | RT | Y | DS001 | TCR01 |  | 21 GROCERY AND VALLEY DINER, LLC | DISTRIBUTION SYSTEM |  | 3 | 8/8/2018 12:00:00 AM
VA1077411 | GE | MPN | YR | RT | Y | WL001 | RW001 | TAP BEFORE STORAGE TANK | 21 GROCERY AND VALLEY DINER, LLC | WELL |  | 1 | 8/8/2018 12:00:00 AM
VA1077539 | TC | TC | MN | RT | Y | DS001 | TCR01 |  | OAK HILL ACADEMY | DISTRIBUTION SYSTEM |  | 3 | 11/21/1980 12:00:00 AM
VA1077539 | GE | VOC | QT | RT | Y | EP001 | EP001 | TAP AFTER TREATMENT | OAK HILL ACADEMY | ENTRY POINT |  | 1 | 11/21/1980 12:00:00 AM
VA1077539 | GE | MPN | YR | RT | Y | WL001 | RW001 | WELLHEAD | OAK HILL ACADEMY | WELL NO. 1 |  | 1 | 11/21/1980 12:00:00 AM
VA1077539 | GE | MPN | YR | RT | Y | WL003 | RW003 | WELLHEAD | OAK HILL ACADEMY | WELL NO. 3 |  | 1 | 11/21/1980 12:00:00 AM
VA1077539 | GE | MPN | YR | RT | Y | WL005 | RW005 | WELLHEAD | OAK HILL ACADEMY | WELL NO. 5 |  | 1 | 11/21/1980 12:00:00 AM
VA1077551 | TC | TC | QT | RT | Y | DS950 | TCR01 |  | MT. ROGERS VOLUNTEER FIRE DEPT. | DISTRIBUTION SYSTEM |  | 1 | 9/16/2002 12:00:00 AM
VA1077570 | GE | THH5 | YR | RT | Y | DS001 | DBP01 | DONNA LUNDYS | OLDTOWN WATER SYSTEM | DISTRIBUTION SYSTEM |  | 1 | 5/1/2000 12:00:00 AM
VA1077570 | TC | TC | MN | RT | Y | DS001 | TCR01 |  | OLDTOWN WATER SYSTEM | DISTRIBUTION SYSTEM |  | 3 | 5/1/2000 12:00:00 AM
VA1077595 | TC | TC | QT | RT | Y | DS001 | TCR01 |  | PATTON RV PARK | DISTRIBUTION SYSTEM |  | 1 | 8/5/2004 12:00:00 AM
VA1077595 | GE | NIT | YR | RT | Y | EP001 | EP001 | TANK ROOM TAP | PATTON RV PARK | ENTRY POINT - TAP IN TANK BUILDING |  | 1 | 8/5/2004 12:00:00 AM
VA1077610 | TC | TC | QT | RT | Y | DS001 | TCR01 |  | RAILROAD MARKET & CAFE | DISTRIBUTION SYSTEM |  | 1 | 9/16/2021 12:00:00 AM
VA1077620 | TC | TC | QT | RT | Y | DS001 | TCR01 |  | ROCKY HOLLOW CAMPGROUND 1 | DISTRIBUTION SYSTEM |  | 1 | 8/17/2016 12:00:00 AM
VA1077630 | TC | TC | QT | RT | Y | DS001 | TCR01 |  | ROCKY HOLLOW CAMPGROUND 2 | DISTRIBUTION SYSTEM |  | 1 | 8/2/2024 12:00:00 AM
VA1077630 | GE | NIT | YR | RT | Y | EP002 | EP002 | ENTRY POINT WELL 2 | ROCKY HOLLOW CAMPGROUND 2 | ENTRY POINT WELL 2 |  | 1 | 8/2/2024 12:00:00 AM
VA1077750 | TC | TC | MN | RT | Y | DS001 | TCR01 |  | SUN VALLEY TRAILER PARK | DISTRIBUTION SYSTEM |  | 3 | 5/13/1986 12:00:00 AM
VA1077775 | PB | PBCU | 3Y | RT | Y | DS001 | LCR01 | 38 MIDPARK LANE | TROUTDALE, TOWN OF | DISTRIBUTION SYSTEM | FSD | 1 | 8/14/1971 12:00:00 AM
VA1077775 | PB | PBCU | 3Y | RT | Y | DS001 | LCR03 | 65 AUBURN LANE | TROUTDALE, TOWN OF | DISTRIBUTION SYSTEM | FSD | 1 | 8/14/1971 12:00:00 AM
VA1077775 | PB | PBCU | 3Y | RT | Y | DS001 | LCR07 | 132 RIPSHIN RD | TROUTDALE, TOWN OF | DISTRIBUTION SYSTEM | FSD | 1 | 8/14/1971 12:00:00 AM
VA1077775 | PB | PBCU | 3Y | RT | Y | DS001 | LCR13 | 10387 TROUTDALE HWY | TROUTDALE, TOWN OF | DISTRIBUTION SYSTEM | FSD | 1 | 8/14/1971 12:00:00 AM
VA1077775 | PB | PBCU | 3Y | RT | Y | DS001 | LCR14 | 17 RUBY LANE | TROUTDALE, TOWN OF | DISTRIBUTION SYSTEM | FSD | 1 | 8/14/1971 12:00:00 AM
VA1077775 | TC | TC | MN | RT | Y | DS001 | TCR01 |  | TROUTDALE, TOWN OF | DISTRIBUTION SYSTEM |  | 3 | 8/14/1971 12:00:00 AM
VA1077775 | GE | MPN | YR | RT | Y | WL001 | RW001 | WELLHEAD | TROUTDALE, TOWN OF | ROSS WELL |  | 1 | 8/14/1971 12:00:00 AM
VA1077775 | GE | MPN | YR | RT | Y | WL002 | RW002 | WELLHEAD | TROUTDALE, TOWN OF | WESTINGHOUSE WELL |  | 1 | 8/14/1971 12:00:00 AM
VA1077775 | GE | MPN | YR | RT | Y | WL003 | RW003 | WELLHEAD | TROUTDALE, TOWN OF | MR CASUALS WELL |  | 1 | 8/14/1971 12:00:00 AM
VA1077825 | GE | TOC | QT | RT | Y | TP001 | UP001 | COMBINED FILTER EFFLUENT | VIRGINIA CAROLINA WATER AUTHORITY | MICRO-FILTRATION MEMBRANE PLANT |  | 1 | 12/6/2011 12:00:00 AM
VA1077851 | TC | TC | MN | RT | Y | DS001 | TCR01 |  | CORNER MARKET AND CAFÉ | DISTRIBUTION SYSTEM |  | 3 | 5/15/2003 12:00:00 AM
VA1077885 | TC | TC | QT | RT | Y | DS001 | TCR01 |  | WHITETOP COMMUNITY CENTER | DISTRIBUTION SYSTEM |  | 1 | 7/19/2006 12:00:00 AM
VA1077900 | TC | TC | MN | RT | Y | DS001 | TCR01 |  | WHITETOP STATION | DISTRIBUTION SYSTEM - TRAIN STATION |  | 3 | 4/26/2023 12:00:00 AM
VA1105055 | GE | THH5 | QT | RT | Y | DS001 | DBP01 | 3171 CARTER CAVE ROAD | LEE COUNTY PSA/ BLACKWATER | DISTRIBUTION SYSTEM |  | 1 | 5/31/2012 12:00:00 AM
VA1105055 | TC | TC | MN | RT | Y | DS001 | TCR01 |  | LEE COUNTY PSA/ BLACKWATER | DISTRIBUTION SYSTEM |  | 3 | 5/31/2012 12:00:00 AM
VA1105060 | GE | THH5 | YR | RT | Y | DS001 | DBP02 | ROGER JOHNSON | LEE COUNTY PSA/KEOKEE | DISTRIBUTION SYSTEM |  | 1 | 4/11/2003 12:00:00 AM
VA1105060 | TC | TC | MN | RT | Y | DS001 | TCR01 |  | LEE COUNTY PSA/KEOKEE | DISTRIBUTION SYSTEM |  | 3 | 4/11/2003 12:00:00 AM
VA1105070 | GE | THH5 | QT | RT | Y | DS001 | DBP01 | 296 TWISTED TRAIL | LEE COUNTY PSA/JASPER | DISTRIBUTION SYSTEM |  | 1 | 7/25/2003 12:00:00 AM
VA1105070 | TC | TC | MN | RT | Y | DS001 | TCR01 |  | LEE COUNTY PSA/JASPER | DISTRIBUTION SYSTEM |  | 3 | 7/25/2003 12:00:00 AM
VA1105100 | GE | THH5 | QT | RT | Y | DS001 | DBP01 | C.A. CRESS FARM | DRYDEN WATER AUTHORITY | DISTRIBUTION SYSTEM |  | 1 | 5/21/1969 12:00:00 AM
VA1105100 | TC | TC | MN | RT | Y | DS001 | TCR01 |  | DRYDEN WATER AUTHORITY | DISTRIBUTION SYSTEM |  | 6 | 5/21/1969 12:00:00 AM
VA1105125 | GE | THH5 | QT | RT | Y | DS001 | DBP03 | TRAVIS LEEDY | LEE COUNTY PSA/EASTERN LEE | DISTRIBUTION SYSTEM |  | 1 | 5/10/2004 12:00:00 AM
VA1105125 | PB | PBCU | 3Y | RT | Y | DS001 | LCR04 | JAMES SKEEN | LEE COUNTY PSA/EASTERN LEE | DISTRIBUTION SYSTEM | FSD | 1 | 5/10/2004 12:00:00 AM
VA1105125 | PB | PBCU | 3Y | RT | Y | DS001 | LCR07 | TIM MACK | LEE COUNTY PSA/EASTERN LEE | DISTRIBUTION SYSTEM | FSD | 1 | 5/10/2004 12:00:00 AM
VA1105125 | PB | PBCU | 3Y | RT | Y | DS001 | LCR10 | LEONARD LANE | LEE COUNTY PSA/EASTERN LEE | DISTRIBUTION SYSTEM | FSD | 1 | 5/10/2004 12:00:00 AM
VA1105125 | PB | PBCU | 3Y | RT | Y | DS001 | LCR15 | DANIEL WELLS | LEE COUNTY PSA/EASTERN LEE | DISTRIBUTION SYSTEM | FSD | 1 | 5/10/2004 12:00:00 AM
VA1105125 | PB | PBCU | 3Y | RT | Y | DS001 | LCR17 | BYOD FANNON | LEE COUNTY PSA/EASTERN LEE | DISTRIBUTION SYSTEM | FSD | 1 | 5/10/2004 12:00:00 AM
VA1105125 | PB | PBCU | 3Y | RT | Y | DS001 | LCR18 | GAIL TRITT | LEE COUNTY PSA/EASTERN LEE | DISTRIBUTION SYSTEM | FSD | 1 | 5/10/2004 12:00:00 AM
VA1105125 | PB | PBCU | 3Y | RT | Y | DS001 | LCR19 | DEEP SPRINGS CHURCH | LEE COUNTY PSA/EASTERN LEE | DISTRIBUTION SYSTEM | FSD | 1 | 5/10/2004 12:00:00 AM
VA1105125 | PB | PBCU | 3Y | RT | Y | DS001 | LCR26 | RICHARD STURGILL | LEE COUNTY PSA/EASTERN LEE | DISTRIBUTION SYSTEM | FSD | 1 | 5/10/2004 12:00:00 AM
VA1105125 | PB | PBCU | 3Y | RT | Y | DS001 | LCR28 | BRUCE BREWER | LEE COUNTY PSA/EASTERN LEE | DISTRIBUTION SYSTEM | FSD | 1 | 5/10/2004 12:00:00 AM
VA1105125 | PB | PBCU | 3Y | RT | Y | DS001 | LCR35 | MARY HOBBS | LEE COUNTY PSA/EASTERN LEE | DISTRIBUTION SYSTEM | FSD | 1 | 5/10/2004 12:00:00 AM
VA1105125 | TC | TC | MN | RT | Y | DS001 | TCR01 |  | LEE COUNTY PSA/EASTERN LEE | DISTRIBUTION SYSTEM |  | 6 | 5/10/2004 12:00:00 AM
VA1105200 | GE | THH5 | YR | RT | Y | DS001 | DBP01 | DAIRY BARN - R BUSH | JONESVILLE, TOWN OF | DISTRIBUTION SYSTEM |  | 1 | 8/19/1963 12:00:00 AM
VA1105200 | TC | TC | MN | RT | Y | DS001 | TCR01 |  | JONESVILLE, TOWN OF | DISTRIBUTION SYSTEM |  | 6 | 8/19/1963 12:00:00 AM
VA1105200 | GE | TOCA | QT | RT | Y | SP002 | RW002 | COMBINED RAW WATER | JONESVILLE, TOWN OF | SLEMP SPRING |  | 1 | 8/19/1963 12:00:00 AM
VA1105200 | GE | TOC | QT | RT | Y | TP006 | UP001 | COMBINED FILTER EFFL | JONESVILLE, TOWN OF | JONESVILLE WTP |  | 1 | 8/19/1963 12:00:00 AM
VA1105210 | GE | THH5 | YR | RT | Y | DS001 | DBP01 | 123 COAL MINER DR. | LEE COUNTY PSA/FLEENORTOWN | DISTRIBUTION SYSTEM |  | 1 | 10/30/2003 12:00:00 AM
VA1105210 | PB | PBCU | 3Y | RT | Y | DS001 | LCR01 | BRENDA HUGHES | LEE COUNTY PSA/FLEENORTOWN | DISTRIBUTION SYSTEM | FSD | 1 | 10/30/2003 12:00:00 AM
VA1105210 | PB | PBCU | 3Y | RT | Y | DS001 | LCR11 | DANNY ELDRIDGE | LEE COUNTY PSA/FLEENORTOWN | DISTRIBUTION SYSTEM | FSD | 1 | 10/30/2003 12:00:00 AM
VA1105210 | PB | PBCU | 3Y | RT | Y | DS001 | LCR12 | DALE ELDRIDGE | LEE COUNTY PSA/FLEENORTOWN | DISTRIBUTION SYSTEM | FSD | 1 | 10/30/2003 12:00:00 AM
VA1105210 | PB | PBCU | 3Y | RT | Y | DS001 | LCR17 | MALACHI MITCHELL | LEE COUNTY PSA/FLEENORTOWN | DISTRIBUTION SYSTEM | FSD | 1 | 10/30/2003 12:00:00 AM
VA1105210 | PB | PBCU | 3Y | RT | Y | DS001 | LCR20 | BARLOW NEWMAN | LEE COUNTY PSA/FLEENORTOWN | DISTRIBUTION SYSTEM | FSD | 1 | 10/30/2003 12:00:00 AM
VA1105210 | TC | TC | MN | RT | Y | DS001 | TCR01 |  | LEE COUNTY PSA/FLEENORTOWN | DISTRIBUTION SYSTEM |  | 3 | 10/30/2003 12:00:00 AM
VA1105400 | GE | THH5 | YR | RT | Y | DS001 | DBP04 | JEROME KITKO | LCPSA-BLUE SPRINGS | DISTRIBUTION SYSTEM |  | 1 | 11/6/1998 12:00:00 AM
VA1105400 | TC | TC | MN | RT | Y | DS001 | TCR01 |  | LCPSA-BLUE SPRINGS | DISTRIBUTION SYSTEM |  | 9 | 11/6/1998 12:00:00 AM
VA1105405 | GE | THH5 | YR | RT | Y | DS001 | DBP01 | 1361 DEAN ROAD | LCPSA- KVS | DISTRIBUTION SYSTEM |  | 1 | 4/9/2014 12:00:00 AM
VA1105405 | TC | TC | MN | RT | Y | DS001 | TCR01 |  | LCPSA- KVS | DISTRIBUTION SYSTEM |  | 6 | 4/9/2014 12:00:00 AM
VA1105405 | GE | CYN | YR | RT | Y | EP001 | EP004 | KVS CLEARWELL | LCPSA- KVS | KVS MFP ENTRY POINT |  | 1 | 4/9/2014 12:00:00 AM
VA1105405 | GE | S001 | YR | RT | Y | EP001 | EP004 | KVS CLEARWELL | LCPSA- KVS | KVS MFP ENTRY POINT |  | 1 | 4/9/2014 12:00:00 AM
VA1105405 | GE | S009 | YR | RT | Y | EP001 | EP004 | KVS CLEARWELL | LCPSA- KVS | KVS MFP ENTRY POINT |  | 1 | 4/9/2014 12:00:00 AM
VA1105405 | GE | S113 | YR | RT | Y | EP001 | EP004 | KVS CLEARWELL | LCPSA- KVS | KVS MFP ENTRY POINT |  | 1 | 4/9/2014 12:00:00 AM
VA1105405 | GE | S121 | YR | RT | Y | EP001 | EP004 | KVS CLEARWELL | LCPSA- KVS | KVS MFP ENTRY POINT |  | 1 | 4/9/2014 12:00:00 AM
VA1105405 | GE | S125 | YR | RT | Y | EP001 | EP004 | KVS CLEARWELL | LCPSA- KVS | KVS MFP ENTRY POINT |  | 1 | 4/9/2014 12:00:00 AM
VA1105450 | GE | THH5 | QT | RT | Y | DS001 | DBP01 | 106 SISTERFIELD DR. | LEE COUNTY PSA/BIG HILL | DISTRIBUTION SYSTEM |  | 1 | 4/26/2006 12:00:00 AM
VA1105450 | TC | TC | MN | RT | Y | DS001 | TCR01 |  | LEE COUNTY PSA/BIG HILL | DISTRIBUTION SYSTEM |  | 3 | 4/26/2006 12:00:00 AM
VA1105460 | GE | THH5 | QT | RT | Y | DS001 | DBP02 | 713 HAND ROAD | LEE COUNTY PSA/MILLER CHAPEL | DISTRIBUTION SYSTEM |  | 1 | 4/26/2006 12:00:00 AM
VA1105460 | TC | TC | MN | RT | Y | DS001 | TCR01 |  | LEE COUNTY PSA/MILLER CHAPEL | DISTRIBUTION SYSTEM |  | 3 | 4/26/2006 12:00:00 AM
VA1105500 | GE | THH5 | QT | RT | Y | DS001 | DBP02 | RON MOORE | PENNINGTON GAP, TOWN OF | DISTRIBUTION SYSTEM |  | 1 | 5/6/1963 12:00:00 AM
VA1105500 | TC | TC | MN | RT | Y | DS001 | TCR01 |  | PENNINGTON GAP, TOWN OF | DISTRIBUTION SYSTEM |  | 6 | 5/6/1963 12:00:00 AM
VA1105500 | GE | TOCA | QT | RT | Y | IN001 | RW001 | RAW WATER TAP | PENNINGTON GAP, TOWN OF | POWELL RIVER INTAKE FACILITY |  | 1 | 5/6/1963 12:00:00 AM
VA1105500 | GE | TOC | QT | RT | Y | TP002 | UP001 | COMBINED FILTER EFFL | PENNINGTON GAP, TOWN OF | PENNINGTON GAP WTP |  | 1 | 5/6/1963 12:00:00 AM
VA1105800 | GE | TTHM | QT | RT | Y | DS001 | DBP01 | 11586 US HWY 421 | LEE COUNTY PSA/ST. CHARLES | DISTRIBUTION SYSTEM |  | 1 | 8/25/1971 12:00:00 AM
VA1105800 | GE | HAA5 | QT | RT | Y | DS001 | DBP02 | 2778 MONARCH RD | LEE COUNTY PSA/ST. CHARLES | DISTRIBUTION SYSTEM |  | 1 | 8/25/1971 12:00:00 AM
VA1105800 | TC | TC | MN | RT | Y | DS001 | TCR01 |  | LEE COUNTY PSA/ST. CHARLES | DISTRIBUTION SYSTEM |  | 6 | 8/25/1971 12:00:00 AM
VA1105870 | GE | THH5 | QT | RT | Y | DS001 | DBP02 | 158 TODD LASTER DRIVE | LEE COUNTY PSA/STICKLEYVILLE | DISTRIBUTION SYSTEM |  | 1 | 4/6/2007 12:00:00 AM
VA1105870 | PB | PBCU | 3Y | RT | Y | DS001 | LCR01 | 633 DRY CREEK RD | LEE COUNTY PSA/STICKLEYVILLE | DISTRIBUTION SYSTEM | FSD | 1 | 4/6/2007 12:00:00 AM
VA1105870 | PB | PBCU | 3Y | RT | Y | DS001 | LCR02 | 390 DRY CREEK RD | LEE COUNTY PSA/STICKLEYVILLE | DISTRIBUTION SYSTEM | FSD | 1 | 4/6/2007 12:00:00 AM
VA1105870 | PB | PBCU | 3Y | RT | Y | DS001 | LCR03 | 320 DRY CREEK RD | LEE COUNTY PSA/STICKLEYVILLE | DISTRIBUTION SYSTEM | FSD | 1 | 4/6/2007 12:00:00 AM
VA1105870 | PB | PBCU | 3Y | RT | Y | DS001 | LCR04 | 310 DRY CREEK RD | LEE COUNTY PSA/STICKLEYVILLE | DISTRIBUTION SYSTEM | FSD | 1 | 4/6/2007 12:00:00 AM
VA1105870 | PB | PBCU | 3Y | RT | Y | DS001 | LCR06 | 189 DRY CREEK RD | LEE COUNTY PSA/STICKLEYVILLE | DISTRIBUTION SYSTEM | FSD | 1 | 4/6/2007 12:00:00 AM
VA1105870 | PB | PBCU | 3Y | RT | Y | DS001 | LCR07 | 140 DRY CREEK RD | LEE COUNTY PSA/STICKLEYVILLE | DISTRIBUTION SYSTEM | FSD | 1 | 4/6/2007 12:00:00 AM
VA1105870 | PB | PBCU | 3Y | RT | Y | DS001 | LCR08 | 279 KAIDEN HILL RD | LEE COUNTY PSA/STICKLEYVILLE | DISTRIBUTION SYSTEM | FSD | 1 | 4/6/2007 12:00:00 AM
VA1105870 | PB | PBCU | 3Y | RT | Y | DS001 | LCR11 | 2834 DRY CREEK RD | LEE COUNTY PSA/STICKLEYVILLE | DISTRIBUTION SYSTEM | FSD | 1 | 4/6/2007 12:00:00 AM
VA1105870 | PB | PBCU | 3Y | RT | Y | DS001 | LCR18 | 2491 KANE GAP RD | LEE COUNTY PSA/STICKLEYVILLE | DISTRIBUTION SYSTEM | FSD | 1 | 4/6/2007 12:00:00 AM
VA1105870 | PB | PBCU | 3Y | RT | Y | DS001 | LCR20 | 4705 KANE GAP RD | LEE COUNTY PSA/STICKLEYVILLE | DISTRIBUTION SYSTEM | FSD | 1 | 4/6/2007 12:00:00 AM
VA1105870 | TC | TC | MN | RT | Y | DS001 | TCR01 |  | LEE COUNTY PSA/STICKLEYVILLE | DISTRIBUTION SYSTEM |  | 3 | 4/6/2007 12:00:00 AM
VA1105900 | GE | THH5 | QT | RT | Y | DS001 | DBP01 | 5795 OLD WOODWAY RD, PENNINGTON GAP | WOODWAY WATER AUTHORITY | DISTRIBUTION SYSTEM |  | 1 | 8/18/1971 12:00:00 AM
VA1105900 | GE | THH5 | QT | RT | Y | DS001 | DBP02 | 39381 WILDERNESS RD, JONESVILLE | WOODWAY WATER AUTHORITY | DISTRIBUTION SYSTEM |  | 1 | 8/18/1971 12:00:00 AM
VA1105900 | TC | TC | MN | RT | Y | DS001 | TCR01 |  | WOODWAY WATER AUTHORITY | DISTRIBUTION SYSTEM |  | 12 | 8/18/1971 12:00:00 AM
VA1121005 | PB | PBCU | 3Y | RT | Y | DS001 | LCR01 | LOT #7, RINER MHP | RINER MOBILE HOME PARK | DISTRIBUTION SYSTEM | FSD | 1 | 9/26/1979 12:00:00 AM
VA1121005 | PB | PBCU | 3Y | RT | Y | DS001 | LCR03 | LOT #15, RINER MHP | RINER MOBILE HOME PARK | DISTRIBUTION SYSTEM | FSD | 1 | 9/26/1979 12:00:00 AM
VA1121005 | PB | PBCU | 3Y | RT | Y | DS001 | LCR05 | LOT #16, RINER MHP | RINER MOBILE HOME PARK | DISTRIBUTION SYSTEM | FSD | 1 | 9/26/1979 12:00:00 AM
VA1121005 | PB | PBCU | 3Y | RT | Y | DS001 | LCR06 | LOT #6, RINER MHP | RINER MOBILE HOME PARK | DISTRIBUTION SYSTEM | FSD | 1 | 9/26/1979 12:00:00 AM
VA1121005 | PB | PBCU | 3Y | RT | Y | DS001 | LCR08 | LOT #21, RINER MHP | RINER MOBILE HOME PARK | DISTRIBUTION SYSTEM | FSD | 1 | 9/26/1979 12:00:00 AM
VA1121005 | TC | TC | MN | RT | Y | DS001 | TCR01 |  | RINER MOBILE HOME PARK | DISTRIBUTION SYSTEM |  | 3 | 9/26/1979 12:00:00 AM
VA1121025 | TC | TC | QT | RT | Y | DS950 | TCR01 |  | ALTA MONS CAMPGROUND AND RETREAT CENTER | DISTRIBUTION SYSTEM |  | 1 | 4/6/1999 12:00:00 AM
VA1121025 | GE | MPN | QT | RT | Y | WL001 | RW001 | TAP AT METER | ALTA MONS CAMPGROUND AND RETREAT CENTER | WELL |  | 1 | 4/6/1999 12:00:00 AM
VA1121026 | TC | TC | QT | RT | Y | DS001 | TCR01 |  | ALTA MONS - DINING HALL | DISTRIBUTION SYSTEM |  | 1 | 3/31/2004 12:00:00 AM
VA1121027 | TC | TC | QT | RT | Y | DS001 | TCR01 |  | ALTA MONS - PEARMAN HOUSE | DISTRIBUTION SYSTEM |  | 1 | 3/31/2004 12:00:00 AM
VA1121027 | GE | MPN | QT | RT | Y | WL001 | RW001 | WELL | ALTA MONS - PEARMAN HOUSE | WELL |  | 1 | 3/31/2004 12:00:00 AM
VA1121034 | TC | TC | MN | RT | Y | DS001 | TCR01 |  | BLACKSBURG COUNTRY CLUB | DISTRIBUTION SYSTEM |  | 3 | 12/29/1997 12:00:00 AM
VA1121034 | GE | MPN | QT | RT | Y | WL001 | RW001 | WELL TAP | BLACKSBURG COUNTRY CLUB | WELL |  | 1 | 12/29/1997 12:00:00 AM
VA1121034 | GE | THH5 | 3Y | RT | Y | DS001 | DBP02 | RESTROOM @ HOLE 15 | BLACKSBURG COUNTRY CLUB | DISTRIBUTION SYSTEM |  | 1 | 1997-12-29
VA1121040 | TC | TC | MN | RT | Y | DS001 | TCR01 |  | BELIVEAU ESTATE WINERY | BELIVEAU ESTATE WINERY |  | 3 | 5/2/2016 12:00:00 AM
VA1121040 | GE | MPN | QT | RT | Y | WL001 | RW001 | WELL | BELIVEAU ESTATE WINERY | WELL |  | 1 | 5/2/2016 12:00:00 AM
VA1121043 | GE | THH5 | QT | RT | Y | DS001 | DBP02 | 5720 PRICES FORK RD | BELVIEW | BELVIEW DISTRIBUTION SYSTEM |  | 1 | 2/25/1999 12:00:00 AM
VA1121043 | TC | TC | MN | RT | Y | DS001 | TCR01 |  | BELVIEW | BELVIEW DISTRIBUTION SYSTEM |  | 6 | 2/25/1999 12:00:00 AM
VA1121045 | GE | HAA5 | QT | RT | Y | DS001 | DBP01 | CARILION MEDICAL CTR | BETHEL AREA | DISTRIBUTION SYSTEM |  | 1 | 2/25/1998 12:00:00 AM
VA1121045 | GE | TTHM | QT | RT | Y | DS001 | DBP02 | ROUTE 177 PUMP STATION | BETHEL AREA | DISTRIBUTION SYSTEM |  | 1 | 2/25/1998 12:00:00 AM
VA1121045 | TC | TC | MN | RT | Y | DS001 | TCR01 |  | BETHEL AREA | DISTRIBUTION SYSTEM |  | 6 | 2/25/1998 12:00:00 AM
VA1121052 | GE | THH5 | QT | RT | Y | DS001 | DBP12 | DBP WESTOVER HILLS | BLACKSBURG, TOWN OF | DISTRIBUTION SYSTEM |  | 1 | 6/24/1976 12:00:00 AM
VA1121052 | GE | THH5 | QT | RT | Y | DS001 | DBP14 | PRICES MOBILE HOME PARK | BLACKSBURG, TOWN OF | DISTRIBUTION SYSTEM |  | 1 | 6/24/1976 12:00:00 AM
VA1121052 | GE | THH5 | QT | RT | Y | DS001 | DBP15 | COAL BANK RIDGE PUMP STATION | BLACKSBURG, TOWN OF | DISTRIBUTION SYSTEM |  | 1 | 6/24/1976 12:00:00 AM
VA1121052 | GE | THH5 | QT | RT | Y | DS001 | DBP16 | CEMETERY BLDG, CEMETERY ROAD | BLACKSBURG, TOWN OF | DISTRIBUTION SYSTEM |  | 1 | 6/24/1976 12:00:00 AM
VA1121052 | TC | TC | MN | RT | Y | DS001 | TCR01 |  | BLACKSBURG, TOWN OF | DISTRIBUTION SYSTEM |  | 120 | 6/24/1976 12:00:00 AM
VA1121057 | GE | FRFL | MN | ST | N | EP001 | EP001 | WTP - ENTRY POINT | NRV REGIONAL WATER AUTHORITY | ENTRY POINT - WTP |  | 3 | 6/24/1977 12:00:00 AM
VA1121057 | GE | TOCA | QT | RT | Y | IN001 | RW001 | INTAKE | NRV REGIONAL WATER AUTHORITY | NEW RIVER (RAW WATER) PUMP STATION |  | 1 | 6/24/1977 12:00:00 AM
VA1121057 | GE | TOC | QT | RT | Y | TP001 | UP007 | COMBINED FILTER EFF | NRV REGIONAL WATER AUTHORITY | WATER TREATMENT PLANT |  | 1 | 6/24/1977 12:00:00 AM
VA1121067 | TC | TC | QT | RT | Y | DS001 | TCR01 |  | BLUE RIDGE CHRISTIAN CAMP | DISTRIBUTION SYSTEM |  | 1 | 1/1/1985 12:00:00 AM
VA1121067 | GE | MPN | QT | RT | Y | WL001 | RW001 | DRILLED WELL | BLUE RIDGE CHRISTIAN CAMP | DRILLED WELL |  | 1 | 1/1/1985 12:00:00 AM
VA1121085 | TC | TC | MN | RT | Y | DS001 | TCR01 |  | CAMP CARYSBROOK | DISTRIBUTION SYSTEM |  | 2 | 1/1/1999 12:00:00 AM
VA1121085 | GE | MPN | QT | RT | Y | WL001 | RW001 | HYDRANT AT WELL | CAMP CARYSBROOK | WELL |  | 1 | 1/1/1999 12:00:00 AM
VA1121090 | GE | THH5 | QT | RT | Y | DS001 | DBP16 | DBP SILVER LAKE PS | CHRISTIANSBURG TOWN OF | DISTRIBUTION SYSTEM |  | 1 | 6/24/1976 12:00:00 AM
VA1121090 | GE | THH5 | QT | RT | Y | DS001 | DBP18 | DBP EDGEWOOD PS | CHRISTIANSBURG TOWN OF | DISTRIBUTION SYSTEM |  | 1 | 6/24/1976 12:00:00 AM
VA1121090 | GE | THH5 | QT | RT | Y | DS001 | DBP19 | 1305 STAFFORD DRIVE | CHRISTIANSBURG TOWN OF | DISTRIBUTION SYSTEM |  | 1 | 6/24/1976 12:00:00 AM
VA1121090 | GE | THH5 | QT | RT | Y | DS001 | DBP20 | 140 SIMMONS ROAD | CHRISTIANSBURG TOWN OF | DISTRIBUTION SYSTEM |  | 1 | 6/24/1976 12:00:00 AM
VA1121090 | TC | TC | MN | RT | Y | DS001 | TCR01 |  | CHRISTIANSBURG TOWN OF | DISTRIBUTION SYSTEM |  | 75 | 6/24/1976 12:00:00 AM
VA1121175 | GE | THH5 | QT | RT | Y | DS001 | DPB02 | 267 ALLEGHANY ROAD | CHRISTIANSBURG ELLISTON WATERLINE | DISTRIBUTION SYSTEM |  | 1 | 6/5/1995 12:00:00 AM
VA1121175 | GE | THH5 | QT | RT | Y | DS001 | DPB03 | 5835 COLES ROAD | CHRISTIANSBURG ELLISTON WATERLINE | DISTRIBUTION SYSTEM |  | 1 | 6/5/1995 12:00:00 AM
VA1121175 | TC | TC | MN | RT | Y | DS001 | TCR01 |  | CHRISTIANSBURG ELLISTON WATERLINE | DISTRIBUTION SYSTEM |  | 12 | 6/5/1995 12:00:00 AM
VA1121230 | GE | THH5 | YR | RT | Y | DS001 | DBP01 | LOT D-16 | WHITE PINE VILLAGE | DISTRIBUTION SYSTEM |  | 1 | 1/1/2019 12:00:00 AM
VA1121230 | TC | TC | MN | RT | Y | DS001 | TCR01 |  | WHITE PINE VILLAGE | DISTRIBUTION SYSTEM |  | 3 | 1/1/2019 12:00:00 AM
VA1121264 | PB | PBCU | YR | RT | Y | DS001 | LCR01 | CHURCH KITCHEN | GATEWAY BAPTIST CHURCH SCHOOL | GATEWAY BAPTIST CHURCH SCHOOL DS | FSD | 1 | 4/9/1993 12:00:00 AM
VA1121264 | PB | PBCU | YR | RT | Y | DS001 | LCR02 | UPSTAIRS BATHROOM | GATEWAY BAPTIST CHURCH SCHOOL | GATEWAY BAPTIST CHURCH SCHOOL DS | FSD | 1 | 4/9/1993 12:00:00 AM
VA1121264 | PB | PBCU | YR | RT | Y | DS001 | LCR03 | DOWNSTAIRS BATHRM | GATEWAY BAPTIST CHURCH SCHOOL | GATEWAY BAPTIST CHURCH SCHOOL DS | FSD | 1 | 4/9/1993 12:00:00 AM
VA1121264 | PB | PBCU | YR | RT | Y | DS001 | LCR04 | APARTMENT #1 | GATEWAY BAPTIST CHURCH SCHOOL | GATEWAY BAPTIST CHURCH SCHOOL DS | FSD | 1 | 4/9/1993 12:00:00 AM
VA1121264 | PB | PBCU | YR | RT | Y | DS001 | LCR06 | SCHOOL WATER FOUNTAIN | GATEWAY BAPTIST CHURCH SCHOOL | GATEWAY BAPTIST CHURCH SCHOOL DS | FSD | 1 | 4/9/1993 12:00:00 AM
VA1121264 | TC | TC | MN | RT | Y | DS001 | TCR01 |  | GATEWAY BAPTIST CHURCH SCHOOL | GATEWAY BAPTIST CHURCH SCHOOL DS |  | 3 | 4/9/1993 12:00:00 AM
VA1121483 | TC | TC | QT | RT | Y | DS001 | TCR01 |  | MOUNTAIN VIEW ITALIAN KITCHEN RESTAURANT | DISTRIBUTION SYSTEM |  | 1 | 4/2/2021 12:00:00 AM
VA1121483 | GE | MPN | QT | RT | Y | WL002 | RW002 | RAW WATER TAP | MOUNTAIN VIEW ITALIAN KITCHEN RESTAURANT | NEW WELL |  | 1 | 4/2/2021 12:00:00 AM
VA1121503 | GE | THH5 | QT | RT | Y | DS001 | DBP01 | 2400 LAKE VISTA DR | MUDPIKE ROAD WATERLINE | DISTRIBUTION SYSTEM |  | 1 | 5/1/1997 12:00:00 AM
VA1121503 | TC | TC | MN | RT | Y | DS001 | TCR01 |  | MUDPIKE ROAD WATERLINE | DISTRIBUTION SYSTEM |  | 3 | 5/1/1997 12:00:00 AM
VA1121508 | TC | TC | MN | RT | Y | DS001 | TCR01 |  | NEW RIVER JUNCTION CAMPGROUND | NEW RIVER JUNCTION |  | 3 | 12/29/1997 12:00:00 AM
VA1121565 | TC | TC | MN | RT | Y | DS001 | TCR01 |  | PARKER MOBILE HOME ESTATES | DISTRIBUTION SYSTEM |  | 3 | 9/24/1979 12:00:00 AM
VA1121565 | GE | VOC | QT | RT | Y | EP002 | EP002 | TAP AT WELL HEAD | PARKER MOBILE HOME ESTATES | ENTRY POINT - WELL NO. 2 |  | 1 | 9/24/1979 12:00:00 AM
VA1121565 | GE | MPN | QT | RT | Y | WL002 | RW2 | WELL NO. 2 | PARKER MOBILE HOME ESTATES | WELL NO 2 |  | 1 | 9/24/1979 12:00:00 AM
VA1121570 | GE | HAA5 | QT | RT | Y | DS001 | DBP01 | 2600 RADFORD RD | PLUM CREEK | DISTRIBUTION SYSTEM |  | 1 | 3/12/1982 12:00:00 AM
VA1121570 | GE | TTHM | QT | RT | Y | DS001 | DBP02 | 3217 BUSINESS CENTER DRIVE | PLUM CREEK | DISTRIBUTION SYSTEM |  | 1 | 3/12/1982 12:00:00 AM
VA1121570 | TC | TC | MN | RT | Y | DS001 | TCR01 |  | PLUM CREEK | DISTRIBUTION SYSTEM |  | 6 | 3/12/1982 12:00:00 AM
VA1121580 | GE | THH5 | QT | RT | Y | DS001 | DBP02 | 830 SOUTHWOODS DRIVE | PRICES FORK/MERRIMAC | DISTRIBUTION SYSTEM |  | 1 | 6/24/1977 12:00:00 AM
VA1121580 | GE | THH5 | QT | RT | Y | DS001 | DPB03 | 2936 WALLS BRANCH RD | PRICES FORK/MERRIMAC | DISTRIBUTION SYSTEM |  | 1 | 6/24/1977 12:00:00 AM
VA1121580 | TC | TC | MN | RT | Y | DS001 | TCR01 |  | PRICES FORK/MERRIMAC | DISTRIBUTION SYSTEM |  | 15 | 6/24/1977 12:00:00 AM
VA1121643 | GE | THH5 | QT | RT | Y | DS001 | DBP01 | BLDG 9353 | RADFORD ARMY AMMUNITION PLANT | DISTRIBUTION SYSTEM |  | 1 | 7/24/1979 12:00:00 AM
VA1121643 | TC | TC | MN | RT | Y | DS001 | TCR01 |  | RADFORD ARMY AMMUNITION PLANT | DISTRIBUTION SYSTEM |  | 6 | 7/24/1979 12:00:00 AM
VA1121643 | GE | TOCA | QT | RT | Y | IN001 | RW001 | INTAKE | RADFORD ARMY AMMUNITION PLANT | NEW RIVER |  | 1 | 7/24/1979 12:00:00 AM
VA1121643 | GE | ICMT | YR | RT | Y | SS001 | EP001 | 419 WTP - ENTRY POINT | RADFORD ARMY AMMUNITION PLANT | ENTRY POINT - 419 WTP |  | 1 | 7/24/1979 12:00:00 AM
VA1121643 | GE | ICMT | YR | RT | Y | SS002 | EP002 | 474 WTP - ENTRY PT. | RADFORD ARMY AMMUNITION PLANT | ENTRY POINT - 474 MEMBRANE WTP |  | 1 | 7/24/1979 12:00:00 AM
VA1121643 | GE | TOC | QT | RT | Y | TP002 | UP001 | COMBINED FILTER EFFL BLD 419 | RADFORD ARMY AMMUNITION PLANT | CONVENTIONAL TREATMENT PLANT BLD 419 |  | 1 | 7/24/1979 12:00:00 AM
VA1121655 | GE | HAA5 | YR | RT | Y | DS001 | DBP01 | 3513 RINER RD | RINER COMMUNITY | DISTRIBUTION SYSTEM |  | 1 | 7/24/1977 12:00:00 AM
VA1121655 | GE | TTHM | YR | RT | Y | DS001 | DBP02 | 1516 UNION VALLEY RD | RINER COMMUNITY | DISTRIBUTION SYSTEM |  | 1 | 7/24/1977 12:00:00 AM
VA1121655 | TC | TC | MN | RT | Y | DS001 | TCR01 |  | RINER COMMUNITY | DISTRIBUTION SYSTEM |  | 6 | 7/24/1977 12:00:00 AM
VA1121681 | TC | TC | MN | RT | Y | DS001 | TCR01 |  | ALY`S FAMILY RESTAURANT | DISTRIBUTION SYSTEM |  | 3 | 12/29/1997 12:00:00 AM
VA1121681 | GE | MPN | QT | RT | Y | WL002 | RW002 | WELLHEAD | ALY`S FAMILY RESTAURANT | ALY'S NEW WELL |  | 1 | 12/29/1997 12:00:00 AM
VA1121685 | TC | TC | MN | RT | Y | DS685 | TCR01 |  | SELU CONSERVANCY | DISTRIBUTION SYSTEM |  | 3 | 7/7/2020 12:00:00 AM
VA1121685 | GE | MPN | MN | RT | Y | WL001 | RW001 | WELL | SELU CONSERVANCY | WELL |  | 3 | 7/7/2020 12:00:00 AM
VA1121751 | TC | TC | MN | RT | Y | DS001 | TCR01 |  | CAMP TUK-A-WAY | DISTRIBUTION SYSTEM |  | 3 | 12/29/1997 12:00:00 AM
VA1121751 | GE | MPN | QT | RT | Y | WL001 | RW001 | WELL HEAD | CAMP TUK-A-WAY | DRILLED WELL |  | 1 | 12/29/1997 12:00:00 AM
VA1121755 | TC | TC | MN | RT | Y | DS001 | TCR01 |  | TWIN BOULDERS SUBDIVISION | DISTRIBUTION SYSTEM |  | 3 | 6/24/1977 12:00:00 AM
VA1121755 | GE | MPN | YR | RT | Y | WL001 | RW001 | WELL | TWIN BOULDERS SUBDIVISION | WELL NO 1 |  | 1 | 6/24/1977 12:00:00 AM
VA1121755 | GE | THH5 | 3Y | RT | Y | DS001 | DBP01 | 4460 SLUICE LANE | TWIN BOULDERS SUBDIVISION | DISTRIBUTION SYSTEM |  | 1 | 1977-06-24
VA1121820 | TC | TC | MN | RT | Y | DS001 | TCR01 |  | VICKER HEIGHTS | DISTRIBUTION SYSTEM |  | 3 | 12/20/1982 12:00:00 AM
VA1155050 | PB | PBCU | 3Y | RT | Y | DS001 | LCR01 | 5646 JILL DRIVE | BELLAVISTA ESTATES | DISTRIBUTION SYSTEM | FSD | 1 | 6/24/1977 12:00:00 AM
VA1155050 | PB | PBCU | 3Y | RT | Y | DS001 | LCR04 | 5680 JILL DRIVE | BELLAVISTA ESTATES | DISTRIBUTION SYSTEM | FSD | 1 | 6/24/1977 12:00:00 AM
VA1155050 | PB | PBCU | 3Y | RT | Y | DS001 | LCR05 | 5671 JILL DRIVE | BELLAVISTA ESTATES | DISTRIBUTION SYSTEM | FSD | 1 | 6/24/1977 12:00:00 AM
VA1155050 | PB | PBCU | 3Y | RT | Y | DS001 | LCR10 | 5694 JILL DRIVE | BELLAVISTA ESTATES | DISTRIBUTION SYSTEM | FSD | 1 | 6/24/1977 12:00:00 AM
VA1155050 | PB | PBCU | 3Y | RT | Y | DS001 | LCR11 | 5669 ALUM SPRING ROAD | BELLAVISTA ESTATES | DISTRIBUTION SYSTEM | FSD | 1 | 6/24/1977 12:00:00 AM
VA1155050 | TC | TC | MN | RT | Y | DS001 | TCR01 |  | BELLAVISTA ESTATES | DISTRIBUTION SYSTEM |  | 3 | 6/24/1977 12:00:00 AM
VA1155050 | GE | MPN | QT | RT | Y | WL001 | RW001 | WELL | BELLAVISTA ESTATES | WELL NO 1 |  | 1 | 6/24/1977 12:00:00 AM
VA1155055 | GE | THH5 | QT | RT | Y | DS001 | DBP02 | 3245 SCHRADER HILL ROAD | BROOKMONT AREA | DISTRIBUTION SYSTEM |  | 1 | 8/13/1993 12:00:00 AM
VA1155055 | PB | PBCU | YR | RT | Y | DS001 | LCR03 | 4943 BROOKMONT RD | BROOKMONT AREA | DISTRIBUTION SYSTEM | FSD | 1 | 8/13/1993 12:00:00 AM
VA1155055 | PB | PBCU | YR | RT | Y | DS001 | LCR06 | 4974 BROOKMONT RD | BROOKMONT AREA | DISTRIBUTION SYSTEM | FSD | 1 | 8/13/1993 12:00:00 AM
VA1155055 | PB | PBCU | YR | RT | Y | DS001 | LCR07 | 4941 BROOKMONT RD | BROOKMONT AREA | DISTRIBUTION SYSTEM | FSD | 1 | 8/13/1993 12:00:00 AM
VA1155055 | PB | PBCU | YR | RT | Y | DS001 | LCR08 | 4520 BROOKMONT RD | BROOKMONT AREA | DISTRIBUTION SYSTEM | FSD | 1 | 8/13/1993 12:00:00 AM
VA1155055 | PB | PBCU | YR | RT | Y | DS001 | LCR12 | 4478 BROOKMONT RD | BROOKMONT AREA | DISTRIBUTION SYSTEM | FSD | 1 | 8/13/1993 12:00:00 AM
VA1155055 | TC | TC | MN | RT | Y | DS001 | TCR01 |  | BROOKMONT AREA | DISTRIBUTION SYSTEM |  | 3 | 8/13/1993 12:00:00 AM
VA1155081 | TC | TC | QT | RT | Y | DS001 | TCR01 |  | MCGUIRES FAMILY CAMPGROUND | DISTRIBUTION SYSTEM |  | 1 | 7/20/1998 12:00:00 AM
VA1155082 | TC | TC | MN | RT | Y | DS001 | TCR01 |  | CAMP OTTARI | DISTRIBUTION SYSTEM |  | 3 | 3/30/2004 12:00:00 AM
VA1155082 | GE | NIT | YR | RT | Y | EP002 | EP002 | TAP AFTER METER | CAMP OTTARI | ENTRY POINT |  | 1 | 3/30/2004 12:00:00 AM
VA1155082 | GE | MPN | QT | RT | Y | WL002 | RW002 | WELLHEAD | CAMP OTTARI | NEW WELL |  | 1 | 3/30/2004 12:00:00 AM
VA1155090 | TC | TC | MN | RT | Y | DS001 | TCR01 |  | CAMP POWHATAN | DISTRIBUTION SYSTEM |  | 3 | 8/26/2002 12:00:00 AM
VA1155090 | GE | MPN | QT | RT | Y | WL002 | RW002 | WELL HEAD | CAMP POWHATAN | NEW WELL |  | 1 | 8/26/2002 12:00:00 AM
VA1155121 | TC | TC | MN | RT | Y | DS001 | TCR01 |  | COVEY`S FAMILY CAMPGROUND NO. 1 | DISTRIBUTION SYSTEM |  | 3 | 1/1/1999 12:00:00 AM
VA1155129 | TC | TC | MN | RT | Y | DS001 | TCR01 |  | COVEY`S FAMILY CAMPGROUND NO. 2 | DISTRIBUTION SYSTEM |  | 3 | 1/1/1999 12:00:00 AM
VA1155150 | GE | THH5 | QT | RT | Y | DS001 | DBP01 | 4980 MEADOW WAY | DUBLIN TOWN OF | DISTRIBUTION SYSTEM |  | 1 | 6/24/1977 12:00:00 AM
VA1155150 | GE | THH5 | QT | RT | Y | DS001 | DBP04 | 6011 WRIGHT AVENUE | DUBLIN TOWN OF | DISTRIBUTION SYSTEM |  | 1 | 6/24/1977 12:00:00 AM
VA1155150 | TC | TC | MN | RT | Y | DS001 | TCR01 |  | DUBLIN TOWN OF | DISTRIBUTION SYSTEM |  | 21 | 6/24/1977 12:00:00 AM
VA1155152 | PB | PBCU | 3Y | RT | Y | DS152 | LCR01 | LOT NO. 1 | DULANEY TRAILER PARK | DISTRIBUTION SYSTEM | FSD | 1 | 1/31/1990 12:00:00 AM
VA1155152 | PB | PBCU | 3Y | RT | Y | DS152 | LCR02 | LOT NO. 15 | DULANEY TRAILER PARK | DISTRIBUTION SYSTEM | FSD | 1 | 1/31/1990 12:00:00 AM
VA1155152 | PB | PBCU | 3Y | RT | Y | DS152 | LCR03 | LOT NO. 12 | DULANEY TRAILER PARK | DISTRIBUTION SYSTEM | FSD | 1 | 1/31/1990 12:00:00 AM
VA1155152 | PB | PBCU | 3Y | RT | Y | DS152 | LCR04 | LOT NO. 4 | DULANEY TRAILER PARK | DISTRIBUTION SYSTEM | FSD | 1 | 1/31/1990 12:00:00 AM
VA1155152 | PB | PBCU | 3Y | RT | Y | DS152 | LCR05 | LOT NO. 2 | DULANEY TRAILER PARK | DISTRIBUTION SYSTEM | FSD | 1 | 1/31/1990 12:00:00 AM
VA1155152 | TC | TC | MN | RT | Y | DS152 | TCR01 |  | DULANEY TRAILER PARK | DISTRIBUTION SYSTEM |  | 3 | 1/31/1990 12:00:00 AM
VA1155152 | GE | MPN | MN | RT | Y | SP001 | RW001 | SPRING | DULANEY TRAILER PARK | SPRING |  | 3 | 1/31/1990 12:00:00 AM
VA1155152 | GE | THH5 | 3Y | RT | Y | DS152 | DBP01 | LOT 8 | DULANEY TRAILER PARK | DISTRIBUTION SYSTEM |  | 1 | 1990-01-31
VA1155260 | TC | TC | MN | RT | Y | DS001 | TCR01 |  | GATEWOOD CAMPGROUND | DISTRIBUTION SYSTEM |  | 3 | 6/11/1998 12:00:00 AM
VA1155260 | GE | MPN | QT | RT | Y | WL001 | RW001 | DRILLED WELLS | GATEWOOD CAMPGROUND | DRILLED WELLS |  | 1 | 6/11/1998 12:00:00 AM
VA1155261 | TC | TC | MN | RT | Y | DS001 | TCR01 |  | GATEWOOD PICNIC | DISTRIBUTION SYSTEM |  | 3 | 12/31/1997 12:00:00 AM
VA1155315 | TC | TC | MN | RT | Y | DS001 | TCR01 |  | IZAAK WALTON LEAGUE | DISTRIBUTION SYSTEM |  | 3 | 7/27/2005 12:00:00 AM
VA1155315 | GE | MPN | QT | RT | Y | WL003 | RW001 | WELL NO. 3 | IZAAK WALTON LEAGUE | WELL NO. 3 |  | 1 | 7/27/2005 12:00:00 AM
VA1155441 | TC | TC | MN | RT | Y | DS441 | TCR01 |  | LAKEVIEW WATERWORKS | DISTRIBUTION SYSTEM |  | 6 | 4/17/1980 12:00:00 AM
VA1155446 | TC | TC | MN | RT | Y | DS001 | TCR01 |  | LAKEWOOD ESTATES | DISTRIBUTION SYSTEM |  | 3 | 11/26/1982 12:00:00 AM
VA1155505 | GE | THH5 | QT | RT | Y | DS001 | DBP02 | 4029 EVANS STREET | MT OLIVET | DISTRIBUTION SYSTEM |  | 1 | 12/13/1982 12:00:00 AM
VA1155505 | TC | TC | MN | RT | Y | DS001 | TCR01 |  | MT OLIVET | DISTRIBUTION SYSTEM |  | 3 | 12/13/1982 12:00:00 AM
VA1155521 | GE | THH5 | QT | RT | Y | DS001 | DPB02 | 4516 OLD TAVERN AVENUE | NEWBERN HEIGHTS | DISTRIBUTION SYSTEM |  | 1 | 7/30/2013 12:00:00 AM
VA1155521 | TC | TC | MN | RT | Y | DS001 | TCR01 |  | NEWBERN HEIGHTS | DISTRIBUTION SYSTEM |  | 3 | 7/30/2013 12:00:00 AM
VA1155542 | TC | TC | MN | RT | Y | DS001 | TCR01 |  | GOBBLE STOP #16 | DISTRIBUTION SYSTEM |  | 3 | 4/21/2003 12:00:00 AM
VA1155542 | GE | MPN | QT | RT | Y | WL001 | RW001 | DEEP WELL | GOBBLE STOP #16 | DEEP WELL |  | 1 | 4/21/2003 12:00:00 AM
VA1155635 | GE | THH5 | QT | RT | Y | DS001 | DBP14 | 3837 LEE HIGHWAY | PULASKI, TOWN OF | DISTRIBUTION SYSTEM |  | 1 | 6/24/1977 12:00:00 AM
VA1155635 | GE | THH5 | QT | RT | Y | DS001 | DBP17 | 4481 BROOKMONT ROAD | PULASKI, TOWN OF | DISTRIBUTION SYSTEM |  | 1 | 6/24/1977 12:00:00 AM
VA1155635 | PB | PBCU | YR | RT | Y | DS001 | LCR54 | 200 NORTHWOOD DRIVE | PULASKI, TOWN OF | DISTRIBUTION SYSTEM | FSD | 1 | 6/24/1977 12:00:00 AM
VA1155635 | PB | PBCU | YR | RT | Y | DS001 | LCR66 | 1204 NEWBERN RD | PULASKI, TOWN OF | DISTRIBUTION SYSTEM | FSD | 1 | 6/24/1977 12:00:00 AM
VA1155635 | PB | PBCU | YR | RT | Y | DS001 | LCR67 | 822 JEFFERSON AVE N | PULASKI, TOWN OF | DISTRIBUTION SYSTEM | FSD | 1 | 6/24/1977 12:00:00 AM
VA1155635 | PB | PBCU | YR | RT | Y | DS001 | LCR68 | 125 7TH ST NW | PULASKI, TOWN OF | DISTRIBUTION SYSTEM | FSD | 1 | 6/24/1977 12:00:00 AM
VA1155635 | PB | PBCU | YR | RT | Y | DS001 | LCR70 | 1518 NEW BERN RD. | PULASKI, TOWN OF | DISTRIBUTION SYSTEM | FSD | 1 | 6/24/1977 12:00:00 AM
VA1155635 | PB | PBCU | YR | RT | Y | DS001 | LCR71 | 410 VALLEY ST. | PULASKI, TOWN OF | DISTRIBUTION SYSTEM | FSD | 1 | 6/24/1977 12:00:00 AM
VA1155635 | PB | PBCU | YR | RT | Y | DS001 | LCR72 | 121 7TH ST. NW | PULASKI, TOWN OF | DISTRIBUTION SYSTEM | FSD | 1 | 6/24/1977 12:00:00 AM
VA1155635 | PB | PBCU | YR | RT | Y | DS001 | LCR73 | 185 NORTHWOOD PLACE | PULASKI, TOWN OF | DISTRIBUTION SYSTEM | FSD | 1 | 6/24/1977 12:00:00 AM
VA1155635 | PB | PBCU | YR | RT | Y | DS001 | LCR74 | 424 ALTOONA RD. | PULASKI, TOWN OF | DISTRIBUTION SYSTEM | FSD | 1 | 6/24/1977 12:00:00 AM
VA1155635 | PB | PBCU | YR | RT | Y | DS001 | LCR75 | 803 PROSPECT AVE. | PULASKI, TOWN OF | DISTRIBUTION SYSTEM | FSD | 1 | 6/24/1977 12:00:00 AM
VA1155635 | PB | PBCU | YR | RT | Y | DS001 | LCR76 | 217 13TH ST. NW | PULASKI, TOWN OF | DISTRIBUTION SYSTEM | FSD | 1 | 6/24/1977 12:00:00 AM
VA1155635 | PB | PBCU | YR | RT | Y | DS001 | LCR80 | 313 NORTHWOOD DR. | PULASKI, TOWN OF | DISTRIBUTION SYSTEM | FSD | 1 | 6/24/1977 12:00:00 AM
VA1155635 | PB | PBCU | YR | RT | Y | DS001 | LCR82 | 515 PEPPERS FERRY RD | PULASKI, TOWN OF | DISTRIBUTION SYSTEM | FSD | 1 | 6/24/1977 12:00:00 AM
VA1155635 | PB | PBCU | YR | RT | Y | DS001 | LCR83 | 1525 WESTWOOD DR | PULASKI, TOWN OF | DISTRIBUTION SYSTEM | FSD | 1 | 6/24/1977 12:00:00 AM
VA1155635 | PB | PBCU | YR | RT | Y | DS001 | LCR85 | 813 PACA STREET | PULASKI, TOWN OF | DISTRIBUTION SYSTEM | FSD | 1 | 6/24/1977 12:00:00 AM
VA1155635 | PB | PBCU | YR | RT | Y | DS001 | LCR86 | 1117 HIGH ST. | PULASKI, TOWN OF | DISTRIBUTION SYSTEM | FSD | 1 | 6/24/1977 12:00:00 AM
VA1155635 | PB | PBCU | YR | RT | Y | DS001 | LCR87 | 1222 FLOYD LANE | PULASKI, TOWN OF | DISTRIBUTION SYSTEM | FSD | 1 | 6/24/1977 12:00:00 AM
VA1155635 | PB | PBCU | YR | RT | Y | DS001 | LCR88 | 1131 CAMPER ST. | PULASKI, TOWN OF | DISTRIBUTION SYSTEM | FSD | 1 | 6/24/1977 12:00:00 AM
VA1155635 | PB | PBCU | YR | RT | Y | DS001 | LCR89 | 1509 CLAREMONT CT. | PULASKI, TOWN OF | DISTRIBUTION SYSTEM | FSD | 1 | 6/24/1977 12:00:00 AM
VA1155635 | PB | PBCU | YR | RT | Y | DS001 | LCR90 | 34 DORA HIGHWAY | PULASKI, TOWN OF | DISTRIBUTION SYSTEM | FSD | 1 | 6/24/1977 12:00:00 AM
VA1155635 | TC | TC | MN | RT | Y | DS001 | TCR01 |  | PULASKI, TOWN OF | DISTRIBUTION SYSTEM |  | 30 | 6/24/1977 12:00:00 AM
VA1155635 | GE | TOCA | MN | RT | Y | IN001 | RW001 | INTAKE | PULASKI, TOWN OF | PEAK CREEK |  | 3 | 6/24/1977 12:00:00 AM
VA1155635 | GE | SUVA | MN | RT | Y | TP002 | UP005 | COMBINED FILTER EFF | PULASKI, TOWN OF | WATER TREATMENT PLANT |  | 3 | 6/24/1977 12:00:00 AM
VA1155635 | GE | TOC | MN | RT | Y | TP002 | UP005 | COMBINED FILTER EFF | PULASKI, TOWN OF | WATER TREATMENT PLANT |  | 3 | 6/24/1977 12:00:00 AM
VA1155641 | GE | THH5 | QT | RT | Y | DS001 | DBP05 | 8139 RIVER COARSE DRIVE | PULASKI COUNTY PSA | DISTRIBUTION SYSTEM |  | 1 | 6/24/1977 12:00:00 AM
VA1155641 | GE | THH5 | QT | RT | Y | DS001 | DBP06 | 5699 ALUM SPRING ROAD | PULASKI COUNTY PSA | DISTRIBUTION SYSTEM |  | 1 | 6/24/1977 12:00:00 AM
VA1155641 | TC | TC | MN | RT | Y | DS001 | TCR01 |  | PULASKI COUNTY PSA | DISTRIBUTION SYSTEM |  | 30 | 6/24/1977 12:00:00 AM
VA1155641 | GE | FRFL | MN | ST | N | EP001 | EP001 | WTP | PULASKI COUNTY PSA | ENTRY POINT - WTP |  | 3 | 6/24/1977 12:00:00 AM
VA1155641 | GE | TOCA | QT | RT | Y | IN001 | RW001 | INTAKE | PULASKI COUNTY PSA | CLAYTOR LAKE |  | 1 | 6/24/1977 12:00:00 AM
VA1155641 | GE | TOC | QT | RT | Y | TP001 | UP001 | COMBINED FILTER EFF | PULASKI COUNTY PSA | DRAPER WATER TREATMENT PLANT |  | 1 | 6/24/1977 12:00:00 AM
VA1155643 | TC | TC | MN | RT | Y | DS001 | TCR01 |  | PULASKI MOOSE LODGE | PULASKI MOOSE LODGE |  | 3 | 11/18/2013 12:00:00 AM
VA1155700 | TC | TC | MN | RT | Y | DS001 | TCR01 |  | RIVERBEND SUBDIVISION | DISTRIBUTION SYSTEM |  | 3 | 6/24/1977 12:00:00 AM
VA1155700 | GE | MPN | QT | RT | Y | WL001 | RW001 | WELL | RIVERBEND SUBDIVISION | WELL |  | 1 | 6/24/1977 12:00:00 AM
VA1155702 | TC | TC | MN | RT | Y | DS001 | TCR01 |  | ROSEBERRY`S CAMPGROUND | ROSEBERRYS CAMPGROUND |  | 3 | 4/25/2003 12:00:00 AM
VA1155722 | TC | TC | QT | RT | Y | DS001 | TCR01 |  | DEHAVEN PARK | DISTRIBUTION SYSTEM |  | 1 | 6/4/2001 12:00:00 AM
VA1155725 | GE | THH5 | YR | RT | Y | DS725 | DBP01 | MUSIC ROOM STAGE | SNOWVILLE ELEMENTARY SCHOOL | DISTRIBUTION SYSTEM |  | 1 | 11/3/1989 12:00:00 AM
VA1155725 | TC | TC | MN | RT | Y | DS725 | TCR01 |  | SNOWVILLE ELEMENTARY SCHOOL | DISTRIBUTION SYSTEM |  | 3 | 11/3/1989 12:00:00 AM
VA1155725 | GE | MPN | QT | RT | Y | WL001 | RW001 | WELL | SNOWVILLE ELEMENTARY SCHOOL | WELL |  | 1 | 11/3/1989 12:00:00 AM
VA1155771 | TC | TC | MN | RT | Y | DS001 | TCR01 |  | THORN SPRING GOLF COURSE | DISTRIBUTION SYSTEM |  | 3 | 11/13/2002 12:00:00 AM
VA1155910 | TC | TC | MN | RT | Y | DS001 | TCR01 |  | WILLOW TREE CAMPGROUND | WILLOW TREE CAMPGROUND |  | 3 | 7/21/1998 12:00:00 AM
VA1167015 | GE | THH5 | YR | RT | Y | DS001 | DBP01 | WWTP-TAP | APPALACHIAN DETENTION CENTER | DISTRIBUTION SYSTEM |  | 1 | 12/21/1994 12:00:00 AM
VA1167015 | PB | PBCU | 3Y | RT | Y | DS001 | LCR01 | KITCHEN -SECURITY BL | APPALACHIAN DETENTION CENTER | DISTRIBUTION SYSTEM | FSD | 1 | 12/21/1994 12:00:00 AM
VA1167015 | PB | PBCU | 3Y | RT | Y | DS001 | LCR02 | WATER PLANT TAP | APPALACHIAN DETENTION CENTER | DISTRIBUTION SYSTEM | FSD | 1 | 12/21/1994 12:00:00 AM
VA1167015 | PB | PBCU | 3Y | RT | Y | DS001 | LCR03 | WASTE WATERPLANT | APPALACHIAN DETENTION CENTER | DISTRIBUTION SYSTEM | FSD | 1 | 12/21/1994 12:00:00 AM
VA1167015 | PB | PBCU | 3Y | RT | Y | DS001 | LCR04 | SUPERINTENDENT S HOU | APPALACHIAN DETENTION CENTER | DISTRIBUTION SYSTEM | FSD | 1 | 12/21/1994 12:00:00 AM
VA1167015 | PB | PBCU | 3Y | RT | Y | DS001 | LCR05 | ADMINISTRATION BLD. | APPALACHIAN DETENTION CENTER | DISTRIBUTION SYSTEM | FSD | 1 | 12/21/1994 12:00:00 AM
VA1167015 | TC | TC | MN | RT | Y | DS001 | TCR01 |  | APPALACHIAN DETENTION CENTER | DISTRIBUTION SYSTEM |  | 3 | 12/21/1994 12:00:00 AM
VA1167015 | GE | TOCA | QT | RT | Y | IN001 | RW001 | RAW WATER SAMPLE COMBINED INTAKE | APPALACHIAN DETENTION CENTER | COMBINED INTAKE |  | 1 | 12/21/1994 12:00:00 AM
VA1167015 | GE | TOC | QT | RT | Y | TP001 | UP001 | FILTER EFFLUENT | APPALACHIAN DETENTION CENTER | TREATMENT PLANT |  | 1 | 12/21/1994 12:00:00 AM
VA1167050 | GE | THH5 | QT | RT | Y | DS001 | DBP01 | 4148 SINKING CREEK HWY TAP | CASTLEWOOD - RCPSA | DISTRIBUTION SYSTEM |  | 1 | 1/7/1998 12:00:00 AM
VA1167050 | GE | THH5 | QT | RT | Y | DS001 | DBP05 | WEST DANTE PUMP STATION | CASTLEWOOD - RCPSA | DISTRIBUTION SYSTEM |  | 1 | 1/7/1998 12:00:00 AM
VA1167050 | TC | TC | MN | RT | Y | DS001 | TCR01 |  | CASTLEWOOD - RCPSA | DISTRIBUTION SYSTEM |  | 18 | 1/7/1998 12:00:00 AM
VA1167051 | GE | THH5 | QT | RT | Y | DS001 | DBP04 | SPRING HILL SUBDIVISION STA 030 | BELFAST - RCPSA | DS001 DISTRIBUTION SYSTEM |  | 1 | 9/2/2004 12:00:00 AM
VA1167051 | PB | PBCU | 3Y | RT | Y | DS001 | LCR03 | 133 GREEN HILL DR | BELFAST - RCPSA | DS001 DISTRIBUTION SYSTEM | FSD | 1 | 9/2/2004 12:00:00 AM
VA1167051 | PB | PBCU | 3Y | RT | Y | DS001 | LCR07 | 87 AUTUMN CHASE RD | BELFAST - RCPSA | DS001 DISTRIBUTION SYSTEM | FSD | 1 | 9/2/2004 12:00:00 AM
VA1167051 | PB | PBCU | 3Y | RT | Y | DS001 | LCR08 | 822 J FRANK TAYLOR R | BELFAST - RCPSA | DS001 DISTRIBUTION SYSTEM | FSD | 1 | 9/2/2004 12:00:00 AM
VA1167051 | PB | PBCU | 3Y | RT | Y | DS001 | LCR15 | 1099 SPRING HILL RD | BELFAST - RCPSA | DS001 DISTRIBUTION SYSTEM | FSD | 1 | 9/2/2004 12:00:00 AM
VA1167051 | PB | PBCU | 3Y | RT | Y | DS001 | LCR22 | 539 SPRING HILL DR. | BELFAST - RCPSA | DS001 DISTRIBUTION SYSTEM | FSD | 1 | 9/2/2004 12:00:00 AM
VA1167051 | PB | PBCU | 3Y | RT | Y | DS001 | LCR24 | 199 BURKE ST | BELFAST - RCPSA | DS001 DISTRIBUTION SYSTEM | FSD | 1 | 9/2/2004 12:00:00 AM
VA1167051 | PB | PBCU | 3Y | RT | Y | DS001 | LCR26 | 162 BURKS ST | BELFAST - RCPSA | DS001 DISTRIBUTION SYSTEM | FSD | 1 | 9/2/2004 12:00:00 AM
VA1167051 | PB | PBCU | 3Y | RT | Y | DS001 | LCR30 | 22 NATIONWIDE DR | BELFAST - RCPSA | DS001 DISTRIBUTION SYSTEM | FSD | 1 | 9/2/2004 12:00:00 AM
VA1167051 | PB | PBCU | 3Y | RT | Y | DS001 | LCR34 | 85 HIGHLANDS ACRES DR | BELFAST - RCPSA | DS001 DISTRIBUTION SYSTEM | FSD | 1 | 9/2/2004 12:00:00 AM
VA1167051 | PB | PBCU | 3Y | RT | Y | DS001 | LCR35 | 71 SUNSET LANE | BELFAST - RCPSA | DS001 DISTRIBUTION SYSTEM | FSD | 1 | 9/2/2004 12:00:00 AM
VA1167051 | TC | TC | MN | RT | Y | DS001 | TCR01 |  | BELFAST - RCPSA | DS001 DISTRIBUTION SYSTEM |  | 6 | 9/2/2004 12:00:00 AM
VA1167115 | TC | TC | MN | RT | Y | DS001 | TCR01 |  | CLEVELAND, TOWN OF | DISTRIBUTION SYSTEM |  | 3 | 12/23/1997 12:00:00 AM
VA1167115 | GE | MPN | QT | RT | Y | WL001 | RW001 | WELLHEAD | CLEVELAND, TOWN OF | KISER WELL |  | 1 | 12/23/1997 12:00:00 AM
VA1167115 | GE | MPN | QT | RT | Y | WL002 | RW002 | WELLHEAD | CLEVELAND, TOWN OF | TANK HOLLOW FALLS WELL |  | 1 | 12/23/1997 12:00:00 AM
VA1167130 | TC | TC | QT | RT | Y | DS001 | TCR01 |  | CASTLEWOOD DOLLAR GENERAL (NO. 21870) | DISTRIBUTION SYSTEM |  | 1 | 2/18/2021 12:00:00 AM
VA1167137 | PB | PBCU | 3Y | RT | Y | DS001 | LCR02 | BLDG#1-MENS SHOWER | DICKENSONVILLE REST HOMES, INC. | DISTRIBUTION SYSTEM | FSD | 1 | 11/19/1997 12:00:00 AM
VA1167137 | PB | PBCU | 3Y | RT | Y | DS001 | LCR03 | BLDG#2-KITCHEN SINK | DICKENSONVILLE REST HOMES, INC. | DISTRIBUTION SYSTEM | FSD | 1 | 11/19/1997 12:00:00 AM
VA1167137 | PB | PBCU | 3Y | RT | Y | DS001 | LCR05 | BLDG#2-BATH UPSTRS | DICKENSONVILLE REST HOMES, INC. | DISTRIBUTION SYSTEM | FSD | 1 | 11/19/1997 12:00:00 AM
VA1167137 | PB | PBCU | 3Y | RT | Y | DS001 | LCR06 | BLDG#4-KITCHEN SINK | DICKENSONVILLE REST HOMES, INC. | DISTRIBUTION SYSTEM | FSD | 1 | 11/19/1997 12:00:00 AM
VA1167137 | PB | PBCU | 3Y | RT | Y | DS001 | LCR07 | BLDG#1-WOMENS SHWR | DICKENSONVILLE REST HOMES, INC. | DISTRIBUTION SYSTEM | FSD | 1 | 11/19/1997 12:00:00 AM
VA1167137 | TC | TC | MN | RT | Y | DS001 | TCR01 |  | DICKENSONVILLE REST HOMES, INC. | DISTRIBUTION SYSTEM |  | 3 | 11/19/1997 12:00:00 AM
VA1167155 | PB | PBCU | 3Y | RT | Y | DS001 | LCR02 | KITCHEN SINK DAY 1 | THREE CREEK APPAREL | DISTRIBUTION SYSTEM | FSD | 1 | 9/19/2018 12:00:00 AM
VA1167155 | PB | PBCU | 3Y | RT | Y | DS001 | LCR06 | FOUNTAIN 1 DAY 1 | THREE CREEK APPAREL | DISTRIBUTION SYSTEM | FSD | 1 | 9/19/2018 12:00:00 AM
VA1167155 | PB | PBCU | 3Y | RT | Y | DS001 | LCR07 | FOUNTAIN 2 | THREE CREEK APPAREL | DISTRIBUTION SYSTEM | FSD | 1 | 9/19/2018 12:00:00 AM
VA1167155 | PB | PBCU | 3Y | RT | Y | DS001 | LCR08 | KITCHEN SINK DAY 2 | THREE CREEK APPAREL | DISTRIBUTION SYSTEM | FSD | 1 | 9/19/2018 12:00:00 AM
VA1167155 | PB | PBCU | 3Y | RT | Y | DS001 | LCR09 | FOUNTAIN 1 DAY 2 | THREE CREEK APPAREL | DISTRIBUTION SYSTEM | FSD | 1 | 9/19/2018 12:00:00 AM
VA1167155 | TC | TC | MN | RT | Y | DS001 | TCR01 |  | THREE CREEK APPAREL | DISTRIBUTION SYSTEM |  | 3 | 9/19/2018 12:00:00 AM
VA1167155 | GE | NIT | YR | RT | Y | EP001 | EP001 | WATER METER TAP | THREE CREEK APPAREL | ENTRY POINT |  | 1 | 9/19/2018 12:00:00 AM
VA1167200 | GE | THH5 | QT | RT | Y | DS001 | DBP01 | 917 FINCASTLE ESTATES | FINCASTLE ESTATES - RCPSA | DISTRIBUTION SYSTEM |  | 1 | 6/1/2019 12:00:00 AM
VA1167200 | PB | PBCU | YR | RT | Y | DS001 | LCR001 | 104 FINCASTLE DRIVE | FINCASTLE ESTATES - RCPSA | DISTRIBUTION SYSTEM | FSD | 1 | 6/1/2019 12:00:00 AM
VA1167200 | PB | PBCU | YR | RT | Y | DS001 | LCR002 | 275 FINCASTLE DRIVE | FINCASTLE ESTATES - RCPSA | DISTRIBUTION SYSTEM | FSD | 1 | 6/1/2019 12:00:00 AM
VA1167200 | PB | PBCU | YR | RT | Y | DS001 | LCR006 | 659 FINCASTLE ESTATES | FINCASTLE ESTATES - RCPSA | DISTRIBUTION SYSTEM | FSD | 1 | 6/1/2019 12:00:00 AM
VA1167200 | PB | PBCU | YR | RT | Y | DS001 | LCR007 | 208 FINCASTLE DRIVE | FINCASTLE ESTATES - RCPSA | DISTRIBUTION SYSTEM | FSD | 1 | 6/1/2019 12:00:00 AM
VA1167200 | PB | PBCU | YR | RT | Y | DS001 | LCR008 | 381 FINCASTLE ESTATES | FINCASTLE ESTATES - RCPSA | DISTRIBUTION SYSTEM | FSD | 1 | 6/1/2019 12:00:00 AM
VA1167200 | TC | TC | MN | RT | Y | DS001 | TCR01 |  | FINCASTLE ESTATES - RCPSA | DISTRIBUTION SYSTEM |  | 3 | 6/1/2019 12:00:00 AM
VA1167240 | GE | THH5 | QT | RT | Y | DS001 | DBP01 | DBP SITE | GLADE HOLLOW - RCPSA | GLADE HOLLOW DISTRIBUTION SYSTEM |  | 1 | 4/18/2022 12:00:00 AM
VA1167240 | PB | PBCU | 6M | RT | Y | DS001 | LCR01 | 98 RIVER MOUNTAIN ROAD | GLADE HOLLOW - RCPSA | GLADE HOLLOW DISTRIBUTION SYSTEM | FSD | 1 | 4/18/2022 12:00:00 AM
VA1167240 | PB | PBCU | 6M | RT | Y | DS001 | LCR03 | 300 GLADE HOLLOW DRIVE | GLADE HOLLOW - RCPSA | GLADE HOLLOW DISTRIBUTION SYSTEM | FSD | 1 | 4/18/2022 12:00:00 AM
VA1167240 | PB | PBCU | 6M | RT | Y | DS001 | LCR05 | 559 GLADE HILL DRIVE | GLADE HOLLOW - RCPSA | GLADE HOLLOW DISTRIBUTION SYSTEM | FSD | 1 | 4/18/2022 12:00:00 AM
VA1167240 | PB | PBCU | 6M | RT | Y | DS001 | LCR07 | 865 GLADE HILL DRIVE | GLADE HOLLOW - RCPSA | GLADE HOLLOW DISTRIBUTION SYSTEM | FSD | 1 | 4/18/2022 12:00:00 AM
VA1167240 | PB | PBCU | 6M | RT | Y | DS001 | LCR10 | 585 RIVER MOUNTAIN ROAD | GLADE HOLLOW - RCPSA | GLADE HOLLOW DISTRIBUTION SYSTEM | FSD | 1 | 4/18/2022 12:00:00 AM
VA1167240 | TC | TC | MN | RT | Y | DS001 | TCR01 |  | GLADE HOLLOW - RCPSA | GLADE HOLLOW DISTRIBUTION SYSTEM |  | 3 | 4/18/2022 12:00:00 AM
VA1167275 | GE | THH5 | QT | RT | Y | DS001 | DBP01 | 591 US HWY 19 | HANSONVILLE - RCPSA | DS001 DISTRIBUTION SYSTEM |  | 1 | 8/6/2009 12:00:00 AM
VA1167275 | PB | PBCU | 3Y | RT | Y | DS001 | LCR01 | 37 WARNER ST. DONALD MESIER | HANSONVILLE - RCPSA | DS001 DISTRIBUTION SYSTEM | FSD | 1 | 8/6/2009 12:00:00 AM
VA1167275 | PB | PBCU | 3Y | RT | Y | DS001 | LCR03 | 44 ROLLING MEADOWS ROBERT FARMER | HANSONVILLE - RCPSA | DS001 DISTRIBUTION SYSTEM | FSD | 1 | 8/6/2009 12:00:00 AM
VA1167275 | PB | PBCU | 3Y | RT | Y | DS001 | LCR05 | 426 ROLLING MEADOWS EDDIE LAMBERT | HANSONVILLE - RCPSA | DS001 DISTRIBUTION SYSTEM | FSD | 1 | 8/6/2009 12:00:00 AM
VA1167275 | PB | PBCU | 3Y | RT | Y | DS001 | LCR06 | 282 FARMLAND DR. TERRY GRIZZLE | HANSONVILLE - RCPSA | DS001 DISTRIBUTION SYSTEM | FSD | 1 | 8/6/2009 12:00:00 AM
VA1167275 | PB | PBCU | 3Y | RT | Y | DS001 | LCR08 | 88 ROLLING MEADOWS BETTY WHITE | HANSONVILLE - RCPSA | DS001 DISTRIBUTION SYSTEM | FSD | 1 | 8/6/2009 12:00:00 AM
VA1167275 | PB | PBCU | 3Y | RT | Y | DS001 | LCR09 | 56 VALLEY VIEW DR. JOHN BARTEE | HANSONVILLE - RCPSA | DS001 DISTRIBUTION SYSTEM | FSD | 1 | 8/6/2009 12:00:00 AM
VA1167275 | PB | PBCU | 3Y | RT | Y | DS001 | LCR10 | 406 FARMLAND DR. JACK STATZER | HANSONVILLE - RCPSA | DS001 DISTRIBUTION SYSTEM | FSD | 1 | 8/6/2009 12:00:00 AM
VA1167275 | PB | PBCU | 3Y | RT | Y | DS001 | LCR13 | 1232 GREEN VALLEY RD. | HANSONVILLE - RCPSA | DS001 DISTRIBUTION SYSTEM | FSD | 1 | 8/6/2009 12:00:00 AM
VA1167275 | PB | PBCU | 3Y | RT | Y | DS001 | LCR15 | 297 DEER RUN RD. OPEN DOOR ASSBLY OF GOD | HANSONVILLE - RCPSA | DS001 DISTRIBUTION SYSTEM | FSD | 1 | 8/6/2009 12:00:00 AM
VA1167275 | PB | PBCU | 3Y | RT | Y | DS001 | LCR16 | 519 ROLLING MEADOWS RONNIE ADAMS | HANSONVILLE - RCPSA | DS001 DISTRIBUTION SYSTEM | FSD | 1 | 8/6/2009 12:00:00 AM
VA1167275 | TC | TC | MN | RT | Y | DS001 | TCR01 |  | HANSONVILLE - RCPSA | DS001 DISTRIBUTION SYSTEM |  | 6 | 8/6/2009 12:00:00 AM
VA1167275 | GE | MPN | QT | RT | Y | WL001 | RW001 | G V WELL 27A RAW TAP | HANSONVILLE - RCPSA | GREEN VALLEY WELL 27A |  | 1 | 8/6/2009 12:00:00 AM
VA1167275 | GE | MPN | QT | RT | Y | WL002 | RW002 | G V WELL 30C RAW TAP | HANSONVILLE - RCPSA | GREEN VALLEY WELL 30C |  | 1 | 8/6/2009 12:00:00 AM
VA1167300 | GE | THH5 | YR | RT | Y | DS001 | DBP04 | 6081 REDBUD HIGHWAY | HONAKER, TOWN OF | DISTRIBUTION SYSTEM |  | 1 | 12/18/1997 12:00:00 AM
VA1167300 | PB | PBCU | 3Y | RT | Y | DS001 | LCR01 | 79 HILLSIDE DR. | HONAKER, TOWN OF | DISTRIBUTION SYSTEM | FSD | 1 | 12/18/1997 12:00:00 AM
VA1167300 | PB | PBCU | 3Y | RT | Y | DS001 | LCR02 | 70 HILLSIDE DR. | HONAKER, TOWN OF | DISTRIBUTION SYSTEM | FSD | 1 | 12/18/1997 12:00:00 AM
VA1167300 | PB | PBCU | 3Y | RT | Y | DS001 | LCR03 | 343 SWORDS CREEK RD. | HONAKER, TOWN OF | DISTRIBUTION SYSTEM | FSD | 1 | 12/18/1997 12:00:00 AM
VA1167300 | PB | PBCU | 3Y | RT | Y | DS001 | LCR04 | 36 DOGWOOD ST. | HONAKER, TOWN OF | DISTRIBUTION SYSTEM | FSD | 1 | 12/18/1997 12:00:00 AM
VA1167300 | PB | PBCU | 3Y | RT | Y | DS001 | LCR05 | 39 DOGWOOD ST. | HONAKER, TOWN OF | DISTRIBUTION SYSTEM | FSD | 1 | 12/18/1997 12:00:00 AM
VA1167300 | PB | PBCU | 3Y | RT | Y | DS001 | LCR06 | 33 MAPLEWOOD DR. | HONAKER, TOWN OF | DISTRIBUTION SYSTEM | FSD | 1 | 12/18/1997 12:00:00 AM
VA1167300 | PB | PBCU | 3Y | RT | Y | DS001 | LCR07 | 1615 THOMPSON CREEK RD. | HONAKER, TOWN OF | DISTRIBUTION SYSTEM | FSD | 1 | 12/18/1997 12:00:00 AM
VA1167300 | PB | PBCU | 3Y | RT | Y | DS001 | LCR08 | 107 COUNTRY OAKS DR. | HONAKER, TOWN OF | DISTRIBUTION SYSTEM | FSD | 1 | 12/18/1997 12:00:00 AM
VA1167300 | PB | PBCU | 3Y | RT | Y | DS001 | LCR09 | 64 LOCUST ST. | HONAKER, TOWN OF | DISTRIBUTION SYSTEM | FSD | 1 | 12/18/1997 12:00:00 AM
VA1167300 | PB | PBCU | 3Y | RT | Y | DS001 | LCR10 | 6 GRASSY LANE | HONAKER, TOWN OF | DISTRIBUTION SYSTEM | FSD | 1 | 12/18/1997 12:00:00 AM
VA1167300 | TC | TC | MN | RT | Y | DS001 | TCR01 |  | HONAKER, TOWN OF | DISTRIBUTION SYSTEM |  | 6 | 12/18/1997 12:00:00 AM
VA1167300 | GE | VOC | QT | RT | Y | EP003 | EP003 | WL 3 TAP AFTER TREAT | HONAKER, TOWN OF | EP PUTMAN WELL |  | 1 | 12/18/1997 12:00:00 AM
VA1167300 | GE | NIT | YR | RT | Y | EP004 | EP004 | WL 4 TAP AFTER TREAT | HONAKER, TOWN OF | EP JOE BILL WELL |  | 1 | 12/18/1997 12:00:00 AM
VA1167300 | GE | VOC | YR | RT | Y | EP004 | EP004 | WL 4 TAP AFTER TREAT | HONAKER, TOWN OF | EP JOE BILL WELL |  | 1 | 12/18/1997 12:00:00 AM
VA1167300 | GE | MPN | QT | RT | Y | WL002 | RW002 | DAVIS RAW TAP | HONAKER, TOWN OF | WELL 2 - DAVIS WELL |  | 1 | 12/18/1997 12:00:00 AM
VA1167300 | GE | MPN | QT | RT | Y | WL003 | RW003 | PUTMAN RAW TAP | HONAKER, TOWN OF | WELL 3 - PUTNAM |  | 1 | 12/18/1997 12:00:00 AM
VA1167300 | GE | MPN | QT | RT | Y | WL004 | RW004 | JOE BILL RAW TAP | HONAKER, TOWN OF | WELL 4 - JOE BILL |  | 1 | 12/18/1997 12:00:00 AM
VA1167300 | GE | MPN | QT | RT | Y | WL005 | RW005 | NEW GARDEN RAW TAP | HONAKER, TOWN OF | WELL 5 - NEW GARDEN |  | 1 | 12/18/1997 12:00:00 AM
VA1167385 | PB | PBCU | 3Y | RT | Y | DS001 | LCR01 | OPERATIONS OFF SINK | E DILLON & COMPANY | DISTRIBUTION SYSTEM | FSD | 1 | 11/24/1997 12:00:00 AM
VA1167385 | PB | PBCU | 3Y | RT | Y | DS001 | LCR02 | MAIN OFFICE COFFEE S | E DILLON & COMPANY | DISTRIBUTION SYSTEM | FSD | 1 | 11/24/1997 12:00:00 AM
VA1167385 | PB | PBCU | 3Y | RT | Y | DS001 | LCR03 | SHOWERHSE FOUNTAIN | E DILLON & COMPANY | DISTRIBUTION SYSTEM | FSD | 1 | 11/24/1997 12:00:00 AM
VA1167385 | PB | PBCU | 3Y | RT | Y | DS001 | LCR04 | MAIN OFFICE WOMENS B | E DILLON & COMPANY | DISTRIBUTION SYSTEM | FSD | 1 | 11/24/1997 12:00:00 AM
VA1167385 | PB | PBCU | 3Y | RT | Y | DS001 | LCR05 | MAIN OFFICE MEN S BA | E DILLON & COMPANY | DISTRIBUTION SYSTEM | FSD | 1 | 11/24/1997 12:00:00 AM
VA1167385 | TC | TC | MN | RT | Y | DS001 | TCR01 |  | E DILLON & COMPANY | DISTRIBUTION SYSTEM |  | 3 | 11/24/1997 12:00:00 AM
VA1167385 | GE | MPN | QT | RT | Y | WL001 | RW001 | RAW WATER TAP | E DILLON & COMPANY | WELL |  | 1 | 11/24/1997 12:00:00 AM
VA1167455 | GE | THH5 | QT | RT | Y | DS001 | DBP01 | 2011 PIONEER DRIVE, LEBANON | LEBANON, TOWN OF | DISTRIBUTION SYSTEM |  | 1 | 3/21/1980 12:00:00 AM
VA1167455 | GE | THH5 | QT | RT | Y | DS001 | DBP03 | 443 HIGHLAND DRIVE | LEBANON, TOWN OF | DISTRIBUTION SYSTEM |  | 1 | 3/21/1980 12:00:00 AM
VA1167455 | TC | TC | MN | RT | Y | DS001 | TCR01 |  | LEBANON, TOWN OF | DISTRIBUTION SYSTEM |  | 12 | 3/21/1980 12:00:00 AM
VA1167455 | GE | TOCA | QT | RT | Y | IN001 | RW001 | RAW WATER SAMPLE TAP | LEBANON, TOWN OF | BIG CEDAR CREEK INTAKE |  | 1 | 3/21/1980 12:00:00 AM
VA1167455 | GE | TOC | QT | RT | Y | TP001 | UP001 | COMBINED FILTER EFFL | LEBANON, TOWN OF | TREATMENT PLANT |  | 1 | 3/21/1980 12:00:00 AM
VA1167540 | GE | THH5 | QT | RT | Y | DS001 | DBP01 | 2095 FINNEY ROAD | NEW GARDEN/FINNEY - RCPSA | DISTRIBUTION SYSTEM |  | 1 | 6/1/2015 12:00:00 AM
VA1167540 | TC | TC | MN | RT | Y | DS001 | TCR01 |  | NEW GARDEN/FINNEY - RCPSA | DISTRIBUTION SYSTEM |  | 3 | 6/1/2015 12:00:00 AM
VA1167718 | PB | PBCU | 3Y | RT | Y | DS001 | LCR01 | BOSTIC | RUSSELL COUNTY SHOPPING CENTER | DISTRIBUTION SYSTEM | FSD | 1 | 11/20/1997 12:00:00 AM
VA1167718 | PB | PBCU | 3Y | RT | Y | DS001 | LCR02 | LEONARD COMPANIES | RUSSELL COUNTY SHOPPING CENTER | DISTRIBUTION SYSTEM | FSD | 1 | 11/20/1997 12:00:00 AM
VA1167718 | PB | PBCU | 3Y | RT | Y | DS001 | LCR03 | HOME NURSING CO. | RUSSELL COUNTY SHOPPING CENTER | DISTRIBUTION SYSTEM | FSD | 1 | 11/20/1997 12:00:00 AM
VA1167718 | PB | PBCU | 3Y | RT | Y | DS001 | LCR04 | K+G RESTAURANT | RUSSELL COUNTY SHOPPING CENTER | DISTRIBUTION SYSTEM | FSD | 1 | 11/20/1997 12:00:00 AM
VA1167718 | PB | PBCU | 3Y | RT | Y | DS001 | LCR05 | JACKIE S BEAUTY | RUSSELL COUNTY SHOPPING CENTER | DISTRIBUTION SYSTEM | FSD | 1 | 11/20/1997 12:00:00 AM
VA1167718 | TC | TC | MN | RT | Y | DS001 | TCR01 |  | RUSSELL COUNTY SHOPPING CENTER | DISTRIBUTION SYSTEM |  | 3 | 11/20/1997 12:00:00 AM
VA1167718 | GE | MPN | YR | RT | Y | WL001 | RW001 | RAW WATER TAP | RUSSELL COUNTY SHOPPING CENTER | WELL |  | 1 | 11/20/1997 12:00:00 AM
VA1167740 | TC | TC | MN | RT | Y | DS001 | TCR01 |  | SLATES FARM CAMPGROUND | DISTRIBUTION SYSTEM |  | 3 | 4/19/2017 12:00:00 AM
VA1167740 | GE | NIT | YR | RT | Y | EP001 | EP001 | ENTRY POINT | SLATES FARM CAMPGROUND | ENTRY POINT |  | 1 | 4/19/2017 12:00:00 AM
VA1167740 | GE | MPN | QT | RT | Y | WL001 | RW001 | SLATES FARM CAMPGROUND WELL | SLATES FARM CAMPGROUND | SLATES FARM CAMPGROUND WELL |  | 1 | 4/19/2017 12:00:00 AM
VA1167814 | GE | THH5 | YR | RT | Y | DS001 | DBP01 | 3316 TUNNEL RD | THOMPSON CREEK - RCPSA | DISTRIBUTION SYSTEM |  | 1 | 4/1/2018 12:00:00 AM
VA1167814 | TC | TC | MN | RT | Y | DS001 | TCR01 |  | THOMPSON CREEK - RCPSA | DISTRIBUTION SYSTEM |  | 3 | 4/1/2018 12:00:00 AM
VA1167885 | PB | PBCU | 3Y | RT | Y | DS001 | LCR01 | 329 CLEVELAND HEIGHTS RD. | WALLACE MANOR | DISTRIBUTION SYSTEM | FSD | 1 | 12/3/1997 12:00:00 AM
VA1167885 | PB | PBCU | 3Y | RT | Y | DS001 | LCR02 | 90 CLEVELAND HEIGHTS RD. | WALLACE MANOR | DISTRIBUTION SYSTEM | FSD | 1 | 12/3/1997 12:00:00 AM
VA1167885 | PB | PBCU | 3Y | RT | Y | DS001 | LCR03 | 270 CLEVELAND HEIGHTS RD. | WALLACE MANOR | DISTRIBUTION SYSTEM | FSD | 1 | 12/3/1997 12:00:00 AM
VA1167885 | PB | PBCU | 3Y | RT | Y | DS001 | LCR05 | 160 CLEVELAND HEIGHTS RD. | WALLACE MANOR | DISTRIBUTION SYSTEM | FSD | 1 | 12/3/1997 12:00:00 AM
VA1167885 | PB | PBCU | 3Y | RT | Y | DS001 | LCR06 | 4720 JESSEES MILL RD. | WALLACE MANOR | DISTRIBUTION SYSTEM | FSD | 1 | 12/3/1997 12:00:00 AM
VA1167885 | TC | TC | MN | RT | Y | DS001 | TCR01 |  | WALLACE MANOR | DISTRIBUTION SYSTEM |  | 3 | 12/3/1997 12:00:00 AM
VA1167885 | GE | MPN | QT | RT | Y | WL001 | RW001 | #1 RAW TAP | WALLACE MANOR | WELL #1 |  | 1 | 12/3/1997 12:00:00 AM
VA1167885 | GE | MPN | QT | RT | Y | WL002 | RW002 | #2 RAW TAP | WALLACE MANOR | WELL #2 |  | 1 | 12/3/1997 12:00:00 AM
VA1167885 | GE | MPN | QT | RT | Y | WL003 | RW003 | #3 RAW TAP | WALLACE MANOR | WELL #3 |  | 1 | 12/3/1997 12:00:00 AM
VA1167900 | GE | THH5 | QT | RT | Y | DS001 | DBP02 | 8158 DRILL ROAD, ROWE, VA | SWORDS CREEK - RCPSA | DS001 - DISTRIBUTION SYSTEM |  | 1 | 12/15/1997 12:00:00 AM
VA1167900 | PB | PBCU | 3Y | RT | Y | DS001 | LCR02 | 79 FRANK HOOLOW RD | SWORDS CREEK - RCPSA | DS001 - DISTRIBUTION SYSTEM | FSD | 1 | 12/15/1997 12:00:00 AM
VA1167900 | PB | PBCU | 3Y | RT | Y | DS001 | LCR04 | 644 MAPLE GAP RD | SWORDS CREEK - RCPSA | DS001 - DISTRIBUTION SYSTEM | FSD | 1 | 12/15/1997 12:00:00 AM
VA1167900 | PB | PBCU | 3Y | RT | Y | DS001 | LCR05 | 3867 SWORDS CRK RD | SWORDS CREEK - RCPSA | DS001 - DISTRIBUTION SYSTEM | FSD | 1 | 12/15/1997 12:00:00 AM
VA1167900 | PB | PBCU | 3Y | RT | Y | DS001 | LCR06 | 71 JAMISON DRIVE | SWORDS CREEK - RCPSA | DS001 - DISTRIBUTION SYSTEM | FSD | 1 | 12/15/1997 12:00:00 AM
VA1167900 | PB | PBCU | 3Y | RT | Y | DS001 | LCR07 | 115 WHITES LANE | SWORDS CREEK - RCPSA | DS001 - DISTRIBUTION SYSTEM | FSD | 1 | 12/15/1997 12:00:00 AM
VA1167900 | PB | PBCU | 3Y | RT | Y | DS001 | LCR10 | 8153 SWORDS CRK RD | SWORDS CREEK - RCPSA | DS001 - DISTRIBUTION SYSTEM | FSD | 1 | 12/15/1997 12:00:00 AM
VA1167900 | PB | PBCU | 3Y | RT | Y | DS001 | LCR19 | 698 MAPLE GAP RD | SWORDS CREEK - RCPSA | DS001 - DISTRIBUTION SYSTEM | FSD | 1 | 12/15/1997 12:00:00 AM
VA1167900 | PB | PBCU | 3Y | RT | Y | DS001 | LCR21 | 9006 SWORDS CRK RD | SWORDS CREEK - RCPSA | DS001 - DISTRIBUTION SYSTEM | FSD | 1 | 12/15/1997 12:00:00 AM
VA1167900 | PB | PBCU | 3Y | RT | Y | DS001 | LCR22 | 63 WHITES LANE | SWORDS CREEK - RCPSA | DS001 - DISTRIBUTION SYSTEM | FSD | 1 | 12/15/1997 12:00:00 AM
VA1167900 | PB | PBCU | 3Y | RT | Y | DS001 | LCR25 | 652 CALL VALLEY RD | SWORDS CREEK - RCPSA | DS001 - DISTRIBUTION SYSTEM | FSD | 1 | 12/15/1997 12:00:00 AM
VA1167900 | TC | TC | MN | RT | Y | DS001 | TCR01 |  | SWORDS CREEK - RCPSA | DS001 - DISTRIBUTION SYSTEM |  | 9 | 12/15/1997 12:00:00 AM
VA1169011 | TC | TC | MN | RT | Y | DS001 | TCR01 |  | BARK CAMP | DISTRIBUTION SYSTEM |  | 3 | 6/9/2022 12:00:00 AM
VA1169011 | GE | MPN | QT | RT | Y | WL001 | RW001 | WELLHEAD | BARK CAMP | WELL NO 1 |  | 1 | 6/9/2022 12:00:00 AM
VA1169015 | TC | TC | MN | RT | Y | DS001 | TCR01 |  | CLINCH RIVER FAMILY CAMPGROUND | DISTRIBUTION SYSTEM |  | 3 | 10/5/2007 12:00:00 AM
VA1169015 | GE | MPN | QT | RT | Y | WL001 | RW001 | TAP BEFORE UV LIGHT | CLINCH RIVER FAMILY CAMPGROUND | WELL |  | 1 | 10/5/2007 12:00:00 AM
VA1169150 | GE | THH5 | QT | RT | Y | DS001 | DBP01 | VERNON ABEL | COVE CREEK/SCOTT CO PSA | DISTRIBUTION SYSTEM |  | 1 | 3/23/2006 12:00:00 AM
VA1169150 | TC | TC | MN | RT | Y | DS001 | TCR01 |  | COVE CREEK/SCOTT CO PSA | DISTRIBUTION SYSTEM |  | 3 | 3/23/2006 12:00:00 AM
VA1169200 | GE | THH5 | QT | RT | Y | DS001 | DBP02 | 14399 VETERANS MEMORIAL HWY | DUFFIELD_SCOTT CO PSA | DISTRIBUTION SYSTEM |  | 1 | 11/18/1971 12:00:00 AM
VA1169200 | GE | THH5 | QT | RT | Y | DS001 | DBP03 | 25046 US HWY 23 NORTH | DUFFIELD_SCOTT CO PSA | DISTRIBUTION SYSTEM |  | 1 | 11/18/1971 12:00:00 AM
VA1169200 | PB | PBCU | 3Y | RT | Y | DS001 | LCR02 | 300 PATTONSVILLE RD | DUFFIELD_SCOTT CO PSA | DISTRIBUTION SYSTEM | FSD | 1 | 11/18/1971 12:00:00 AM
VA1169200 | PB | PBCU | 3Y | RT | Y | DS001 | LCR03 | 266 JANA LANE | DUFFIELD_SCOTT CO PSA | DISTRIBUTION SYSTEM | FSD | 1 | 11/18/1971 12:00:00 AM
VA1169200 | PB | PBCU | 3Y | RT | Y | DS001 | LCR10 | 268 JANA LANE | DUFFIELD_SCOTT CO PSA | DISTRIBUTION SYSTEM | FSD | 1 | 11/18/1971 12:00:00 AM
VA1169200 | PB | PBCU | 3Y | RT | Y | DS001 | LCR13 | 165 DEPOT LANE | DUFFIELD_SCOTT CO PSA | DISTRIBUTION SYSTEM | FSD | 1 | 11/18/1971 12:00:00 AM
VA1169200 | PB | PBCU | 3Y | RT | Y | DS001 | LCR14 | 142 CIMARRON DR | DUFFIELD_SCOTT CO PSA | DISTRIBUTION SYSTEM | FSD | 1 | 11/18/1971 12:00:00 AM
VA1169200 | PB | PBCU | 3Y | RT | Y | DS001 | LCR18 | 557 FRALEY AVE | DUFFIELD_SCOTT CO PSA | DISTRIBUTION SYSTEM | FSD | 1 | 11/18/1971 12:00:00 AM
VA1169200 | PB | PBCU | 3Y | RT | Y | DS001 | LCR19 | 115 BOWEN CT | DUFFIELD_SCOTT CO PSA | DISTRIBUTION SYSTEM | FSD | 1 | 11/18/1971 12:00:00 AM
VA1169200 | PB | PBCU | 3Y | RT | Y | DS001 | LCR21 | 147 KANE COURT LN | DUFFIELD_SCOTT CO PSA | DISTRIBUTION SYSTEM | FSD | 1 | 11/18/1971 12:00:00 AM
VA1169200 | PB | PBCU | 3Y | RT | Y | DS001 | LCR27 | 13990 CLINCH RIVER HWY FORT BLACKMORE | DUFFIELD_SCOTT CO PSA | DISTRIBUTION SYSTEM | FSD | 1 | 11/18/1971 12:00:00 AM
VA1169200 | PB | PBCU | 3Y | RT | Y | DS001 | LCR32 | 219 STARVIEW DRIVE | DUFFIELD_SCOTT CO PSA | DISTRIBUTION SYSTEM | FSD | 1 | 11/18/1971 12:00:00 AM
VA1169200 | PB | PBCU | 3Y | RT | Y | DS001 | LCR34 | 1284 POWELL MOUNTAIN RD | DUFFIELD_SCOTT CO PSA | DISTRIBUTION SYSTEM | FSD | 1 | 11/18/1971 12:00:00 AM
VA1169200 | PB | PBCU | 3Y | RT | Y | DS001 | LCR38 | 1673 PURCHASE RIDGE RD | DUFFIELD_SCOTT CO PSA | DISTRIBUTION SYSTEM | FSD | 1 | 11/18/1971 12:00:00 AM
VA1169200 | PB | PBCU | 3Y | RT | Y | DS001 | LCR40 | 4808 FAIRVIEW ROAD | DUFFIELD_SCOTT CO PSA | DISTRIBUTION SYSTEM | FSD | 1 | 11/18/1971 12:00:00 AM
VA1169200 | PB | PBCU | 3Y | RT | Y | DS001 | LCR41 | 3698 CANTON ROAD | DUFFIELD_SCOTT CO PSA | DISTRIBUTION SYSTEM | FSD | 1 | 11/18/1971 12:00:00 AM
VA1169200 | PB | PBCU | 3Y | RT | Y | DS001 | LCR43 | 1190 KINGDOM ROAD | DUFFIELD_SCOTT CO PSA | DISTRIBUTION SYSTEM | FSD | 1 | 11/18/1971 12:00:00 AM
VA1169200 | PB | PBCU | 3Y | RT | Y | DS001 | LCR46 | 355 NO MAN'S LAND | DUFFIELD_SCOTT CO PSA | DISTRIBUTION SYSTEM | FSD | 1 | 11/18/1971 12:00:00 AM
VA1169200 | PB | PBCU | 3Y | RT | Y | DS001 | LCR49 | 10585 CLINCH RIVER HWY | DUFFIELD_SCOTT CO PSA | DISTRIBUTION SYSTEM | FSD | 1 | 11/18/1971 12:00:00 AM
VA1169200 | PB | PBCU | 3Y | RT | Y | DS001 | LCR50 | 1471 RYE COVE MEMORIAL DRIVE | DUFFIELD_SCOTT CO PSA | DISTRIBUTION SYSTEM | FSD | 1 | 11/18/1971 12:00:00 AM
VA1169200 | PB | PBCU | 3Y | RT | Y | DS001 | LCR55 | 3325 MABE STANLEYTOWN ROAD | DUFFIELD_SCOTT CO PSA | DISTRIBUTION SYSTEM | FSD | 1 | 11/18/1971 12:00:00 AM
VA1169200 | PB | PBCU | 3Y | RT | Y | DS001 | LCR59 | 4432 ANGLERS WAY | DUFFIELD_SCOTT CO PSA | DISTRIBUTION SYSTEM | FSD | 1 | 11/18/1971 12:00:00 AM
VA1169200 | TC | TC | MN | RT | Y | DS001 | TCR01 |  | DUFFIELD_SCOTT CO PSA | DISTRIBUTION SYSTEM |  | 15 | 11/18/1971 12:00:00 AM
VA1169200 | GE | FRFL | MN | ST | N | EP001 | EP001 | WTP - ENTRY POINT | DUFFIELD_SCOTT CO PSA | ENTRY POINT - WTP |  | 3 | 11/18/1971 12:00:00 AM
VA1169200 | GE | TOCA | QT | RT | Y | IN001 | RW001 | RAW WATER TAP | DUFFIELD_SCOTT CO PSA | INTAKE - NORTH FORK CLINCH RIVER |  | 1 | 11/18/1971 12:00:00 AM
VA1169200 | GE | TOC | QT | RT | Y | TP001 | UP001 | COMBINED FILTER EFFL | DUFFIELD_SCOTT CO PSA | TREATMENT PLANT |  | 1 | 11/18/1971 12:00:00 AM
VA1169200 | GE | MPN | QT | RT | Y | WL001 | RW003 | RAW WATER TAP | DUFFIELD_SCOTT CO PSA | FT BLACKMORE METHODIST CAMP WELL |  | 1 | 11/18/1971 12:00:00 AM
VA1169225 | GE | TTHM | YR | RT | Y | DS001 | DBP02 | DOROTHY TRIVETTE | DUNGANNON, TOWN OF | DISTRIBUTION SYSTEM |  | 1 | 5/28/1981 12:00:00 AM
VA1169225 | GE | HAA5 | YR | RT | Y | DS001 | DBP03 | FIRST BAPTIST CHURCH | DUNGANNON, TOWN OF | DISTRIBUTION SYSTEM |  | 1 | 5/28/1981 12:00:00 AM
VA1169225 | TC | TC | MN | RT | Y | DS001 | TCR01 |  | DUNGANNON, TOWN OF | DISTRIBUTION SYSTEM |  | 3 | 5/28/1981 12:00:00 AM
VA1169275 | GE | THH5 | YR | RT | Y | DS001 | DBP02 | HARRY MCCLELLAN | EAST CARTERS VALLEY | DISTRIBUTION SYSTEM |  | 1 | 3/8/1989 12:00:00 AM
VA1169275 | TC | TC | MN | RT | Y | DS001 | TCR01 |  | EAST CARTERS VALLEY | DISTRIBUTION SYSTEM |  | 3 | 3/8/1989 12:00:00 AM
VA1169300 | GE | THH5 | YR | RT | Y | DS001 | DBP02 | HARRY MCCLELLAN | ECV/SCOTT CO PSA | DISTRIBUTION SYSTEM |  | 1 | 10/23/1992 12:00:00 AM
VA1169300 | TC | TC | MN | RT | Y | DS001 | TCR01 |  | ECV/SCOTT CO PSA | DISTRIBUTION SYSTEM |  | 3 | 10/23/1992 12:00:00 AM
VA1169300 | GE | VOC | 3Y | RT | Y | EP001 | EP001 | TAP AFTER CL2 | ECV/SCOTT CO PSA | ENTRY POINT |  | 1 | 10/23/1992 12:00:00 AM
VA1169300 | GE | MPN | QT | RT | Y | WL001 | RW001 | WELLHEAD | ECV/SCOTT CO PSA | LYN MAR WELL |  | 1 | 10/23/1992 12:00:00 AM
VA1169350 | GE | THH5 | QT | RT | Y | DS001 | DBP01 | BOBBY HARLIN | BOOZY CREEK/SCOTT CO PSA | DISTRIBUTION SYSTEM |  | 1 | 3/23/2006 12:00:00 AM
VA1169350 | TC | TC | MN | RT | Y | DS001 | TCR01 |  | BOOZY CREEK/SCOTT CO PSA | DISTRIBUTION SYSTEM |  | 3 | 3/23/2006 12:00:00 AM
VA1169380 | GE | THH5 | YR | RT | Y | DS001 | DBP01 | BIG MOCCASIN | SCPSA-BIG MOCCASIN | BIG MOCCASIN |  | 1 | 5/13/2020 12:00:00 AM
VA1169380 | TC | TC | MN | RT | Y | DS001 | TCR01 |  | SCPSA-BIG MOCCASIN | BIG MOCCASIN |  | 3 | 5/13/2020 12:00:00 AM
VA1169405 | GE | THH5 | QT | RT | Y | DS013 | DBP04 | 3719 RED HILL ROAD | GATE CITY, TOWN OF | DISTRIBUTION SYSTEM |  | 1 | 10/25/1950 12:00:00 AM
VA1169405 | TC | TC | MN | RT | Y | DS013 | TCR01 |  | GATE CITY, TOWN OF | DISTRIBUTION SYSTEM |  | 6 | 10/25/1950 12:00:00 AM
VA1169405 | GE | FRFL | MN | ST | N | EP001 | EP001 | WTP - ENTRY POINT | GATE CITY, TOWN OF | ENTRY POINT |  | 3 | 10/25/1950 12:00:00 AM
VA1169405 | GE | TOCA | QT | RT | Y | IN001 | RW001 | RAW WATER TAP | GATE CITY, TOWN OF | INTAKE - BIG MOCCASIN CREEK |  | 1 | 10/25/1950 12:00:00 AM
VA1169405 | GE | TOC | QT | RT | Y | TP003 | UP001 | COMBINED FILTER EFFL | GATE CITY, TOWN OF | GATE CITY WTP |  | 1 | 10/25/1950 12:00:00 AM
VA1169415 | GE | THH5 | QT | RT | Y | DS001 | DBP02 | 114 QUARRYVIEW LANE | DANIEL BOONE/SCOTT CO PSA | DISTRIBUTION SYSTEM |  | 1 | 10/25/2004 12:00:00 AM
VA1169415 | PB | PBCU | 3Y | RT | Y | DS001 | LCR03 | RT 6, BOX 395 | DANIEL BOONE/SCOTT CO PSA | DISTRIBUTION SYSTEM | FSD | 1 | 10/25/2004 12:00:00 AM
VA1169415 | PB | PBCU | 3Y | RT | Y | DS001 | LCR06 | RT 6, BOX 514 | DANIEL BOONE/SCOTT CO PSA | DISTRIBUTION SYSTEM | FSD | 1 | 10/25/2004 12:00:00 AM
VA1169415 | PB | PBCU | 3Y | RT | Y | DS001 | LCR17 | RT 6, BOX 213 | DANIEL BOONE/SCOTT CO PSA | DISTRIBUTION SYSTEM | FSD | 1 | 10/25/2004 12:00:00 AM
VA1169415 | PB | PBCU | 3Y | RT | Y | DS001 | LCR23 | 122 HOBB KNOB DR | DANIEL BOONE/SCOTT CO PSA | DISTRIBUTION SYSTEM | FSD | 1 | 10/25/2004 12:00:00 AM
VA1169415 | PB | PBCU | 3Y | RT | Y | DS001 | LCR24 | RT 6, BOX 426 | DANIEL BOONE/SCOTT CO PSA | DISTRIBUTION SYSTEM | FSD | 1 | 10/25/2004 12:00:00 AM
VA1169415 | PB | PBCU | 3Y | RT | Y | DS001 | LCR26 | RT 6, BOX 370 | DANIEL BOONE/SCOTT CO PSA | DISTRIBUTION SYSTEM | FSD | 1 | 10/25/2004 12:00:00 AM
VA1169415 | PB | PBCU | 3Y | RT | Y | DS001 | LCR28 | 1425 DANIEL BOONE RD | DANIEL BOONE/SCOTT CO PSA | DISTRIBUTION SYSTEM | FSD | 1 | 10/25/2004 12:00:00 AM
VA1169415 | PB | PBCU | 3Y | RT | Y | DS001 | LCR30 | RT 6, BOX 276 | DANIEL BOONE/SCOTT CO PSA | DISTRIBUTION SYSTEM | FSD | 1 | 10/25/2004 12:00:00 AM
VA1169415 | PB | PBCU | 3Y | RT | Y | DS001 | LCR32 | RT 6, BOX 298 | DANIEL BOONE/SCOTT CO PSA | DISTRIBUTION SYSTEM | FSD | 1 | 10/25/2004 12:00:00 AM
VA1169415 | PB | PBCU | 3Y | RT | Y | DS001 | LCR33 | RT 6, BOX 446 | DANIEL BOONE/SCOTT CO PSA | DISTRIBUTION SYSTEM | FSD | 1 | 10/25/2004 12:00:00 AM
VA1169415 | TC | TC | MN | RT | Y | DS001 | TCR01 |  | DANIEL BOONE/SCOTT CO PSA | DISTRIBUTION SYSTEM |  | 3 | 10/25/2004 12:00:00 AM
VA1169425 | GE | THH5 | QT | RT | Y | DS001 | DBP01 | 638 RURITAN RUN ROAD | SCPSA-MANVILLE | DISTRIBUTION SYSTEM |  | 1 | 6/15/2016 12:00:00 AM
VA1169425 | TC | TC | MN | RT | Y | DS001 | TCR01 |  | SCPSA-MANVILLE | DISTRIBUTION SYSTEM |  | 3 | 6/15/2016 12:00:00 AM
VA1169650 | GE | THH5 | QT | RT | Y | DS010 | DBP02 | 14194 YUMA RD (JOHN MINNICH) | MOCCASIN GAP_SCOTT CO PSA | DISTRIBUTION SYSTEM |  | 1 | 6/18/1950 12:00:00 AM
VA1169650 | GE | THH5 | QT | RT | Y | DS010 | DBP03 | 6674 AP CARTER HIGHWAY | MOCCASIN GAP_SCOTT CO PSA | DISTRIBUTION SYSTEM |  | 1 | 6/18/1950 12:00:00 AM
VA1169650 | TC | TC | MN | RT | Y | DS010 | TCR01 |  | MOCCASIN GAP_SCOTT CO PSA | DISTRIBUTION SYSTEM |  | 21 | 6/18/1950 12:00:00 AM
VA1169650 | GE | FRFL | MN | ST | N | EP001 | EP001 | WTP - ENTRY POINT | MOCCASIN GAP_SCOTT CO PSA | ENTRY POINT |  | 3 | 6/18/1950 12:00:00 AM
VA1169650 | GE | ICMT | YR | RT | Y | EP001 | EP001 | WTP - ENTRY POINT | MOCCASIN GAP_SCOTT CO PSA | ENTRY POINT |  | 1 | 6/18/1950 12:00:00 AM
VA1169650 | GE | VOC | YR | RT | Y | EP001 | EP001 | WTP - ENTRY POINT | MOCCASIN GAP_SCOTT CO PSA | ENTRY POINT |  | 1 | 6/18/1950 12:00:00 AM
VA1169650 | GE | TOCA | QT | RT | Y | IN001 | RW001 | RAW WATER TAP | MOCCASIN GAP_SCOTT CO PSA | BIG MOCASSIN CREEK INTAKE |  | 1 | 6/18/1950 12:00:00 AM
VA1169650 | GE | TOC | QT | RT | Y | TP002 | UP001 | COMBINED FILTER EFFL | MOCCASIN GAP_SCOTT CO PSA | MOCCASIN GAP WTP |  | 1 | 6/18/1950 12:00:00 AM
VA1169725 | GE | THH5 | YR | RT | Y | DS001 | DBP03 | AMY CAMPBELL- 409 CRABAPPLE RD | SCPSA - NICKELSVILLE | DISTRIBUTION SYSTEM |  | 1 | 2/12/1964 12:00:00 AM
VA1169725 | TC | TC | MN | RT | Y | DS001 | TCR01 |  | SCPSA - NICKELSVILLE | DISTRIBUTION SYSTEM |  | 6 | 2/12/1964 12:00:00 AM
VA1169725 | GE | ICMT | YR | RT | Y | EP004 | EP004 | TAP AFTER CHLORINATI | SCPSA - NICKELSVILLE | ENTRY POINT WELL #4 |  | 1 | 2/12/1964 12:00:00 AM
VA1169725 | GE | NIT | YR | RT | Y | EP004 | EP004 | TAP AFTER CHLORINATI | SCPSA - NICKELSVILLE | ENTRY POINT WELL #4 |  | 1 | 2/12/1964 12:00:00 AM
VA1169725 | GE | VOC | YR | RT | Y | EP004 | EP004 | TAP AFTER CHLORINATI | SCPSA - NICKELSVILLE | ENTRY POINT WELL #4 |  | 1 | 2/12/1964 12:00:00 AM
VA1169725 | GE | ICMT | YR | RT | Y | EP006 | EP006 | TAP AFTER CHLORINATI | SCPSA - NICKELSVILLE | ENTRY POINT - WELL #6 |  | 1 | 2/12/1964 12:00:00 AM
VA1169725 | GE | NIT | YR | RT | Y | EP006 | EP006 | TAP AFTER CHLORINATI | SCPSA - NICKELSVILLE | ENTRY POINT - WELL #6 |  | 1 | 2/12/1964 12:00:00 AM
VA1169725 | GE | VOC | YR | RT | Y | EP006 | EP006 | TAP AFTER CHLORINATI | SCPSA - NICKELSVILLE | ENTRY POINT - WELL #6 |  | 1 | 2/12/1964 12:00:00 AM
VA1169725 | GE | ICMT | YR | RT | Y | EP007 | EP007 | TAP AFTER CL2 | SCPSA - NICKELSVILLE | ENTRY POINT MEMBRANE PLANT |  | 1 | 2/12/1964 12:00:00 AM
VA1169725 | GE | VOC | YR | RT | Y | EP007 | EP007 | TAP AFTER CL2 | SCPSA - NICKELSVILLE | ENTRY POINT MEMBRANE PLANT |  | 1 | 2/12/1964 12:00:00 AM
VA1169725 | GE | ICMT | YR | RT | Y | EP008 | EP008 | TAP AT WELL HEAD | SCPSA - NICKELSVILLE | ENTRY POINT WELL #8 |  | 1 | 2/12/1964 12:00:00 AM
VA1169725 | GE | NIT | YR | RT | Y | EP008 | EP008 | TAP AT WELL HEAD | SCPSA - NICKELSVILLE | ENTRY POINT WELL #8 |  | 1 | 2/12/1964 12:00:00 AM
VA1169725 | GE | VOC | YR | RT | Y | EP008 | EP008 | TAP AT WELL HEAD | SCPSA - NICKELSVILLE | ENTRY POINT WELL #8 |  | 1 | 2/12/1964 12:00:00 AM
VA1169725 | GE | MPN | QT | RT | Y | WL004 | RW004 | W4 RAW WATER TAP | SCPSA - NICKELSVILLE | WELL #4 |  | 1 | 2/12/1964 12:00:00 AM
VA1169725 | GE | MPN | QT | RT | Y | WL006 | RW006 | W6 RAW WATER TAP | SCPSA - NICKELSVILLE | WELL #6 |  | 1 | 2/12/1964 12:00:00 AM
VA1169725 | GE | MPN | QT | RT | Y | WL008 | RW008 | W8 RAW WATER TAP | SCPSA - NICKELSVILLE | WELL #8 |  | 1 | 2/12/1964 12:00:00 AM
VA1169868 | TC | TC | MN | RT | Y | DS001 | TCR01 |  | SCOTT COUNTY PARK | DISTIBUTION SYSTEM |  | 3 | 1/1/1990 12:00:00 AM
VA1169900 | GE | THH5 | QT | RT | Y | DS001 | DBP01 | TOMMY GRAHAM-205 HICKMAN RD | SPRING VALLEY SUBDIVISION | DISTRIBUTION SYSTEM |  | 1 | 7/27/1970 12:00:00 AM
VA1169900 | TC | TC | MN | RT | Y | DS001 | TCR01 |  | SPRING VALLEY SUBDIVISION | DISTRIBUTION SYSTEM |  | 3 | 7/27/1970 12:00:00 AM
VA1169929 | TC | TC | MN | RT | Y | DS001 | TCR01 |  | TWIN SPRINGS HIGH SCHOOL | DISTRIBUTION SYSTEM |  | 3 | 1/1/1989 12:00:00 AM
VA1169929 | GE | MPN | QT | RT | Y | WL001 | RW001 | TAP AT WELLHEAD | TWIN SPRINGS HIGH SCHOOL | WELL |  | 1 | 1/1/1989 12:00:00 AM
VA1173010 | TC | TC | MN | RT | Y | DS002 | TCR01 |  | POOR VALLEY | DISTRIBUTION SYSTEM |  | 3 | 5/1/1989 12:00:00 AM
VA1173011 | TC | TC | MN | RT | Y | DS950 | TCR01 |  | A. R. E. CAMP TES | DISTRIBUTION SYSTEM |  | 2 | 6/16/2020 12:00:00 AM
VA1173023 | GE | THH5 | YR | RT | Y | DS001 | DBP01 | 7468 LEE HIGHWAY | ATKINS EXTENSION | DISTRIBUTION SYSTEM |  | 1 | 2/15/1980 12:00:00 AM
VA1173023 | TC | TC | MN | RT | Y | DS001 | TCR01 |  | ATKINS EXTENSION | DISTRIBUTION SYSTEM |  | 3 | 2/15/1980 12:00:00 AM
VA1173050 | TC | TC | QT | RT | Y | DS001 | TCR01 |  | BLUE RIDGE DISCOVERY CENTER | DISTRIBUTION SYSTEM |  | 1 | 5/13/2022 12:00:00 AM
VA1173050 | GE | NIT | YR | RT | Y | EP001 | EP001 | ENTRY POINT | BLUE RIDGE DISCOVERY CENTER | ENTRY POINT |  | 1 | 5/13/2022 12:00:00 AM
VA1173070 | TC | TC | MN | RT | Y | DS950 | TCR01 |  | BRUSHY MOUNTAIN ADMIN SITE | DISTRIBUTION SYSTEM |  | 3 | 5/22/1980 12:00:00 AM
VA1173070 | GE | NIT | YR | RT | Y | EP001 | EP001 | OUTSIDE HYDRANT | BRUSHY MOUNTAIN ADMIN SITE | ENTRY POINT - WELL |  | 1 | 5/22/1980 12:00:00 AM
VA1173090 | GE | THH5 | YR | RT | Y | DS001 | DBP01 | MARVIN PERRY RES. | CHILHOWIE, TOWN OF | DISTRIBUTION SYSTEM |  | 1 | 6/24/1977 12:00:00 AM
VA1173090 | GE | THH5 | YR | RT | Y | DS001 | DBP03 | LONGWALL ASSOCIATES | CHILHOWIE, TOWN OF | DISTRIBUTION SYSTEM |  | 1 | 6/24/1977 12:00:00 AM
VA1173090 | TC | TC | MN | RT | Y | DS001 | TCR01 |  | CHILHOWIE, TOWN OF | DISTRIBUTION SYSTEM |  | 15 | 6/24/1977 12:00:00 AM
VA1173106 | GE | THH5 | YR | RT | Y | DS001 | DBP01 | 840 E HUNGRY MOTHER | EAST HUNGRY MOTHER | DISTRIBUTION SYSTEM |  | 1 | 4/3/2007 12:00:00 AM
VA1173106 | TC | TC | MN | RT | Y | DS001 | TCR01 |  | EAST HUNGRY MOTHER | DISTRIBUTION SYSTEM |  | 3 | 4/3/2007 12:00:00 AM
VA1173265 | TC | TC | QT | RT | Y |  |  |  | HIGH COUNTRY HORSE CAMP |  |  | 1 | 6/1/2020 12:00:00 AM
VA1173271 | TC | TC | MN | RT | Y | DS950 | TCR01 |  | KONNAROCK COMMUNITY CENTER | DISTRIBUTION SYSTEM |  | 3 | 7/1/2015 12:00:00 AM
VA1173280 | TC | TC | MN | RT | Y | DS950 | TCR01 |  | HURRICANE RECREATION AREA | DISTRIBUTION SYSTEM |  | 3 | 5/5/1980 12:00:00 AM
VA1173280 | GE | NIT | YR | RT | Y | EP001 | EP001 | TAP AFTER TREATMENT | HURRICANE RECREATION AREA | ENTRY POINT - WELL |  | 1 | 5/5/1980 12:00:00 AM
VA1173280 | GE | MPN | QT | RT | Y | WL001 | RW001 | WELLHEAD | HURRICANE RECREATION AREA | WELL |  | 1 | 5/5/1980 12:00:00 AM
VA1173300 | TC | TC | MN | RT | Y | DS001 | TCR01 |  | HUTTON BRANCH | DISTRIBUTION SYSTEM |  | 3 | 3/26/2003 12:00:00 AM
VA1173300 | GE | MPN | QT | RT | Y | WL002 | RW002 | WELL NO. 2 | HUTTON BRANCH | WELL NO. 2 |  | 1 | 3/26/2003 12:00:00 AM
VA1173481 | GE | THH5 | QT | RT | Y | DS001 | DB502 | CHURCH OF CHRIST | MARION, TOWN OF | DISTRIBUTION SYSTEM |  | 1 | 6/24/1977 12:00:00 AM
VA1173481 | GE | THH5 | QT | RT | Y | DS001 | DB505 | DISTRICT 3 OFFICES | MARION, TOWN OF | DISTRIBUTION SYSTEM |  | 1 | 6/24/1977 12:00:00 AM
VA1173481 | TC | TC | MN | RT | Y | DS001 | TCR01 |  | MARION, TOWN OF | DISTRIBUTION SYSTEM |  | 30 | 6/24/1977 12:00:00 AM
VA1173481 | GE | FRFL | MN | ST | N | EP002 | EP002 | LAB SINK | MARION, TOWN OF | ENTRY POINT - WTP |  | 3 | 6/24/1977 12:00:00 AM
VA1173481 | GE | TOCA | QT | RT | Y | IN001 | RW001 | RAW WATER SAMPLE TAP | MARION, TOWN OF | MIDDLE FORK HOLSTON RIVER |  | 1 | 6/24/1977 12:00:00 AM
VA1173481 | GE | MPN | MN | RT | Y | SP001 | RW001 | SPRING RAW TAP | MARION, TOWN OF | TOWN SPRING - NO. 1 |  | 3 | 6/24/1977 12:00:00 AM
VA1173481 | GE | TOC | QT | RT | Y | TP002 | UP010 | COMBINED FILT. EFF. | MARION, TOWN OF | WATER TREATMENT PLANT |  | 1 | 6/24/1977 12:00:00 AM
VA1173550 | TC | TC | MN | RT | Y | DS950 | TCR01 |  | RACCOON BRANCH | DISTRIBUTION SYSTEM |  | 3 | 4/15/2022 12:00:00 AM
VA1173720 | GE | THH5 | YR | RT | Y | DS001 | DBP01 | 1706 COTTON LANE | SAINT CLAIRS CREEK | DISTRIBUTION SYSTEM |  | 1 | 11/7/2000 12:00:00 AM
VA1173720 | TC | TC | MN | RT | Y | DS001 | TCR01 |  | SAINT CLAIRS CREEK | DISTRIBUTION SYSTEM |  | 3 | 11/7/2000 12:00:00 AM
VA1173723 | GE | THH5 | YR | RT | Y | DS900 | DBP01 | RT 107 PUMP STATION | SALTVILLE, TOWN OF | DISTRIBUTION SYSTEM |  | 1 | 2/18/1975 12:00:00 AM
VA1173723 | TC | TC | MN | RT | Y | DS900 | TCR01 |  | SALTVILLE, TOWN OF | DISTRIBUTION SYSTEM |  | 9 | 2/18/1975 12:00:00 AM
VA1173723 | GE | FL2 | MN | ST | N | EP002 | EP002 | CARDWELL TAP AFT CL | SALTVILLE, TOWN OF | ENTRY POINT - CARDWELL TOWN WELL |  | 3 | 2/18/1975 12:00:00 AM
VA1173723 | GE | MPN | QT | RT | Y | WL002 | RW002 | WELLHEAD | SALTVILLE, TOWN OF | CARDWELL TOWN |  | 1 | 2/18/1975 12:00:00 AM
VA1173723 | GE | MPN | QT | RT | Y | WL003 | RW003 | WELLHEAD | SALTVILLE, TOWN OF | WELL NO. 10 |  | 1 | 2/18/1975 12:00:00 AM
VA1173738 | GE | THH5 | YR | RT | Y | DS100 | DBP01 | 2866 SOUTH FORK RD | SOUTH FORK | DISTRIBUTION SYSTEM |  | 1 | 11/15/2001 12:00:00 AM
VA1173738 | TC | TC | MN | RT | Y | DS100 | TCR01 |  | SOUTH FORK | DISTRIBUTION SYSTEM |  | 3 | 11/15/2001 12:00:00 AM
VA1173742 | TC | TC | MN | RT | Y | DS900 | TCR01 |  | RYE VALLEY WATER AUTHORITY | DISTRIBUTION SYSTEM |  | 6 | 6/24/1977 12:00:00 AM
VA1173742 | GE | NIT | YR | RT | Y | EP001 | EP001 | TAP AFTER TREATMENT | RYE VALLEY WATER AUTHORITY | ENTRY POINT |  | 1 | 6/24/1977 12:00:00 AM
VA1173745 | GE | THH5 | YR | RT | Y | DS001 | DBP01 | RANDY RICH RESIDENCE | ST. JOHNS CROSSING | DISTRIBUTION SYSTEM |  | 1 | 5/1/2008 12:00:00 AM
VA1173745 | TC | TC | MN | RT | Y | DS001 | TCR01 |  | ST. JOHNS CROSSING | DISTRIBUTION SYSTEM |  | 3 | 5/1/2008 12:00:00 AM
VA1173770 | GE | THH5 | QT | RT | Y | DS900 | DBP01 | 135 DRY FORK RD | THOMAS BRIDGE WATER CORP | DISTRIBUTION SYSTEM |  | 1 | 6/24/1977 12:00:00 AM
VA1173770 | GE | THH5 | QT | RT | Y | DS900 | DBP02 | 272 NORTH OVERLOOK ROAD | THOMAS BRIDGE WATER CORP | DISTRIBUTION SYSTEM |  | 1 | 6/24/1977 12:00:00 AM
VA1173770 | TC | TC | MN | RT | Y | DS900 | TCR01 |  | THOMAS BRIDGE WATER CORP | DISTRIBUTION SYSTEM |  | 12 | 6/24/1977 12:00:00 AM
VA1173770 | GE | TOCA | QT | RT | Y | IN001 | RW001 | RAW H2O SAMPLE TAP | THOMAS BRIDGE WATER CORP | SOUTH FORK HOLSTON RIVER |  | 1 | 6/24/1977 12:00:00 AM
VA1173770 | GE | TOC | QT | RT | Y | TP001 | UP001 | COMBINED FILT. EFF. | THOMAS BRIDGE WATER CORP | WATER TREATMENT PLANT |  | 1 | 6/24/1977 12:00:00 AM
VA1173783 | GE | THH5 | QT | RT | Y | DS950 | DBP02 | 376 BLAKE ROAD | WALKER CREEK | DISTRIBUTION SYSTEM |  | 1 | 2/16/1996 12:00:00 AM
VA1173783 | PB | PBCU | YR | RT | Y | DS950 | LCR09 | 546 SPRING VALLEY RD | WALKER CREEK | DISTRIBUTION SYSTEM | FSD | 1 | 2/16/1996 12:00:00 AM
VA1173783 | PB | PBCU | YR | RT | Y | DS950 | LCR18 | 1185 CLEGHORN VALLEY | WALKER CREEK | DISTRIBUTION SYSTEM | FSD | 1 | 2/16/1996 12:00:00 AM
VA1173783 | PB | PBCU | YR | RT | Y | DS950 | LCR25 | 117 CLEGHORN VAL RD | WALKER CREEK | DISTRIBUTION SYSTEM | FSD | 1 | 2/16/1996 12:00:00 AM
VA1173783 | PB | PBCU | YR | RT | Y | DS950 | LCR28 | 116 HILLCREST CIRCLE | WALKER CREEK | DISTRIBUTION SYSTEM | FSD | 1 | 2/16/1996 12:00:00 AM
VA1173783 | PB | PBCU | YR | RT | Y | DS950 | LCR30 | 559 VALLEY RD | WALKER CREEK | DISTRIBUTION SYSTEM | FSD | 1 | 2/16/1996 12:00:00 AM
VA1173783 | PB | PBCU | YR | RT | Y | DS950 | LCR31 | 619 VALLEY RD | WALKER CREEK | DISTRIBUTION SYSTEM | FSD | 1 | 2/16/1996 12:00:00 AM
VA1173783 | PB | PBCU | YR | RT | Y | DS950 | LCR32 | 2467 WALKERS CREEK RD | WALKER CREEK | DISTRIBUTION SYSTEM | FSD | 1 | 2/16/1996 12:00:00 AM
VA1173783 | PB | PBCU | YR | RT | Y | DS950 | LCR33 | 187 VALLEY RD | WALKER CREEK | DISTRIBUTION SYSTEM | FSD | 1 | 2/16/1996 12:00:00 AM
VA1173783 | PB | PBCU | YR | RT | Y | DS950 | LCR36 | 206 VALLEY RD | WALKER CREEK | DISTRIBUTION SYSTEM | FSD | 1 | 2/16/1996 12:00:00 AM
VA1173783 | PB | PBCU | YR | RT | Y | DS950 | LCR37 | 705 MIDDLE FORK RD | WALKER CREEK | DISTRIBUTION SYSTEM | FSD | 1 | 2/16/1996 12:00:00 AM
VA1173783 | TC | TC | MN | RT | Y | DS950 | TCR01 |  | WALKER CREEK | DISTRIBUTION SYSTEM |  | 9 | 2/16/1996 12:00:00 AM
VA1173785 | GE | THH5 | YR | RT | Y | DS950 | DBP01 | 544 STILLHOUSE H RD | WATSONS GAP WATER SYSTEM | DISTRIBUTION SYSTEM |  | 1 | 5/23/1990 12:00:00 AM
VA1173785 | GE | THH5 | YR | RT | Y | DS950 | DBP02 | 2279 RIVER BOTTOM CIRCLE | WATSONS GAP WATER SYSTEM | DISTRIBUTION SYSTEM |  | 1 | 5/23/1990 12:00:00 AM
VA1173785 | TC | TC | MN | RT | Y | DS950 | TCR01 |  | WATSONS GAP WATER SYSTEM | DISTRIBUTION SYSTEM |  | 6 | 5/23/1990 12:00:00 AM
VA1173785 | GE | NIT | YR | RT | Y | EP001 | EP001 | TAP AFTER TREATMENT | WATSONS GAP WATER SYSTEM | ENTRY POINT - WATSONS GAP WELL |  | 1 | 5/23/1990 12:00:00 AM
VA1173785 | GE | MPN | QT | RT | Y | WL001 | RW001 | WELL | WATSONS GAP WATER SYSTEM | WELL |  | 1 | 5/23/1990 12:00:00 AM
VA1185047 | TC | TC | MN | RT | Y | DS001 | TCR01 |  | BARKAY ESTATES | DISTRIBUTION SYSTEM |  | 3 | 12/29/1997 12:00:00 AM
VA1185047 | GE | MPN | QT | RT | Y | WL001 | RW001 | RAW WATER TAP | BARKAY ESTATES | WELL 1 |  | 1 | 12/29/1997 12:00:00 AM
VA1185061 | GE | THH5 | QT | RT | Y | DS001 | DBP04 | 210 VIRGINIA AVENUE - SWIFT MART | BLUEFIELD, TOWN OF | DISTRIBUTION SYSTEM |  | 1 | 1/1/1979 12:00:00 AM
VA1185061 | GE | THH5 | QT | RT | Y | DS001 | DBP05 | 105 HUFFARD DRIVE - GRAHAM MIDDLE SCHOOL | BLUEFIELD, TOWN OF | DISTRIBUTION SYSTEM |  | 1 | 1/1/1979 12:00:00 AM
VA1185061 | TC | TC | MN | RT | Y | DS001 | TCR01 |  | BLUEFIELD, TOWN OF | DISTRIBUTION SYSTEM |  | 21 | 1/1/1979 12:00:00 AM
VA1185061 | GE | TOCA | QT | RT | Y | IN001 | RW001 | RAW WATER SAMPLE | BLUEFIELD, TOWN OF | BLUESTONE RIVER |  | 1 | 1/1/1979 12:00:00 AM
VA1185061 | GE | TOC | QT | RT | Y | TP001 | UP001 | COMBINED FILTER EFFL | BLUEFIELD, TOWN OF | CONVENTIONAL WATER TREATMENT PLANT |  | 1 | 1/1/1979 12:00:00 AM
VA1185062 | GE | THH5 | YR | RT | Y | DS001 | DBP01 | SAUNDERS DRIVE SH | BLUEFIELD VALLEY WATERWORKS | DISTRIBUTION SYSTEM |  | 1 | 1/5/1998 12:00:00 AM
VA1185062 | TC | TC | MN | RT | Y | DS001 | TCR01 |  | BLUEFIELD VALLEY WATERWORKS | DISTRIBUTION SYSTEM |  | 3 | 1/5/1998 12:00:00 AM
VA1185073 | TC | TC | QT | RT | Y | DS001 | TCR01 |  | CAMP EVANGEL | DISTRIBUTION SYSTEM |  | 1 | 6/2/2005 12:00:00 AM
VA1185073 | GE | MPN | QT | RT | Y | WL001 | RW001 | RAW WATER TAP | CAMP EVANGEL | WELL |  | 1 | 6/2/2005 12:00:00 AM
VA1185085 | GE | HAA5 | QT | RT | Y | DS001 | DBP01 | 179 FARM ROAD | CEDAR BLUFF, TOWN OF | DISTRIBUTION SYSTEM |  | 1 | 1/7/1998 12:00:00 AM
VA1185085 | GE | TTHM | QT | RT | Y | DS001 | DBP02 | 11026 GOV G C PEERY HIGHWAY | CEDAR BLUFF, TOWN OF | DISTRIBUTION SYSTEM |  | 1 | 1/7/1998 12:00:00 AM
VA1185085 | PB | PBCU | 3Y | RT | Y | DS001 | LCR01 | 282 EDGEWATER DR | CEDAR BLUFF, TOWN OF | DISTRIBUTION SYSTEM | FSD | 1 | 1/7/1998 12:00:00 AM
VA1185085 | PB | PBCU | 3Y | RT | Y | DS001 | LCR02 | 129 CENTRAL AVE | CEDAR BLUFF, TOWN OF | DISTRIBUTION SYSTEM | FSD | 1 | 1/7/1998 12:00:00 AM
VA1185085 | PB | PBCU | 3Y | RT | Y | DS001 | LCR03 | 267 EDGEWATER DR | CEDAR BLUFF, TOWN OF | DISTRIBUTION SYSTEM | FSD | 1 | 1/7/1998 12:00:00 AM
VA1185085 | PB | PBCU | 3Y | RT | Y | DS001 | LCR04 | 445 INDIAN CREEK RD | CEDAR BLUFF, TOWN OF | DISTRIBUTION SYSTEM | FSD | 1 | 1/7/1998 12:00:00 AM
VA1185085 | PB | PBCU | 3Y | RT | Y | DS001 | LCR05 | 128 GARDEN LANE | CEDAR BLUFF, TOWN OF | DISTRIBUTION SYSTEM | FSD | 1 | 1/7/1998 12:00:00 AM
VA1185085 | PB | PBCU | 3Y | RT | Y | DS001 | LCR06 | 163 EDGEWATER DR | CEDAR BLUFF, TOWN OF | DISTRIBUTION SYSTEM | FSD | 1 | 1/7/1998 12:00:00 AM
VA1185085 | PB | PBCU | 3Y | RT | Y | DS001 | LCR07 | 411 EDGEWATER DRIVE | CEDAR BLUFF, TOWN OF | DISTRIBUTION SYSTEM | FSD | 1 | 1/7/1998 12:00:00 AM
VA1185085 | PB | PBCU | 3Y | RT | Y | DS001 | LCR08 | 151 JAMES CIRCLE | CEDAR BLUFF, TOWN OF | DISTRIBUTION SYSTEM | FSD | 1 | 1/7/1998 12:00:00 AM
VA1185085 | PB | PBCU | 3Y | RT | Y | DS001 | LCR09 | 144 BROWN BOTTOM LANE | CEDAR BLUFF, TOWN OF | DISTRIBUTION SYSTEM | FSD | 1 | 1/7/1998 12:00:00 AM
VA1185085 | PB | PBCU | 3Y | RT | Y | DS001 | LCR10 | 121 NORMAN LANE | CEDAR BLUFF, TOWN OF | DISTRIBUTION SYSTEM | FSD | 1 | 1/7/1998 12:00:00 AM
VA1185085 | TC | TC | MN | RT | Y | DS001 | TCR01 |  | CEDAR BLUFF, TOWN OF | DISTRIBUTION SYSTEM |  | 6 | 1/7/1998 12:00:00 AM
VA1185105 | GE | THH5 | QT | RT | Y | DS002 | DBP03 | 389 COUNTRY FARM ROAD, CEDAR BLUFF | CLAYPOOL HILL TAZEWELL CO PSA | DISTRIBUTION SYSTEM |  | 1 | 10/1/1993 12:00:00 AM
VA1185105 | GE | THH5 | QT | RT | Y | DS002 | DBP04 | 4200 WARDELL ROAD, CEDAR BLUFF | CLAYPOOL HILL TAZEWELL CO PSA | DISTRIBUTION SYSTEM |  | 1 | 10/1/1993 12:00:00 AM
VA1185105 | PB | PBCU | 3Y | RT | Y | DS002 | LCR01 | 92C POND STREET | CLAYPOOL HILL TAZEWELL CO PSA | DISTRIBUTION SYSTEM | FSD | 1 | 10/1/1993 12:00:00 AM
VA1185105 | PB | PBCU | 3Y | RT | Y | DS002 | LCR02 | JEFFERY M. BAILEY | CLAYPOOL HILL TAZEWELL CO PSA | DISTRIBUTION SYSTEM | FSD | 1 | 10/1/1993 12:00:00 AM
VA1185105 | PB | PBCU | 3Y | RT | Y | DS002 | LCR03 | DAVID WHITT | CLAYPOOL HILL TAZEWELL CO PSA | DISTRIBUTION SYSTEM | FSD | 1 | 10/1/1993 12:00:00 AM
VA1185105 | PB | PBCU | 3Y | RT | Y | DS002 | LCR04 | R.B. LAMBERT | CLAYPOOL HILL TAZEWELL CO PSA | DISTRIBUTION SYSTEM | FSD | 1 | 10/1/1993 12:00:00 AM
VA1185105 | PB | PBCU | 3Y | RT | Y | DS002 | LCR05 | VA. DEPT.HIGHWAYS | CLAYPOOL HILL TAZEWELL CO PSA | DISTRIBUTION SYSTEM | FSD | 1 | 10/1/1993 12:00:00 AM
VA1185105 | PB | PBCU | 3Y | RT | Y | DS002 | LCR06 | VA EMPLOYMENT | CLAYPOOL HILL TAZEWELL CO PSA | DISTRIBUTION SYSTEM | FSD | 1 | 10/1/1993 12:00:00 AM
VA1185105 | PB | PBCU | 3Y | RT | Y | DS002 | LCR07 | HOWARD SMITH HOME | CLAYPOOL HILL TAZEWELL CO PSA | DISTRIBUTION SYSTEM | FSD | 1 | 10/1/1993 12:00:00 AM
VA1185105 | PB | PBCU | 3Y | RT | Y | DS002 | LCR08 | LOLA H. ROGERS | CLAYPOOL HILL TAZEWELL CO PSA | DISTRIBUTION SYSTEM | FSD | 1 | 10/1/1993 12:00:00 AM
VA1185105 | PB | PBCU | 3Y | RT | Y | DS002 | LCR09 | 12915 GOUGC PERRY HWY | CLAYPOOL HILL TAZEWELL CO PSA | DISTRIBUTION SYSTEM | FSD | 1 | 10/1/1993 12:00:00 AM
VA1185105 | PB | PBCU | 3Y | RT | Y | DS002 | LCR10 | L.P. MOKWA | CLAYPOOL HILL TAZEWELL CO PSA | DISTRIBUTION SYSTEM | FSD | 1 | 10/1/1993 12:00:00 AM
VA1185105 | PB | PBCU | 3Y | RT | Y | DS002 | LCR11 | JEFFEREY CANTRELL | CLAYPOOL HILL TAZEWELL CO PSA | DISTRIBUTION SYSTEM | FSD | 1 | 10/1/1993 12:00:00 AM
VA1185105 | PB | PBCU | 3Y | RT | Y | DS002 | LCR12 | 130 LYLE STREET | CLAYPOOL HILL TAZEWELL CO PSA | DISTRIBUTION SYSTEM | FSD | 1 | 10/1/1993 12:00:00 AM
VA1185105 | PB | PBCU | 3Y | RT | Y | DS002 | LCR13 | 154 FILL STREET | CLAYPOOL HILL TAZEWELL CO PSA | DISTRIBUTION SYSTEM | FSD | 1 | 10/1/1993 12:00:00 AM
VA1185105 | PB | PBCU | 3Y | RT | Y | DS002 | LCR14 | 315 KENNEDY DRIVE | CLAYPOOL HILL TAZEWELL CO PSA | DISTRIBUTION SYSTEM | FSD | 1 | 10/1/1993 12:00:00 AM
VA1185105 | PB | PBCU | 3Y | RT | Y | DS002 | LCR15 | 116 CHEROKEE STREET | CLAYPOOL HILL TAZEWELL CO PSA | DISTRIBUTION SYSTEM | FSD | 1 | 10/1/1993 12:00:00 AM
VA1185105 | PB | PBCU | 3Y | RT | Y | DS002 | LCR16 | 201 MARTIN STREET | CLAYPOOL HILL TAZEWELL CO PSA | DISTRIBUTION SYSTEM | FSD | 1 | 10/1/1993 12:00:00 AM
VA1185105 | PB | PBCU | 3Y | RT | Y | DS002 | LCR17 | MARY VENCIL BUCKLEN | CLAYPOOL HILL TAZEWELL CO PSA | DISTRIBUTION SYSTEM | FSD | 1 | 10/1/1993 12:00:00 AM
VA1185105 | PB | PBCU | 3Y | RT | Y | DS002 | LCR18 | 383 MIDWAY ROAD | CLAYPOOL HILL TAZEWELL CO PSA | DISTRIBUTION SYSTEM | FSD | 1 | 10/1/1993 12:00:00 AM
VA1185105 | PB | PBCU | 3Y | RT | Y | DS002 | LCR19 | 194 KENNEDY DRIVE | CLAYPOOL HILL TAZEWELL CO PSA | DISTRIBUTION SYSTEM | FSD | 1 | 10/1/1993 12:00:00 AM
VA1185105 | PB | PBCU | 3Y | RT | Y | DS002 | LCR20 | 136 ELM STREET | CLAYPOOL HILL TAZEWELL CO PSA | DISTRIBUTION SYSTEM | FSD | 1 | 10/1/1993 12:00:00 AM
VA1185105 | TC | TC | MN | RT | Y | DS002 | TCR01 |  | CLAYPOOL HILL TAZEWELL CO PSA | DISTRIBUTION SYSTEM |  | 12 | 10/1/1993 12:00:00 AM
VA1185105 | GE | TOCA | QT | RT | Y | IN001 | RW001 | RAW WATER SAMPLE LITTLE RIVER INTAKE | CLAYPOOL HILL TAZEWELL CO PSA | IN001 - LITTLE RIVER INTAKE |  | 1 | 10/1/1993 12:00:00 AM
VA1185105 | GE | TOC | QT | RT | Y | TP001 | UP001 | COMBINED FILTER EFFL | CLAYPOOL HILL TAZEWELL CO PSA | CONVENTIONAL WTP |  | 1 | 10/1/1993 12:00:00 AM
VA1185115 | TC | TC | MN | RT | Y | DS001 | TCR01 |  | CUZ`S CABINS & RESTAURANT | DISTRIBUTION SYSTEM |  | 3 | 7/22/2002 12:00:00 AM
VA1185115 | GE | MPN | QT | RT | Y | WL001 | RW001 | RAW WATER TAP | CUZ`S CABINS & RESTAURANT | WELL NO. 1 |  | 1 | 7/22/2002 12:00:00 AM
VA1185151 | GE | TTHM | QT | RT | Y | DS001 | DBP02 | 922 BRUSHFORK ROAD, SS 010 | FALLS MILLS - TCPSA | DISTRIBUTION SYSTEM |  | 1 | 1/6/1998 12:00:00 AM
VA1185151 | GE | HAA5 | QT | RT | Y | DS001 | DBP03 | 213 YARDS ROAD, YARDS MASTER METER | FALLS MILLS - TCPSA | DISTRIBUTION SYSTEM |  | 1 | 1/6/1998 12:00:00 AM
VA1185151 | PB | PBCU | 3Y | RT | Y | DS001 | LCR01 | FLM CHRISTIAN CHURCH | FALLS MILLS - TCPSA | DISTRIBUTION SYSTEM | FSD | 1 | 1/6/1998 12:00:00 AM
VA1185151 | PB | PBCU | 3Y | RT | Y | DS001 | LCR02 | FLA CHRISTIAN CHURCH | FALLS MILLS - TCPSA | DISTRIBUTION SYSTEM | FSD | 1 | 1/6/1998 12:00:00 AM
VA1185151 | PB | PBCU | 3Y | RT | Y | DS001 | LCR03 | LEON CROCKETT | FALLS MILLS - TCPSA | DISTRIBUTION SYSTEM | FSD | 1 | 1/6/1998 12:00:00 AM
VA1185151 | PB | PBCU | 3Y | RT | Y | DS001 | LCR04 | EDDIE STAPLES | FALLS MILLS - TCPSA | DISTRIBUTION SYSTEM | FSD | 1 | 1/6/1998 12:00:00 AM
VA1185151 | PB | PBCU | 3Y | RT | Y | DS001 | LCR05 | CHARLES WELCH | FALLS MILLS - TCPSA | DISTRIBUTION SYSTEM | FSD | 1 | 1/6/1998 12:00:00 AM
VA1185151 | PB | PBCU | 3Y | RT | Y | DS001 | LCR06 | FREDDIE P. | FALLS MILLS - TCPSA | DISTRIBUTION SYSTEM | FSD | 1 | 1/6/1998 12:00:00 AM
VA1185151 | PB | PBCU | 3Y | RT | Y | DS001 | LCR07 | DONALD MELVIN | FALLS MILLS - TCPSA | DISTRIBUTION SYSTEM | FSD | 1 | 1/6/1998 12:00:00 AM
VA1185151 | PB | PBCU | 3Y | RT | Y | DS001 | LCR08 | THELMA BISHOP | FALLS MILLS - TCPSA | DISTRIBUTION SYSTEM | FSD | 1 | 1/6/1998 12:00:00 AM
VA1185151 | PB | PBCU | 3Y | RT | Y | DS001 | LCR09 | TRANSMISSION SHOP | FALLS MILLS - TCPSA | DISTRIBUTION SYSTEM | FSD | 1 | 1/6/1998 12:00:00 AM
VA1185151 | PB | PBCU | 3Y | RT | Y | DS001 | LCR10 | FLM CHURCH ANNEX | FALLS MILLS - TCPSA | DISTRIBUTION SYSTEM | FSD | 1 | 1/6/1998 12:00:00 AM
VA1185151 | TC | TC | MN | RT | Y | DS001 | TCR01 |  | FALLS MILLS - TCPSA | DISTRIBUTION SYSTEM |  | 3 | 1/6/1998 12:00:00 AM
VA1185365 | GE | THH5 | QT | RT | Y | DS001 | DBP02 | 529 BEARWALLOW ROAD | TCPSA - JEWELL RIDGE | DISTRIBUTION SYSTEM |  | 1 | 1/8/1998 12:00:00 AM
VA1185365 | TC | TC | MN | RT | Y | DS001 | TCR01 |  | TCPSA - JEWELL RIDGE | DISTRIBUTION SYSTEM |  | 3 | 1/8/1998 12:00:00 AM
VA1185400 | GE | THH5 | QT | RT | Y | DS001 | DBP01 | 1905 MIDDLE CREEK ROAD | MIDDLE CREEK - TCPSA | DS001 DISTRIBUTION SYSTEM |  | 1 | 6/9/2011 12:00:00 AM
VA1185400 | TC | TC | MN | RT | Y | DS001 | TCR01 |  | MIDDLE CREEK - TCPSA | DS001 DISTRIBUTION SYSTEM |  | 3 | 6/9/2011 12:00:00 AM
VA1185626 | PB | PBCU | 3Y | RT | Y | DS001 | LCR01 | 311 MISSION CH RD | PORTER FARM SUBD WATER ASSOC | DISTRIBUTION SYSTEM | FSD | 1 | 12/29/1997 12:00:00 AM
VA1185626 | PB | PBCU | 3Y | RT | Y | DS001 | LCR03 | 170 WILLEY ST | PORTER FARM SUBD WATER ASSOC | DISTRIBUTION SYSTEM | FSD | 1 | 12/29/1997 12:00:00 AM
VA1185626 | PB | PBCU | 3Y | RT | Y | DS001 | LCR04 | 373 WILLIAMS ST | PORTER FARM SUBD WATER ASSOC | DISTRIBUTION SYSTEM | FSD | 1 | 12/29/1997 12:00:00 AM
VA1185626 | PB | PBCU | 3Y | RT | Y | DS001 | LCR05 | 3850 ABBS VALLEY RD | PORTER FARM SUBD WATER ASSOC | DISTRIBUTION SYSTEM | FSD | 1 | 12/29/1997 12:00:00 AM
VA1185626 | PB | PBCU | 3Y | RT | Y | DS001 | LCR18 | 521 WILLIAMS ST | PORTER FARM SUBD WATER ASSOC | DISTRIBUTION SYSTEM | FSD | 1 | 12/29/1997 12:00:00 AM
VA1185626 | TC | TC | MN | RT | Y | DS001 | TCR01 |  | PORTER FARM SUBD WATER ASSOC | DISTRIBUTION SYSTEM |  | 3 | 12/29/1997 12:00:00 AM
VA1185626 | GE | ICMT | 3Y | RT | Y | EP002 | EP002 | BYRD TAP | PORTER FARM SUBD WATER ASSOC | E. P. BYRD WELL |  | 1 | 12/29/1997 12:00:00 AM
VA1185626 | GE | VOC | 3Y | RT | Y | EP002 | EP002 | BYRD TAP | PORTER FARM SUBD WATER ASSOC | E. P. BYRD WELL |  | 1 | 12/29/1997 12:00:00 AM
VA1185626 | GE | MPN | QT | RT | Y | WL002 | RW002 | BYRD RAW TAP | PORTER FARM SUBD WATER ASSOC | BYRD WELL |  | 1 | 12/29/1997 12:00:00 AM
VA1185626 | GE | MPN | QT | RT | Y | WL006 | RW006 | RAW HOLLYFIELD TAP | PORTER FARM SUBD WATER ASSOC | HOLLYFIELD WELL |  | 1 | 12/29/1997 12:00:00 AM
VA1185685 | GE | THH5 | QT | RT | Y | DS001 | DBP01 | 165 MILLERS ROAD, DORAN | TCPSA - RAVEN/DORAN | DS001 - DISTRIBUTION SYSTEM |  | 1 | 1/22/1998 12:00:00 AM
VA1185685 | GE | THH5 | QT | RT | Y | DS001 | DBP02 | 3529 MILL CREEK ROAD, SS 080 | TCPSA - RAVEN/DORAN | DS001 - DISTRIBUTION SYSTEM |  | 1 | 1/22/1998 12:00:00 AM
VA1185685 | PB | PBCU | 3Y | RT | Y | DS001 | LCR13 | 200 BIRCH ST | TCPSA - RAVEN/DORAN | DS001 - DISTRIBUTION SYSTEM | FSD | 1 | 1/22/1998 12:00:00 AM
VA1185685 | PB | PBCU | 3Y | RT | Y | DS001 | LCR15 | 120 MCGHEE LANE | TCPSA - RAVEN/DORAN | DS001 - DISTRIBUTION SYSTEM | FSD | 1 | 1/22/1998 12:00:00 AM
VA1185685 | PB | PBCU | 3Y | RT | Y | DS001 | LCR16 | 252 WAITED ROAD | TCPSA - RAVEN/DORAN | DS001 - DISTRIBUTION SYSTEM | FSD | 1 | 1/22/1998 12:00:00 AM
VA1185685 | PB | PBCU | 3Y | RT | Y | DS001 | LCR17 | 164 WESTMONT ROAD | TCPSA - RAVEN/DORAN | DS001 - DISTRIBUTION SYSTEM | FSD | 1 | 1/22/1998 12:00:00 AM
VA1185685 | PB | PBCU | 3Y | RT | Y | DS001 | LCR18 | 251 JACKSON STREET | TCPSA - RAVEN/DORAN | DS001 - DISTRIBUTION SYSTEM | FSD | 1 | 1/22/1998 12:00:00 AM
VA1185685 | PB | PBCU | 3Y | RT | Y | DS001 | LCR19 | 190 DAVIS LANE | TCPSA - RAVEN/DORAN | DS001 - DISTRIBUTION SYSTEM | FSD | 1 | 1/22/1998 12:00:00 AM
VA1185685 | PB | PBCU | 3Y | RT | Y | DS001 | LCR20 | 282 DAVIS LANE | TCPSA - RAVEN/DORAN | DS001 - DISTRIBUTION SYSTEM | FSD | 1 | 1/22/1998 12:00:00 AM
VA1185685 | PB | PBCU | 3Y | RT | Y | DS001 | LCR21 | 208 DAVIS LANE | TCPSA - RAVEN/DORAN | DS001 - DISTRIBUTION SYSTEM | FSD | 1 | 1/22/1998 12:00:00 AM
VA1185685 | PB | PBCU | 3Y | RT | Y | DS001 | LCR22 | 250 WAITED ROAD | TCPSA - RAVEN/DORAN | DS001 - DISTRIBUTION SYSTEM | FSD | 1 | 1/22/1998 12:00:00 AM
VA1185685 | PB | PBCU | 3Y | RT | Y | DS001 | LCR23 | 173 JACKS CREEK ROAD | TCPSA - RAVEN/DORAN | DS001 - DISTRIBUTION SYSTEM | FSD | 1 | 1/22/1998 12:00:00 AM
VA1185685 | TC | TC | MN | RT | Y | DS001 | TCR01 |  | TCPSA - RAVEN/DORAN | DS001 - DISTRIBUTION SYSTEM |  | 9 | 1/22/1998 12:00:00 AM
VA1185695 | GE | THH5 | QT | RT | Y | DS001 | DBP01 | 15 SOUTH FARMER ST. | RICHLANDS, TOWN OF | DS001 - DISTRIBUTION SYSTEM |  | 1 | 1/22/1998 12:00:00 AM
VA1185695 | GE | THH5 | QT | RT | Y | DS001 | DBP02 | CHARLES STREET | RICHLANDS, TOWN OF | DS001 - DISTRIBUTION SYSTEM |  | 1 | 1/22/1998 12:00:00 AM
VA1185695 | PB | PBCU | 3Y | RT | Y | DS001 | LCR02 | 1711 5TH ST | RICHLANDS, TOWN OF | DS001 - DISTRIBUTION SYSTEM | FSD | 1 | 1/22/1998 12:00:00 AM
VA1185695 | PB | PBCU | 3Y | RT | Y | DS001 | LCR03 | 301 LAKE PARK DR | RICHLANDS, TOWN OF | DS001 - DISTRIBUTION SYSTEM | FSD | 1 | 1/22/1998 12:00:00 AM
VA1185695 | PB | PBCU | 3Y | RT | Y | DS001 | LCR04 | 404 PRATER DR | RICHLANDS, TOWN OF | DS001 - DISTRIBUTION SYSTEM | FSD | 1 | 1/22/1998 12:00:00 AM
VA1185695 | PB | PBCU | 3Y | RT | Y | DS001 | LCR06 | 210 LAKE PARK DR | RICHLANDS, TOWN OF | DS001 - DISTRIBUTION SYSTEM | FSD | 1 | 1/22/1998 12:00:00 AM
VA1185695 | PB | PBCU | 3Y | RT | Y | DS001 | LCR10 | 2406 4TH ST | RICHLANDS, TOWN OF | DS001 - DISTRIBUTION SYSTEM | FSD | 1 | 1/22/1998 12:00:00 AM
VA1185695 | PB | PBCU | 3Y | RT | Y | DS001 | LCR12 | 118 FAIRVIEW | RICHLANDS, TOWN OF | DS001 - DISTRIBUTION SYSTEM | FSD | 1 | 1/22/1998 12:00:00 AM
VA1185695 | PB | PBCU | 3Y | RT | Y | DS001 | LCR14 | 604 PRATER DR | RICHLANDS, TOWN OF | DS001 - DISTRIBUTION SYSTEM | FSD | 1 | 1/22/1998 12:00:00 AM
VA1185695 | PB | PBCU | 3Y | RT | Y | DS001 | LCR15 | 2411 S 1ST ST | RICHLANDS, TOWN OF | DS001 - DISTRIBUTION SYSTEM | FSD | 1 | 1/22/1998 12:00:00 AM
VA1185695 | PB | PBCU | 3Y | RT | Y | DS001 | LCR18 | 311 HILL CREEK RD | RICHLANDS, TOWN OF | DS001 - DISTRIBUTION SYSTEM | FSD | 1 | 1/22/1998 12:00:00 AM
VA1185695 | PB | PBCU | 3Y | RT | Y | DS001 | LCR20 | 648 CRESSWOOD | RICHLANDS, TOWN OF | DS001 - DISTRIBUTION SYSTEM | FSD | 1 | 1/22/1998 12:00:00 AM
VA1185695 | PB | PBCU | 3Y | RT | Y | DS001 | LCR23 | 253 GARY DR | RICHLANDS, TOWN OF | DS001 - DISTRIBUTION SYSTEM | FSD | 1 | 1/22/1998 12:00:00 AM
VA1185695 | PB | PBCU | 3Y | RT | Y | DS001 | LCR24 | 572 NORTH ST | RICHLANDS, TOWN OF | DS001 - DISTRIBUTION SYSTEM | FSD | 1 | 1/22/1998 12:00:00 AM
VA1185695 | PB | PBCU | 3Y | RT | Y | DS001 | LCR25 | 102 SUFFOLK AVE | RICHLANDS, TOWN OF | DS001 - DISTRIBUTION SYSTEM | FSD | 1 | 1/22/1998 12:00:00 AM
VA1185695 | PB | PBCU | 3Y | RT | Y | DS001 | LCR26 | 101 KEENE ST | RICHLANDS, TOWN OF | DS001 - DISTRIBUTION SYSTEM | FSD | 1 | 1/22/1998 12:00:00 AM
VA1185695 | PB | PBCU | 3Y | RT | Y | DS001 | LCR27 | 141 FAIRMONT DR | RICHLANDS, TOWN OF | DS001 - DISTRIBUTION SYSTEM | FSD | 1 | 1/22/1998 12:00:00 AM
VA1185695 | PB | PBCU | 3Y | RT | Y | DS001 | LCR29 | 251 SANDY LANE | RICHLANDS, TOWN OF | DS001 - DISTRIBUTION SYSTEM | FSD | 1 | 1/22/1998 12:00:00 AM
VA1185695 | PB | PBCU | 3Y | RT | Y | DS001 | LCR30 | 508 SHENANDOAH | RICHLANDS, TOWN OF | DS001 - DISTRIBUTION SYSTEM | FSD | 1 | 1/22/1998 12:00:00 AM
VA1185695 | PB | PBCU | 3Y | RT | Y | DS001 | LCR31 | 107 DYE LANE | RICHLANDS, TOWN OF | DS001 - DISTRIBUTION SYSTEM | FSD | 1 | 1/22/1998 12:00:00 AM
VA1185695 | PB | PBCU | 3Y | RT | Y | DS001 | LCR32 | 302 FAIRFAX | RICHLANDS, TOWN OF | DS001 - DISTRIBUTION SYSTEM | FSD | 1 | 1/22/1998 12:00:00 AM
VA1185695 | PB | PBCU | 3Y | RT | Y | DS001 | LCR34 | 230 FLOYD AVENUE | RICHLANDS, TOWN OF | DS001 - DISTRIBUTION SYSTEM | FSD | 1 | 1/22/1998 12:00:00 AM
VA1185695 | TC | TC | MN | RT | Y | DS001 | TCR01 |  | RICHLANDS, TOWN OF | DS001 - DISTRIBUTION SYSTEM |  | 15 | 1/22/1998 12:00:00 AM
VA1185695 | GE | TOCA | QT | RT | Y | IN001 | RW001 | RAW WATER SAMPLE | RICHLANDS, TOWN OF | IN001 - CLINCH RIVER INTAKE |  | 1 | 1/22/1998 12:00:00 AM
VA1185695 | GE | TOC | QT | RT | Y | TP001 | UP004 | COMBINED FILTER EFF | RICHLANDS, TOWN OF | TP001 - TREATMENT PLANT |  | 1 | 1/22/1998 12:00:00 AM
VA1185754 | GE | THH5 | QT | RT | Y | DS001 | DBP01 | 142 LOWE ROAD, SAMPLE STA. 030 | TCPSA - BIG CREEK/COALDAN | DISTRIBUTION SYSTEM |  | 1 | 7/17/2002 12:00:00 AM
VA1185754 | PB | PBCU | 3Y | RT | Y | DS001 | LCR01 | MARGARET JOHNSON | TCPSA - BIG CREEK/COALDAN | DISTRIBUTION SYSTEM | FSD | 1 | 7/17/2002 12:00:00 AM
VA1185754 | PB | PBCU | 3Y | RT | Y | DS001 | LCR02 | 125 STUMP ROAD | TCPSA - BIG CREEK/COALDAN | DISTRIBUTION SYSTEM | FSD | 1 | 7/17/2002 12:00:00 AM
VA1185754 | PB | PBCU | 3Y | RT | Y | DS001 | LCR03 | KATHERINE HESS HOME | TCPSA - BIG CREEK/COALDAN | DISTRIBUTION SYSTEM | FSD | 1 | 7/17/2002 12:00:00 AM
VA1185754 | PB | PBCU | 3Y | RT | Y | DS001 | LCR04 | 152 JUNDROP ROAD | TCPSA - BIG CREEK/COALDAN | DISTRIBUTION SYSTEM | FSD | 1 | 7/17/2002 12:00:00 AM
VA1185754 | PB | PBCU | 3Y | RT | Y | DS001 | LCR05 | 115 STUMP ROAD | TCPSA - BIG CREEK/COALDAN | DISTRIBUTION SYSTEM | FSD | 1 | 7/17/2002 12:00:00 AM
VA1185754 | TC | TC | MN | RT | Y | DS001 | TCR01 |  | TCPSA - BIG CREEK/COALDAN | DISTRIBUTION SYSTEM |  | 3 | 7/17/2002 12:00:00 AM
VA1185755 | GE | THH5 | QT | RT | Y | DS001 | DBP01 | 672 ABBS VALLEY ROAD | EASTERN TAZEWELL COUNTY | DS001 - DISTRIBUTION SYSTEM |  | 1 | 1/12/1998 12:00:00 AM
VA1185755 | GE | THH5 | QT | RT | Y | DS001 | DBP03 | 5607 FALLS MILL ROAD | EASTERN TAZEWELL COUNTY | DS001 - DISTRIBUTION SYSTEM |  | 1 | 1/12/1998 12:00:00 AM
VA1185755 | PB | PBCU | 3Y | RT | Y | DS001 | LCR01 | 1887 PAULEY RD, BLUEFIELD | EASTERN TAZEWELL COUNTY | DS001 - DISTRIBUTION SYSTEM | FSD | 1 | 1/12/1998 12:00:00 AM
VA1185755 | PB | PBCU | 3Y | RT | Y | DS001 | LCR02 | 281 LAGRANGE ST., N. TAZ. | EASTERN TAZEWELL COUNTY | DS001 - DISTRIBUTION SYSTEM | FSD | 1 | 1/12/1998 12:00:00 AM
VA1185755 | PB | PBCU | 3Y | RT | Y | DS001 | LCR03 | 225 SCHOOLHOUSE RD., N. TAZ. | EASTERN TAZEWELL COUNTY | DS001 - DISTRIBUTION SYSTEM | FSD | 1 | 1/12/1998 12:00:00 AM
VA1185755 | PB | PBCU | 3Y | RT | Y | DS001 | LCR04 | 123 PROSPECT RD., N. TAZ. | EASTERN TAZEWELL COUNTY | DS001 - DISTRIBUTION SYSTEM | FSD | 1 | 1/12/1998 12:00:00 AM
VA1185755 | PB | PBCU | 3Y | RT | Y | DS001 | LCR05 | 331 OAK GROVE WAY, BLUEFIELD | EASTERN TAZEWELL COUNTY | DS001 - DISTRIBUTION SYSTEM | FSD | 1 | 1/12/1998 12:00:00 AM
VA1185755 | PB | PBCU | 3Y | RT | Y | DS001 | LCR06 | 370 CAMELOT DR., BLUEFIELD | EASTERN TAZEWELL COUNTY | DS001 - DISTRIBUTION SYSTEM | FSD | 1 | 1/12/1998 12:00:00 AM
VA1185755 | PB | PBCU | 3Y | RT | Y | DS001 | LCR07 | 839 BAILY SWITCH RD., BLUEFIELD | EASTERN TAZEWELL COUNTY | DS001 - DISTRIBUTION SYSTEM | FSD | 1 | 1/12/1998 12:00:00 AM
VA1185755 | PB | PBCU | 3Y | RT | Y | DS001 | LCR08 | 148 ROYAL OAK RD., N. TAZ. | EASTERN TAZEWELL COUNTY | DS001 - DISTRIBUTION SYSTEM | FSD | 1 | 1/12/1998 12:00:00 AM
VA1185755 | PB | PBCU | 3Y | RT | Y | DS001 | LCR09 | 185 FOXBOROUGH ST., N. TAZ. | EASTERN TAZEWELL COUNTY | DS001 - DISTRIBUTION SYSTEM | FSD | 1 | 1/12/1998 12:00:00 AM
VA1185755 | PB | PBCU | 3Y | RT | Y | DS001 | LCR10 | 3247 LYNN HOLLOW RD., N. TAZ. | EASTERN TAZEWELL COUNTY | DS001 - DISTRIBUTION SYSTEM | FSD | 1 | 1/12/1998 12:00:00 AM
VA1185755 | TC | TC | MN | RT | Y | DS001 | TCR01 |  | EASTERN TAZEWELL COUNTY | DS001 - DISTRIBUTION SYSTEM |  | 15 | 1/12/1998 12:00:00 AM
VA1185759 | TC | TC | QT | RT | Y | DS001 | TCR01 |  | TAZEWELL MOTEL | DISTRIBUTION SYSTEM |  | 1 | 10/2/2002 12:00:00 AM
VA1185759 | GE | MPN | QT | RT | Y | WL001 | RW001 | #1 RAW TAP | TAZEWELL MOTEL | WELL #1 |  | 1 | 10/2/2002 12:00:00 AM
VA1185759 | GE | MPN | QT | RT | Y | WL002 | RW002 | #2 RAW TAP | TAZEWELL MOTEL | WELL #2 |  | 1 | 10/2/2002 12:00:00 AM
VA1185761 | GE | THH5 | QT | RT | Y | DS001 | DBP03 | 258 DIAL ROCK ROAD | TAZEWELL, TOWN OF | DISTRIBUTION SYSTEM |  | 1 | 1/22/1998 12:00:00 AM
VA1185761 | GE | THH5 | QT | RT | Y | DS001 | DBP04 | 407 STEELES LANE, TAZEWELL RESCUE SQUAD | TAZEWELL, TOWN OF | DISTRIBUTION SYSTEM |  | 1 | 1/22/1998 12:00:00 AM
VA1185761 | PB | PBCU | 3Y | RT | Y | DS001 | LCR01 | 121 SHANNON STREET | TAZEWELL, TOWN OF | DISTRIBUTION SYSTEM | FSD | 1 | 1/22/1998 12:00:00 AM
VA1185761 | PB | PBCU | 3Y | RT | Y | DS001 | LCR02 | 136 FLORENCE CIRCLE | TAZEWELL, TOWN OF | DISTRIBUTION SYSTEM | FSD | 1 | 1/22/1998 12:00:00 AM
VA1185761 | PB | PBCU | 3Y | RT | Y | DS001 | LCR03 | 404 HOTEL AVENUE | TAZEWELL, TOWN OF | DISTRIBUTION SYSTEM | FSD | 1 | 1/22/1998 12:00:00 AM
VA1185761 | PB | PBCU | 3Y | RT | Y | DS001 | LCR04 | 593 PINE STREET | TAZEWELL, TOWN OF | DISTRIBUTION SYSTEM | FSD | 1 | 1/22/1998 12:00:00 AM
VA1185761 | PB | PBCU | 3Y | RT | Y | DS001 | LCR05 | 164 MAIN STREET | TAZEWELL, TOWN OF | DISTRIBUTION SYSTEM | FSD | 1 | 1/22/1998 12:00:00 AM
VA1185761 | PB | PBCU | 3Y | RT | Y | DS001 | LCR06 | 264 DIAL ROCK ROAD | TAZEWELL, TOWN OF | DISTRIBUTION SYSTEM | FSD | 1 | 1/22/1998 12:00:00 AM
VA1185761 | PB | PBCU | 3Y | RT | Y | DS001 | LCR08 | 168 STEELES LANE | TAZEWELL, TOWN OF | DISTRIBUTION SYSTEM | FSD | 1 | 1/22/1998 12:00:00 AM
VA1185761 | PB | PBCU | 3Y | RT | Y | DS001 | LCR09 | 251 WALNUT STREET | TAZEWELL, TOWN OF | DISTRIBUTION SYSTEM | FSD | 1 | 1/22/1998 12:00:00 AM
VA1185761 | PB | PBCU | 3Y | RT | Y | DS001 | LCR10 | 166 ORANGE STREET | TAZEWELL, TOWN OF | DISTRIBUTION SYSTEM | FSD | 1 | 1/22/1998 12:00:00 AM
VA1185761 | PB | PBCU | 3Y | RT | Y | DS001 | LCR17 | 416 HARMAN STREET | TAZEWELL, TOWN OF | DISTRIBUTION SYSTEM | FSD | 1 | 1/22/1998 12:00:00 AM
VA1185761 | PB | PBCU | 3Y | RT | Y | DS001 | LCR19 | 211 AUSTIN ST | TAZEWELL, TOWN OF | DISTRIBUTION SYSTEM | FSD | 1 | 1/22/1998 12:00:00 AM
VA1185761 | PB | PBCU | 3Y | RT | Y | DS001 | LCR22 | 295 TEXAS ST | TAZEWELL, TOWN OF | DISTRIBUTION SYSTEM | FSD | 1 | 1/22/1998 12:00:00 AM
VA1185761 | PB | PBCU | 3Y | RT | Y | DS001 | LCR24 | 1388 RIVERSIDE DR | TAZEWELL, TOWN OF | DISTRIBUTION SYSTEM | FSD | 1 | 1/22/1998 12:00:00 AM
VA1185761 | PB | PBCU | 3Y | RT | Y | DS001 | LCR25 | 172 THORN ST | TAZEWELL, TOWN OF | DISTRIBUTION SYSTEM | FSD | 1 | 1/22/1998 12:00:00 AM
VA1185761 | PB | PBCU | 3Y | RT | Y | DS001 | LCR27 | 177 HIGHLAND AVENUE | TAZEWELL, TOWN OF | DISTRIBUTION SYSTEM | FSD | 1 | 1/22/1998 12:00:00 AM
VA1185761 | PB | PBCU | 3Y | RT | Y | DS001 | LCR28 | 122 AUSTIN ST | TAZEWELL, TOWN OF | DISTRIBUTION SYSTEM | FSD | 1 | 1/22/1998 12:00:00 AM
VA1185761 | PB | PBCU | 3Y | RT | Y | DS001 | LCR30 | 542 DOGWOOD DRIVE | TAZEWELL, TOWN OF | DISTRIBUTION SYSTEM | FSD | 1 | 1/22/1998 12:00:00 AM
VA1185761 | PB | PBCU | 3Y | RT | Y | DS001 | LCR34 | 218 VERNON AVENUE | TAZEWELL, TOWN OF | DISTRIBUTION SYSTEM | FSD | 1 | 1/22/1998 12:00:00 AM
VA1185761 | PB | PBCU | 3Y | RT | Y | DS001 | LCR39 | 233 THORN STREET | TAZEWELL, TOWN OF | DISTRIBUTION SYSTEM | FSD | 1 | 1/22/1998 12:00:00 AM
VA1185761 | PB | PBCU | 3Y | RT | Y | DS001 | LCR77 | 473 MARION AVE | TAZEWELL, TOWN OF | DISTRIBUTION SYSTEM | FSD | 1 | 1/22/1998 12:00:00 AM
VA1185761 | TC | TC | MN | RT | Y | DS001 | TCR01 |  | TAZEWELL, TOWN OF | DISTRIBUTION SYSTEM |  | 15 | 1/22/1998 12:00:00 AM
VA1185762 | GE | TOCA | QT | RT | Y | IN004 | RW002 | COMBINED INTAKE RAW WATER SAMPLE | GREATER TAZEWELL WTP | COMBINED INTAKE |  | 1 | 2/28/2000 12:00:00 AM
VA1185762 | GE | TOC | QT | RT | Y | TP001 | UP003 | COMBINED FILTER EFF | GREATER TAZEWELL WTP | GREATER TAZEWELL AREA REGIONAL WTP |  | 1 | 2/28/2000 12:00:00 AM
VA1185763 | GE | THH5 | QT | RT | Y | DS001 | DBP03 | 2010 INDIAN CREEK ROAD, CEDAR BLUFF PRV | BAPTIST VALLEY | DISTRIBUTION SYSTEM |  | 1 | 2/28/2000 12:00:00 AM
VA1185763 | GE | THH5 | QT | RT | Y | DS001 | DBP04 | 6475 FIRETOWER ROAD, BANDY | BAPTIST VALLEY | DISTRIBUTION SYSTEM |  | 1 | 2/28/2000 12:00:00 AM
VA1185763 | TC | TC | MN | RT | Y | DS001 | TCR01 |  | BAPTIST VALLEY | DISTRIBUTION SYSTEM |  | 12 | 2/28/2000 12:00:00 AM
VA1185766 | GE | THH5 | QT | RT | Y | DS001 | DBP01 | 1245 CLEAR FORK ROAD SS 030 | TCPSA - GRATTON | DISTRIBUTION SYSTEM |  | 1 | 11/1/2001 12:00:00 AM
VA1185766 | TC | TC | MN | RT | Y | DS001 | TCR01 |  | TCPSA - GRATTON | DISTRIBUTION SYSTEM |  | 3 | 11/1/2001 12:00:00 AM
VA1185767 | GE | THH5 | QT | RT | Y | DS001 | DBP01 | 290 WOODALL ST. SAMPLE STA 030 | TCPSA - FORT WITTEN | DISTRIBUTION SYSTEM |  | 1 | 3/18/2003 12:00:00 AM
VA1185767 | PB | PBCU | 3Y | RT | Y | DS001 | LCR01 | JOHNNY PUCKETT | TCPSA - FORT WITTEN | DISTRIBUTION SYSTEM | FSD | 1 | 3/18/2003 12:00:00 AM
VA1185767 | PB | PBCU | 3Y | RT | Y | DS001 | LCR02 | HISTORIC C. O. MUSIM | TCPSA - FORT WITTEN | DISTRIBUTION SYSTEM | FSD | 1 | 3/18/2003 12:00:00 AM
VA1185767 | PB | PBCU | 3Y | RT | Y | DS001 | LCR04 | J.P. BANNER | TCPSA - FORT WITTEN | DISTRIBUTION SYSTEM | FSD | 1 | 3/18/2003 12:00:00 AM
VA1185767 | PB | PBCU | 3Y | RT | Y | DS001 | LCR05 | BRUCE CLIFTON | TCPSA - FORT WITTEN | DISTRIBUTION SYSTEM | FSD | 1 | 3/18/2003 12:00:00 AM
VA1185767 | PB | PBCU | 3Y | RT | Y | DS001 | LCR13 | JAMES WYATT | TCPSA - FORT WITTEN | DISTRIBUTION SYSTEM | FSD | 1 | 3/18/2003 12:00:00 AM
VA1185767 | TC | TC | MN | RT | Y | DS001 | TCR01 |  | TCPSA - FORT WITTEN | DISTRIBUTION SYSTEM |  | 3 | 3/18/2003 12:00:00 AM
VA1185769 | GE | THH5 | QT | RT | Y | DS001 | DBP01 | 2328 DAW ROAD, SAMPLE STA 030 | TCPSA - DAW ROAD | DS001 DISTRIBUTION SYSTEM |  | 1 | 10/1/2007 12:00:00 AM
VA1185769 | TC | TC | MN | RT | Y | DS001 | TCR01 |  | TCPSA - DAW ROAD | DS001 DISTRIBUTION SYSTEM |  | 3 | 10/1/2007 12:00:00 AM
VA1191070 | TC | TC | MN | RT | Y | DS001 | TCR01 |  | CALLEBS COVE CAMPGROUND | DISTRIBUTION SYSTEM |  | 3 | 4/15/2003 12:00:00 AM
VA1191070 | GE | MPN | QT | RT | Y | WL001 | RW001 | WELLHEAD | CALLEBS COVE CAMPGROUND | DRILLED WELL |  | 1 | 4/15/2003 12:00:00 AM
VA1191150 | GE | THH5 | QT | RT | Y | DS950 | DBP03 | 137 ACORN LANE - STAGE 2 SITE | CLEAR CREEK | DISTRIBUTION SYSTEM |  | 1 | 9/25/2000 12:00:00 AM
VA1191150 | TC | TC | MN | RT | Y | DS950 | TCR01 |  | CLEAR CREEK | DISTRIBUTION SYSTEM |  | 3 | 9/25/2000 12:00:00 AM
VA1191275 | GE | THH5 | YR | RT | Y | DS001 | DBP01 | TTHM/HAA5 | GREEN SPRING ROAD | DISTRIBUTION SYSTEM |  | 1 | 5/2/2023 12:00:00 AM
VA1191275 | PB | PBCU | 6M | RT | Y | DS001 | LCR01 | 24520 GREEN SPRING RD. | GREEN SPRING ROAD | DISTRIBUTION SYSTEM | FSD | 1 | 5/2/2023 12:00:00 AM
VA1191275 | PB | PBCU | 6M | RT | Y | DS001 | LCR02 | 24541 GREEN SPRING RD. | GREEN SPRING ROAD | DISTRIBUTION SYSTEM | FSD | 1 | 5/2/2023 12:00:00 AM
VA1191275 | PB | PBCU | 6M | RT | Y | DS001 | LCR03 | 24414 GREEN SPRING RD. | GREEN SPRING ROAD | DISTRIBUTION SYSTEM | FSD | 1 | 5/2/2023 12:00:00 AM
VA1191275 | PB | PBCU | 6M | RT | Y | DS001 | LCR04 | 18174 PETALS LANE | GREEN SPRING ROAD | DISTRIBUTION SYSTEM | FSD | 1 | 5/2/2023 12:00:00 AM
VA1191275 | PB | PBCU | 6M | RT | Y | DS001 | LCR05 | 18173 PETALS LANE | GREEN SPRING ROAD | DISTRIBUTION SYSTEM | FSD | 1 | 5/2/2023 12:00:00 AM
VA1191275 | TC | TC | MN | RT | Y | DS001 | TCR01 |  | GREEN SPRING ROAD | DISTRIBUTION SYSTEM |  | 3 | 5/2/2023 12:00:00 AM
VA1191295 | GE | THH5 | YR | RT | Y | DS950 | DBP01 | 28350 POOR VALLEY RD | HAYTERS GAP | DISTRIBUTION SYSTEM |  | 1 | 1/10/1994 12:00:00 AM
VA1191295 | TC | TC | MN | RT | Y | DS950 | TCR01 |  | HAYTERS GAP | DISTRIBUTION SYSTEM |  | 3 | 1/10/1994 12:00:00 AM
VA1191311 | GE | THH5 | QT | RT | Y | DS001 | DBP01 | 8670 HIDDEN VALLEY RD | HIDDEN VALLEY | DISTRIBUTION SYSTEM |  | 1 | 1/6/2016 12:00:00 AM
VA1191311 | PB | PBCU | 3Y | RT | Y | DS001 | LCR01 | 8560 HIDDEN VALLEY RD | HIDDEN VALLEY | DISTRIBUTION SYSTEM | FSD | 1 | 1/6/2016 12:00:00 AM
VA1191311 | PB | PBCU | 3Y | RT | Y | DS001 | LCR02 | 8505 WELSH LANE | HIDDEN VALLEY | DISTRIBUTION SYSTEM | FSD | 1 | 1/6/2016 12:00:00 AM
VA1191311 | PB | PBCU | 3Y | RT | Y | DS001 | LCR04 | 14531 DOUGLAS LANE | HIDDEN VALLEY | DISTRIBUTION SYSTEM | FSD | 1 | 1/6/2016 12:00:00 AM
VA1191311 | PB | PBCU | 3Y | RT | Y | DS001 | LCR05 | 9494 PORTERFIELD HWY | HIDDEN VALLEY | DISTRIBUTION SYSTEM | FSD | 1 | 1/6/2016 12:00:00 AM
VA1191311 | PB | PBCU | 3Y | RT | Y | DS001 | LCR06 | 8433 WELSH LANE | HIDDEN VALLEY | DISTRIBUTION SYSTEM | FSD | 1 | 1/6/2016 12:00:00 AM
VA1191311 | TC | TC | MN | RT | Y | DS001 | TCR01 |  | HIDDEN VALLEY | DISTRIBUTION SYSTEM |  | 3 | 1/6/2016 12:00:00 AM
VA1191315 | TC | TC | MN | RT | Y | DS950 | TCR01 |  | BEARTREE NO. 1 | DISTRIBUTION SYSTEM |  | 3 | 6/13/1980 12:00:00 AM
VA1191315 | GE | NIT | YR | RT | Y | EP001 | EP001 | TAP AFTER TREATMENT | BEARTREE NO. 1 | ENTRY POINT - WELL |  | 1 | 6/13/1980 12:00:00 AM
VA1191315 | GE | MPN | QT | RT | Y | WL001 | RW001 | WELLHEAD | BEARTREE NO. 1 | WELL NO. 1 |  | 1 | 6/13/1980 12:00:00 AM
VA1191700 | TC | TC | MN | RT | Y | DS950 | TCR01 |  | RIVERSIDE CAMPGROUND | DISTRIBUTION SYSTEM |  | 3 | 7/22/2013 12:00:00 AM
VA1191700 | GE | MPN | QT | RT | Y | WL001 | RW001 | WELLHEAD | RIVERSIDE CAMPGROUND | WELL |  | 1 | 7/22/2013 12:00:00 AM
VA1191883 | GE | THH5 | QT | RT | Y | DS101 | DB103 | LOCATION 103 | WASHINGTON COUNTY SERVICE AUTHORITY | DISTRIBUTION SYSTEM |  | 1 | 6/24/1977 12:00:00 AM
VA1191883 | GE | THH5 | QT | RT | Y | DS101 | DB104 | LOCATION 104 | WASHINGTON COUNTY SERVICE AUTHORITY | DISTRIBUTION SYSTEM |  | 1 | 6/24/1977 12:00:00 AM
VA1191883 | GE | THH5 | QT | RT | Y | DS101 | DB205 | LOCATION 205 | WASHINGTON COUNTY SERVICE AUTHORITY | DISTRIBUTION SYSTEM |  | 1 | 6/24/1977 12:00:00 AM
VA1191883 | GE | THH5 | QT | RT | Y | DS101 | DB208 | T1 - BRUMLEY TANK EFFLUENT | WASHINGTON COUNTY SERVICE AUTHORITY | DISTRIBUTION SYSTEM |  | 1 | 6/24/1977 12:00:00 AM
VA1191883 | TC | TC | MN | RT | Y | DS101 | TCR01 |  | WASHINGTON COUNTY SERVICE AUTHORITY | DISTRIBUTION SYSTEM |  | 150 | 6/24/1977 12:00:00 AM
VA1191883 | GE | FRFL | MN | ST | N | EP001 | EP001 | LAB SINK | WASHINGTON COUNTY SERVICE AUTHORITY | ENTRY POINT - MIDDLE FORK HOLSTON WTP |  | 3 | 6/24/1977 12:00:00 AM
VA1191883 | GE | VOC | YR | RT | Y | EP001 | EP001 | LAB SINK | WASHINGTON COUNTY SERVICE AUTHORITY | ENTRY POINT - MIDDLE FORK HOLSTON WTP |  | 1 | 6/24/1977 12:00:00 AM
VA1191883 | GE | VOC | YR | RT | Y | EP002 | EP002 | RESERVATION SPRING | WASHINGTON COUNTY SERVICE AUTHORITY | ENTRY POINT - RESERVATION SPRING |  | 1 | 6/24/1977 12:00:00 AM
VA1191883 | GE | TOCA | QT | RT | Y | IN001 | RW001 | MIDDLE FORK RAW WATER SAMPLE TAP | WASHINGTON COUNTY SERVICE AUTHORITY | MIDDLE FORK HOLSTON RIVER |  | 1 | 6/24/1977 12:00:00 AM
VA1191883 | GE | MPN | MN | RT | Y | SP002 | RW002 | RESERVATION SPRING - RAW TAP | WASHINGTON COUNTY SERVICE AUTHORITY | RESERVATION SPRING |  | 3 | 6/24/1977 12:00:00 AM
VA1191883 | GE | TOC | QT | RT | Y | TP001 | UP001 | COMBINED FILTER EFFLUENT | WASHINGTON COUNTY SERVICE AUTHORITY | MIDDLE FORK WATER TREATMENT PLANT |  | 1 | 6/24/1977 12:00:00 AM
VA1195050 | GE | TTHM | YR | RT | Y | DS001 | DBP01 | RODA SAMPLE TAP 070 | APPALACHIA, TOWN OF | DISTRIBUTION SYSTEM |  | 1 | 8/1/1973 12:00:00 AM
VA1195050 | PB | PBCU | 3Y | RT | Y | DS001 | LCR01 | 202 TEMPLETON ST | APPALACHIA, TOWN OF | DISTRIBUTION SYSTEM | FSD | 1 | 8/1/1973 12:00:00 AM
VA1195050 | PB | PBCU | 3Y | RT | Y | DS001 | LCR03 | 405 SIXTH STREET | APPALACHIA, TOWN OF | DISTRIBUTION SYSTEM | FSD | 1 | 8/1/1973 12:00:00 AM
VA1195050 | PB | PBCU | 3Y | RT | Y | DS001 | LCR09 | 2318 DERBY ROAD | APPALACHIA, TOWN OF | DISTRIBUTION SYSTEM | FSD | 1 | 8/1/1973 12:00:00 AM
VA1195050 | PB | PBCU | 3Y | RT | Y | DS001 | LCR10 | 226 SPRUCE STREET | APPALACHIA, TOWN OF | DISTRIBUTION SYSTEM | FSD | 1 | 8/1/1973 12:00:00 AM
VA1195050 | PB | PBCU | 3Y | RT | Y | DS001 | LCR13 | 308-A SPRUCE ST | APPALACHIA, TOWN OF | DISTRIBUTION SYSTEM | FSD | 1 | 8/1/1973 12:00:00 AM
VA1195050 | PB | PBCU | 3Y | RT | Y | DS001 | LCR14 | 304 SPRUCE STREET | APPALACHIA, TOWN OF | DISTRIBUTION SYSTEM | FSD | 1 | 8/1/1973 12:00:00 AM
VA1195050 | PB | PBCU | 3Y | RT | Y | DS001 | LCR15 | 4336 FLEMING ROAD | APPALACHIA, TOWN OF | DISTRIBUTION SYSTEM | FSD | 1 | 8/1/1973 12:00:00 AM
VA1195050 | PB | PBCU | 3Y | RT | Y | DS001 | LCR17 | 5141 STONEGA ROAD | APPALACHIA, TOWN OF | DISTRIBUTION SYSTEM | FSD | 1 | 8/1/1973 12:00:00 AM
VA1195050 | PB | PBCU | 3Y | RT | Y | DS001 | LCR20 | 2242 DERBY RD | APPALACHIA, TOWN OF | DISTRIBUTION SYSTEM | FSD | 1 | 8/1/1973 12:00:00 AM
VA1195050 | PB | PBCU | 3Y | RT | Y | DS001 | LCR21 | 410 BLONDELL AVE | APPALACHIA, TOWN OF | DISTRIBUTION SYSTEM | FSD | 1 | 8/1/1973 12:00:00 AM
VA1195050 | PB | PBCU | 3Y | RT | Y | DS001 | LCR43 | 4306 RANDALL ROAD | APPALACHIA, TOWN OF | DISTRIBUTION SYSTEM | FSD | 1 | 8/1/1973 12:00:00 AM
VA1195050 | PB | PBCU | 3Y | RT | Y | DS001 | LCR44 | 2221 DERBY ROAD | APPALACHIA, TOWN OF | DISTRIBUTION SYSTEM | FSD | 1 | 8/1/1973 12:00:00 AM
VA1195050 | PB | PBCU | 3Y | RT | Y | DS001 | LCR65 | 859 OAKDALE RD | APPALACHIA, TOWN OF | DISTRIBUTION SYSTEM | FSD | 1 | 8/1/1973 12:00:00 AM
VA1195050 | PB | PBCU | 3Y | RT | Y | DS001 | LCR66 | 272 DONWHITEHEAD DR | APPALACHIA, TOWN OF | DISTRIBUTION SYSTEM | FSD | 1 | 8/1/1973 12:00:00 AM
VA1195050 | TC | TC | MN | RT | Y | DS001 | TCR01 |  | APPALACHIA, TOWN OF | DISTRIBUTION SYSTEM |  | 9 | 8/1/1973 12:00:00 AM
VA1195050 | GE | FRFL | MN | ST | N | EP001 | EP001 | WTP - ENTRY POINT | APPALACHIA, TOWN OF | ENTRY POINT - WTP |  | 3 | 8/1/1973 12:00:00 AM
VA1195050 | GE | TOCA | QT | RT | Y | IN001 | RW001 | RAW WATER TAP | APPALACHIA, TOWN OF | BEN'S BRANCH IMPOUNDMENT |  | 1 | 8/1/1973 12:00:00 AM
VA1195050 | GE | TOC | QT | RT | Y | TP002 | UP001 | COMBINED FILTER EFFL | APPALACHIA, TOWN OF | TOWN OF APPALACHIA WTP |  | 1 | 8/1/1973 12:00:00 AM
VA1195100 | GE | THH5 | QT | RT | Y | DS001 | DBP02 | LONESOME PINE HOSPITAL | BIG STONE GAP, TOWN OF | DISTRIBUTION SYSTEM |  | 1 | 1/27/1964 12:00:00 AM
VA1195100 | GE | THH5 | QT | RT | Y | DS001 | DBP03 | LONESOME PINE COUNTRY CLUB | BIG STONE GAP, TOWN OF | DISTRIBUTION SYSTEM |  | 1 | 1/27/1964 12:00:00 AM
VA1195100 | PB | PBCU | 3Y | RT | Y | DS001 | LCR02 | 1514 WILLOW ST., GARY SEXTON | BIG STONE GAP, TOWN OF | DISTRIBUTION SYSTEM | FSD | 1 | 1/27/1964 12:00:00 AM
VA1195100 | PB | PBCU | 3Y | RT | Y | DS001 | LCR07 | US HWY 23 & RT 615, SUBWAY | BIG STONE GAP, TOWN OF | DISTRIBUTION SYSTEM | FSD | 1 | 1/27/1964 12:00:00 AM
VA1195100 | PB | PBCU | 3Y | RT | Y | DS001 | LCR09 | 618 WOOD AVE, GILLIAM FUNERAL HOME | BIG STONE GAP, TOWN OF | DISTRIBUTION SYSTEM | FSD | 1 | 1/27/1964 12:00:00 AM
VA1195100 | PB | PBCU | 3Y | RT | Y | DS001 | LCR13 | 334 MAPLE AVE E, EARL MUMPOWER | BIG STONE GAP, TOWN OF | DISTRIBUTION SYSTEM | FSD | 1 | 1/27/1964 12:00:00 AM
VA1195100 | PB | PBCU | 3Y | RT | Y | DS001 | LCR16 | 2800 EGAN RD, JUDY BLAKE GILLIAM | BIG STONE GAP, TOWN OF | DISTRIBUTION SYSTEM | FSD | 1 | 1/27/1964 12:00:00 AM
VA1195100 | PB | PBCU | 3Y | RT | Y | DS001 | LCR18 | VALLEY UTILITY BLDGS, 5661 POWELL VALLEY | BIG STONE GAP, TOWN OF | DISTRIBUTION SYSTEM | FSD | 1 | 1/27/1964 12:00:00 AM
VA1195100 | PB | PBCU | 3Y | RT | Y | DS001 | LCR20 | 5400 SKEENS RIDGE RD, GREG CANTRELL | BIG STONE GAP, TOWN OF | DISTRIBUTION SYSTEM | FSD | 1 | 1/27/1964 12:00:00 AM
VA1195100 | PB | PBCU | 3Y | RT | Y | DS001 | LCR25 | 5701 STURGILL RD, J R LIGHT | BIG STONE GAP, TOWN OF | DISTRIBUTION SYSTEM | FSD | 1 | 1/27/1964 12:00:00 AM
VA1195100 | PB | PBCU | 3Y | RT | Y | DS001 | LCR26 | 2904 SPENCER LANE, JAMES HILL | BIG STONE GAP, TOWN OF | DISTRIBUTION SYSTEM | FSD | 1 | 1/27/1964 12:00:00 AM
VA1195100 | PB | PBCU | 3Y | RT | Y | DS001 | LCR27 | 3904A TATE SPRINGS RD, MICHAEL GILLEY | BIG STONE GAP, TOWN OF | DISTRIBUTION SYSTEM | FSD | 1 | 1/27/1964 12:00:00 AM
VA1195100 | PB | PBCU | 3Y | RT | Y | DS001 | LCR31 | 2481 EGAN RD, C E WARF | BIG STONE GAP, TOWN OF | DISTRIBUTION SYSTEM | FSD | 1 | 1/27/1964 12:00:00 AM
VA1195100 | PB | PBCU | 3Y | RT | Y | DS001 | LCR44 | 5935 ABSHER RD, CHARLES ABSHER | BIG STONE GAP, TOWN OF | DISTRIBUTION SYSTEM | FSD | 1 | 1/27/1964 12:00:00 AM
VA1195100 | PB | PBCU | 3Y | RT | Y | DS001 | LCR48 | 505 EAST 5TH ST S TOWN HALL | BIG STONE GAP, TOWN OF | DISTRIBUTION SYSTEM | FSD | 1 | 1/27/1964 12:00:00 AM
VA1195100 | PB | PBCU | 3Y | RT | Y | DS001 | LCR49 | 6124 LAKE RD JUDY HALL | BIG STONE GAP, TOWN OF | DISTRIBUTION SYSTEM | FSD | 1 | 1/27/1964 12:00:00 AM
VA1195100 | PB | PBCU | 3Y | RT | Y | DS001 | LCR51 | 2106 ALTO ST KAREN FERGUSON | BIG STONE GAP, TOWN OF | DISTRIBUTION SYSTEM | FSD | 1 | 1/27/1964 12:00:00 AM
VA1195100 | PB | PBCU | 3Y | RT | Y | DS001 | LCR52 | 304 EAST 5TH ST THE LANE GROUP | BIG STONE GAP, TOWN OF | DISTRIBUTION SYSTEM | FSD | 1 | 1/27/1964 12:00:00 AM
VA1195100 | PB | PBCU | 3Y | RT | Y | DS001 | LCR53 | 117 POWEL VALLEY SQ GOODWILL | BIG STONE GAP, TOWN OF | DISTRIBUTION SYSTEM | FSD | 1 | 1/27/1964 12:00:00 AM
VA1195100 | PB | PBCU | 3Y | RT | Y | DS001 | LCR54 | 106 EAST 28TH ST S GLENN BISHOP | BIG STONE GAP, TOWN OF | DISTRIBUTION SYSTEM | FSD | 1 | 1/27/1964 12:00:00 AM
VA1195100 | PB | PBCU | 3Y | RT | Y | DS001 | LCR55 | 502 MAPLE AVE CHALRES BURKE JR | BIG STONE GAP, TOWN OF | DISTRIBUTION SYSTEM | FSD | 1 | 1/27/1964 12:00:00 AM
VA1195100 | PB | PBCU | 3Y | RT | Y | DS001 | LCR60 | 2930 5TH AVE STEVE LOVELL | BIG STONE GAP, TOWN OF | DISTRIBUTION SYSTEM | FSD | 1 | 1/27/1964 12:00:00 AM
VA1195100 | TC | TC | MN | RT | Y | DS001 | TCR01 |  | BIG STONE GAP, TOWN OF | DISTRIBUTION SYSTEM |  | 30 | 1/27/1964 12:00:00 AM
VA1195100 | GE | FRFL | MN | ST | N | EP001 | EP001 | WTP - ENTRY POINT | BIG STONE GAP, TOWN OF | ENTRY POINT - WTP |  | 3 | 1/27/1964 12:00:00 AM
VA1195100 | GE | TOCA | QT | RT | Y | IN001 | RW001 | RAW WATER TAP | BIG STONE GAP, TOWN OF | SOUTH FORK POWELL RIVER |  | 1 | 1/27/1964 12:00:00 AM
VA1195100 | GE | TOC | QT | RT | Y | TP002 | UP001 | COMBINED FILTER EFFL | BIG STONE GAP, TOWN OF | BIG STONE GAP WTP |  | 1 | 1/27/1964 12:00:00 AM
VA1195170 | GE | THH5 | QT | RT | Y | DS001 | DBP02 | FLATWOODS STP | COEBURN, TOWN OF | DISTRIBUTION SYSTEM |  | 1 | 7/18/1921 12:00:00 AM
VA1195170 | GE | THH5 | QT | RT | Y | DS001 | DBP03 | 4218 MCIENURG RD | COEBURN, TOWN OF | DISTRIBUTION SYSTEM |  | 1 | 7/18/1921 12:00:00 AM
VA1195170 | TC | TC | MN | RT | Y | DS001 | TCR01 |  | COEBURN, TOWN OF | DISTRIBUTION SYSTEM |  | 15 | 7/18/1921 12:00:00 AM
VA1195170 | GE | FRFL | MN | ST | N | EP001 | EP001 | WTP-ENTRY POINT | COEBURN, TOWN OF | ENTRY POINT - WTP |  | 3 | 7/18/1921 12:00:00 AM
VA1195170 | GE | TOCA | QT | RT | Y | IN001 | RW001 | RAW WATER TAP | COEBURN, TOWN OF | TOM'S CREEK IMPOUNDMENT |  | 1 | 7/18/1921 12:00:00 AM
VA1195170 | GE | TOC | QT | RT | Y | TP003 | UP001 | COMBINED FILTER EFFL | COEBURN, TOWN OF | TOWN OF COEBURN WTP |  | 1 | 7/18/1921 12:00:00 AM
VA1195376 | TC | TC | MN | RT | Y | DS001 | TCR01 |  | HIGH KNOB | HIGH KNOB CAMP |  | 3 | 5/21/2022 12:00:00 AM
VA1195376 | GE | MPN | QT | RT | Y | WL001 | RW001 | WELLHEAD | HIGH KNOB | WELL |  | 1 | 5/21/2022 12:00:00 AM
VA1195640 | GE | TTHM | QT | RT | Y | DS001 | DBP01 | MID.FK. BLOWOFF | BOLD CAMP | DISTRIBUTION SYSTEM |  | 1 | 6/18/2001 12:00:00 AM
VA1195640 | GE | HAA5 | QT | RT | Y | DS001 | DBP03 | MATHEW MULLINS | BOLD CAMP | DISTRIBUTION SYSTEM |  | 1 | 6/18/2001 12:00:00 AM
VA1195640 | PB | PBCU | 3Y | RT | Y | DS001 | LCR01 | 9447 PEN HOLLOW RD | BOLD CAMP | DISTRIBUTION SYSTEM | FSD | 1 | 6/18/2001 12:00:00 AM
VA1195640 | PB | PBCU | 3Y | RT | Y | DS001 | LCR02 | 9311 PEN HOLLOW RD | BOLD CAMP | DISTRIBUTION SYSTEM | FSD | 1 | 6/18/2001 12:00:00 AM
VA1195640 | PB | PBCU | 3Y | RT | Y | DS001 | LCR03 | 9121 GREELY/GILMER R | BOLD CAMP | DISTRIBUTION SYSTEM | FSD | 1 | 6/18/2001 12:00:00 AM
VA1195640 | PB | PBCU | 3Y | RT | Y | DS001 | LCR05 | 10225 BAKER/MEADE R | BOLD CAMP | DISTRIBUTION SYSTEM | FSD | 1 | 6/18/2001 12:00:00 AM
VA1195640 | PB | PBCU | 3Y | RT | Y | DS001 | LCR07 | 11519 MEADE FORK RD | BOLD CAMP | DISTRIBUTION SYSTEM | FSD | 1 | 6/18/2001 12:00:00 AM
VA1195640 | PB | PBCU | 3Y | RT | Y | DS001 | LCR08 | 9931B HOLLYFIELD RD | BOLD CAMP | DISTRIBUTION SYSTEM | FSD | 1 | 6/18/2001 12:00:00 AM
VA1195640 | PB | PBCU | 3Y | RT | Y | DS001 | LCR09 | 9514 MCFALLS BRANCH | BOLD CAMP | DISTRIBUTION SYSTEM | FSD | 1 | 6/18/2001 12:00:00 AM
VA1195640 | PB | PBCU | 3Y | RT | Y | DS001 | LCR13 | 10620 BOLD CAMP RD | BOLD CAMP | DISTRIBUTION SYSTEM | FSD | 1 | 6/18/2001 12:00:00 AM
VA1195640 | PB | PBCU | 3Y | RT | Y | DS001 | LCR14 | 8926 WOODROW HOLLO | BOLD CAMP | DISTRIBUTION SYSTEM | FSD | 1 | 6/18/2001 12:00:00 AM
VA1195640 | PB | PBCU | 3Y | RT | Y | DS001 | LCR17 | 11308 MEADE FORK RD LOWELL MEADE | BOLD CAMP | DISTRIBUTION SYSTEM | FSD | 1 | 6/18/2001 12:00:00 AM
VA1195640 | TC | TC | MN | RT | Y | DS001 | TCR01 |  | BOLD CAMP | DISTRIBUTION SYSTEM |  | 3 | 6/18/2001 12:00:00 AM
VA1195650 | GE | TTHM | QT | RT | Y | DS001 | DBP04 | 9262 MOUNTAIN COVE ROAD | WCPSA-POUND | DISTRIBUTION SYSTEM |  | 1 | 1/1/1969 12:00:00 AM
VA1195650 | GE | HAA5 | QT | RT | Y | DS001 | DBP05 | 9388 SOUTH MOUNTAIN ROAD | WCPSA-POUND | DISTRIBUTION SYSTEM |  | 1 | 1/1/1969 12:00:00 AM
VA1195650 | TC | TC | MN | RT | Y | DS001 | TCR01 |  | WCPSA-POUND | DISTRIBUTION SYSTEM |  | 9 | 1/1/1969 12:00:00 AM
VA1195650 | GE | TOCA | QT | RT | Y | IN001 | RW001 | RAW WATER SAMPLE | WCPSA-POUND | NORTH FORK OF THE POUND RIVER LAKE |  | 1 | 1/1/1969 12:00:00 AM
VA1195650 | GE | TOC | QT | RT | Y | TP002 | UP001 | COMBINED FILTER EFFL | WCPSA-POUND | TOWN OF POUND WTP |  | 1 | 1/1/1969 12:00:00 AM
VA1195700 | GE | THH5 | QT | RT | Y | DS001 | DBP02 | 3500 HARDY HOLLOW RD | ST PAUL, TOWN OF | DISTRIBUTION SYSTEM |  | 1 | 12/26/1963 12:00:00 AM
VA1195700 | TC | TC | MN | RT | Y | DS001 | TCR01 |  | ST PAUL, TOWN OF | DISTRIBUTION SYSTEM |  | 6 | 12/26/1963 12:00:00 AM
VA1195700 | GE | FRFL | MN | ST | N | EP001 | EP001 | WTP - ENTRY POINT | ST PAUL, TOWN OF | ENTRY POINT - WTP |  | 3 | 12/26/1963 12:00:00 AM
VA1195700 | GE | TOCA | QT | RT | Y | IN001 | RW001 | RAW WATER SAMPLE | ST PAUL, TOWN OF | CLINCH RIVER |  | 1 | 12/26/1963 12:00:00 AM
VA1195700 | GE | TOC | QT | RT | Y | TP002 | UP001 | COMBINED FILTER EFFL | ST PAUL, TOWN OF | TOWN OF ST. PAUL WTP |  | 1 | 12/26/1963 12:00:00 AM
VA1195900 | GE | THH5 | QT | RT | Y | DS001 | DBP01 | NATHAN BURNHAM | WISE COUNTY REGIONAL WATER SYSTEM | DISTRIBUTION SYSTEM |  | 1 | 2/22/1971 12:00:00 AM
VA1195900 | GE | THH5 | QT | RT | Y | DS001 | DBP02 | DONNIE BOLLING | WISE COUNTY REGIONAL WATER SYSTEM | DISTRIBUTION SYSTEM |  | 1 | 2/22/1971 12:00:00 AM
VA1195900 | GE | THH5 | QT | RT | Y | DS001 | DBP03 | TONY NUNLEY | WISE COUNTY REGIONAL WATER SYSTEM | DISTRIBUTION SYSTEM |  | 1 | 2/22/1971 12:00:00 AM
VA1195900 | GE | THH5 | QT | RT | Y | DS001 | DBP05 | DCPSA SANDY RIDGE MM | WISE COUNTY REGIONAL WATER SYSTEM | DISTRIBUTION SYSTEM |  | 1 | 2/22/1971 12:00:00 AM
VA1195900 | TC | TC | MN | RT | Y | DS001 | TCR01 |  | WISE COUNTY REGIONAL WATER SYSTEM | DISTRIBUTION SYSTEM |  | 30 | 2/22/1971 12:00:00 AM
VA1195900 | GE | FRFL | MN | ST | N | EP001 | EP001 | WTP - ENTRY POINT | WISE COUNTY REGIONAL WATER SYSTEM | ENTRY POINT - WTP |  | 3 | 2/22/1971 12:00:00 AM
VA1195900 | GE | TOCA | QT | RT | Y | IN001 | RW001 | RAW WATER SAMPLE CLINCH RIVER INTAKE | WISE COUNTY REGIONAL WATER SYSTEM | CLINCH RIVER INTAKE |  | 1 | 2/22/1971 12:00:00 AM
VA1195900 | GE | TOC | QT | RT | Y | TP001 | UP003 | COMBINED FILTER EFFL | WISE COUNTY REGIONAL WATER SYSTEM | WISE CO. PSA REGIONAL WTP |  | 1 | 2/22/1971 12:00:00 AM
VA1195950 | GE | THH5 | QT | RT | Y | DS001 | DBP01 | GILLIAM SCHOOL ROAD | WISE, TOWN OF | DISTRIBUTION SYSTEM |  | 1 | 9/22/1963 12:00:00 AM
VA1195950 | GE | THH5 | QT | RT | Y | DS001 | DBP02 | ADRIAN DALE | WISE, TOWN OF | DISTRIBUTION SYSTEM |  | 1 | 9/22/1963 12:00:00 AM
VA1195950 | PB | PBCU | 3Y | RT | Y | DS001 | LCR001 | ED JESSEE | WISE, TOWN OF | DISTRIBUTION SYSTEM | FSD | 1 | 9/22/1963 12:00:00 AM
VA1195950 | PB | PBCU | 3Y | RT | Y | DS001 | LCR002 | TONY BATES | WISE, TOWN OF | DISTRIBUTION SYSTEM | FSD | 1 | 9/22/1963 12:00:00 AM
VA1195950 | PB | PBCU | 3Y | RT | Y | DS001 | LCR003 | RON HELTON | WISE, TOWN OF | DISTRIBUTION SYSTEM | FSD | 1 | 9/22/1963 12:00:00 AM
VA1195950 | PB | PBCU | 3Y | RT | Y | DS001 | LCR004 | DICK HOUCHINS | WISE, TOWN OF | DISTRIBUTION SYSTEM | FSD | 1 | 9/22/1963 12:00:00 AM
VA1195950 | PB | PBCU | 3Y | RT | Y | DS001 | LCR008 | BILLY THOMPSON | WISE, TOWN OF | DISTRIBUTION SYSTEM | FSD | 1 | 9/22/1963 12:00:00 AM
VA1195950 | PB | PBCU | 3Y | RT | Y | DS001 | LCR011 | OTHO CRAFT | WISE, TOWN OF | DISTRIBUTION SYSTEM | FSD | 1 | 9/22/1963 12:00:00 AM
VA1195950 | PB | PBCU | 3Y | RT | Y | DS001 | LCR012 | BRENDA HALL | WISE, TOWN OF | DISTRIBUTION SYSTEM | FSD | 1 | 9/22/1963 12:00:00 AM
VA1195950 | PB | PBCU | 3Y | RT | Y | DS001 | LCR013 | CONLEY HOLBROOK | WISE, TOWN OF | DISTRIBUTION SYSTEM | FSD | 1 | 9/22/1963 12:00:00 AM
VA1195950 | PB | PBCU | 3Y | RT | Y | DS001 | LCR016 | PETER YUN | WISE, TOWN OF | DISTRIBUTION SYSTEM | FSD | 1 | 9/22/1963 12:00:00 AM
VA1195950 | PB | PBCU | 3Y | RT | Y | DS001 | LCR017 | ROBERT MASSIE | WISE, TOWN OF | DISTRIBUTION SYSTEM | FSD | 1 | 9/22/1963 12:00:00 AM
VA1195950 | PB | PBCU | 3Y | RT | Y | DS001 | LCR018 | JACK TOLBERT | WISE, TOWN OF | DISTRIBUTION SYSTEM | FSD | 1 | 9/22/1963 12:00:00 AM
VA1195950 | PB | PBCU | 3Y | RT | Y | DS001 | LCR019 | SAM EWING | WISE, TOWN OF | DISTRIBUTION SYSTEM | FSD | 1 | 9/22/1963 12:00:00 AM
VA1195950 | PB | PBCU | 3Y | RT | Y | DS001 | LCR021 | EDDIE DANIELS | WISE, TOWN OF | DISTRIBUTION SYSTEM | FSD | 1 | 9/22/1963 12:00:00 AM
VA1195950 | PB | PBCU | 3Y | RT | Y | DS001 | LCR027 | 503 ORR ST | WISE, TOWN OF | DISTRIBUTION SYSTEM | FSD | 1 | 9/22/1963 12:00:00 AM
VA1195950 | PB | PBCU | 3Y | RT | Y | DS001 | LCR028 | 306 NOTTINGHAM AVE SE | WISE, TOWN OF | DISTRIBUTION SYSTEM | FSD | 1 | 9/22/1963 12:00:00 AM
VA1195950 | PB | PBCU | 3Y | RT | Y | DS001 | LCR029 | 750 BIRCHFIELD RD | WISE, TOWN OF | DISTRIBUTION SYSTEM | FSD | 1 | 9/22/1963 12:00:00 AM
VA1195950 | PB | PBCU | 3Y | RT | Y | DS001 | LCR030 | 213 VIRGINIA AVE | WISE, TOWN OF | DISTRIBUTION SYSTEM | FSD | 1 | 9/22/1963 12:00:00 AM
VA1195950 | PB | PBCU | 3Y | RT | Y | DS001 | LCR031 | 307 WOODLAND CT SE | WISE, TOWN OF | DISTRIBUTION SYSTEM | FSD | 1 | 9/22/1963 12:00:00 AM
VA1195950 | PB | PBCU | 3Y | RT | Y | DS001 | LCR032 | 310 WOODLAND CT SE | WISE, TOWN OF | DISTRIBUTION SYSTEM | FSD | 1 | 9/22/1963 12:00:00 AM
VA1195950 | PB | PBCU | 3Y | RT | Y | DS001 | LCR040 | 631 CRESTVIEW DR SW | WISE, TOWN OF | DISTRIBUTION SYSTEM | FSD | 1 | 9/22/1963 12:00:00 AM
VA1195950 | TC | TC | MN | RT | Y | DS001 | TCR01 |  | WISE, TOWN OF | DISTRIBUTION SYSTEM |  | 21 | 9/22/1963 12:00:00 AM
VA1195950 | GE | FRFL | MN | ST | N | EP001 | EP001 | WTP - ENTRY POINT | WISE, TOWN OF | ENTRY POINT - WTP |  | 3 | 9/22/1963 12:00:00 AM
VA1195950 | GE | VOC | YR | RT | Y | EP001 | EP001 | WTP - ENTRY POINT | WISE, TOWN OF | ENTRY POINT - WTP |  | 1 | 9/22/1963 12:00:00 AM
VA1195950 | GE | TOCA | QT | RT | Y | IN001 | RW001 | RAW WATER SAMPLE | WISE, TOWN OF | BEAR CREEK IMPOUNDMENT(WTP) INTAKE |  | 1 | 9/22/1963 12:00:00 AM
VA1195950 | GE | TOC | QT | RT | Y | TP003 | UP001 | COMBINED FILTER EFFL | WISE, TOWN OF | TOWN OF WISE WTP |  | 1 | 9/22/1963 12:00:00 AM
VA1197126 | TC | TC | QT | RT | Y | DS950 | TCR01 |  | DEER TRAIL PARK CAMPGROUND | DISTRIBUTION SYSTEM |  | 1 | 5/21/2003 12:00:00 AM
VA1197126 | GE | MPN | QT | RT | Y | WL001 | RW001 | TAP BY WELL | DEER TRAIL PARK CAMPGROUND | DRILLED WELL |  | 1 | 5/21/2003 12:00:00 AM
VA1197220 | PB | PBCU | 3Y | RT | Y | DS001 | LCR04 | 116 ORPHANAGE DR (OFFICE) | FOSTER FALLS CAMPGROUND | DISTRIBUTION SYSTEM | FSD | 1 | 6/5/2008 12:00:00 AM
VA1197220 | PB | PBCU | 3Y | RT | Y | DS001 | LCR05 | 145 ORPHANAGE DR (LOVELL HOUSE) | FOSTER FALLS CAMPGROUND | DISTRIBUTION SYSTEM | FSD | 1 | 6/5/2008 12:00:00 AM
VA1197220 | PB | PBCU | 3Y | RT | Y | DS001 | LCR07 | DEPOT | FOSTER FALLS CAMPGROUND | DISTRIBUTION SYSTEM | FSD | 1 | 6/5/2008 12:00:00 AM
VA1197220 | PB | PBCU | 3Y | RT | Y | DS001 | LCR08 | 400 ORPHANAGE DR (SHOP) | FOSTER FALLS CAMPGROUND | DISTRIBUTION SYSTEM | FSD | 1 | 6/5/2008 12:00:00 AM
VA1197220 | PB | PBCU | 3Y | RT | Y | DS001 | LCR10 | DISCOVERY CENTER | FOSTER FALLS CAMPGROUND | DISTRIBUTION SYSTEM | FSD | 1 | 6/5/2008 12:00:00 AM
VA1197220 | TC | TC | MN | RT | Y | DS001 | TCR01 |  | FOSTER FALLS CAMPGROUND | DISTRIBUTION SYSTEM |  | 3 | 6/5/2008 12:00:00 AM
VA1197220 | GE | MPN | QT | RT | Y | WL001 | RW001 | WELL NO 1 | FOSTER FALLS CAMPGROUND | WELL NO 1 |  | 1 | 6/5/2008 12:00:00 AM
VA1197220 | GE | THH5 | 3Y | RT | Y | DS001 | DBP01 | PARK OFFICE 116 ORPHANAGE DR | FOSTER FALLS CAMPGROUND | DISTRIBUTION SYSTEM |  | 1 | 2008-06-05
VA1197317 | TC | TC | MN | RT | Y | DS950 | TCR01 |  | HUSSEY MOUNTAIN | DISTRIBUTION AREA |  | 3 | 6/9/2021 12:00:00 AM
VA1197317 | GE | NIT | YR | RT | Y | EP001 | EP001 | FIRST HYDRANT | HUSSEY MOUNTAIN | ENTRY POINT - WELL |  | 1 | 6/9/2021 12:00:00 AM
VA1197345 | GE | THH5 | QT | RT | Y | DS009 | DBP06 | LITTLE LEAF P.S. | WYTHE COUNTY EAST | DISTRIBUTION SYSTEM |  | 1 | 6/24/1977 12:00:00 AM
VA1197345 | GE | THH5 | QT | RT | Y | DS009 | DBP08 | END LONE ASH ROAD | WYTHE COUNTY EAST | DISTRIBUTION SYSTEM |  | 1 | 6/24/1977 12:00:00 AM
VA1197345 | TC | TC | MN | RT | Y | DS009 | TCR01 |  | WYTHE COUNTY EAST | DISTRIBUTION SYSTEM |  | 24 | 6/24/1977 12:00:00 AM
VA1197345 | GE | MPN | QT | RT | Y | WL003 | RW003 | MAX MEADOWS NO. 2 | WYTHE COUNTY EAST | MAX MEADOWS WELL NO. 2 |  | 1 | 6/24/1977 12:00:00 AM
VA1197435 | GE | FRFL | MN | ST | N | EP001 | EP001 | LAB SINK TAP | NEW RIVER REGIONAL WATER AUTHORITY | ENTRY POINT |  | 3 | 12/31/2008 12:00:00 AM
VA1197435 | GE | TOCA | QT | RT | Y | IN001 | RW001 | RAW WATER TAP | NEW RIVER REGIONAL WATER AUTHORITY | INTAKE - NEW RIVER |  | 1 | 12/31/2008 12:00:00 AM
VA1197435 | GE | TOC | QT | RT | Y | TP001 | UP001 | COMBINED FILTER EFF | NEW RIVER REGIONAL WATER AUTHORITY | WATER TREATMENT PLANT |  | 1 | 12/31/2008 12:00:00 AM
VA1197700 | GE | THH5 | YR | RT | Y | DS950 | DBP01 | STW MRT | RURAL RETREAT, TOWN OF | DISTRIBUTION SYSTEM |  | 1 | 6/24/1977 12:00:00 AM
VA1197700 | TC | TC | MN | RT | Y | DS950 | TCR01 |  | RURAL RETREAT, TOWN OF | DISTRIBUTION SYSTEM |  | 6 | 6/24/1977 12:00:00 AM
VA1197700 | GE | FL2 | MN | ST | N | EP002 | EP2 | SAMPLE TAP | RURAL RETREAT, TOWN OF | ENTRY POINT - MEMBRANE PLANT |  | 3 | 6/24/1977 12:00:00 AM
VA1197725 | TC | TC | QT | RT | Y | DS950 | TCR01 |  | SHOT TOWER STATE PARK | DISTRIBUTION SYSTEM |  | 1 | 6/24/1977 12:00:00 AM
VA1197725 | GE | NIT | YR | RT | Y | EP001 | EP001 | TAP AFTER STORAGE | SHOT TOWER STATE PARK | ENTRY POINT - WELL |  | 1 | 6/24/1977 12:00:00 AM
VA1197743 | TC | TC | MN | RT | Y | DS950 | TCR01 |  | STONY FORK RECREATION AREA | DISTRIBUTION SYSTEM |  | 3 | 6/24/1977 12:00:00 AM
VA1197743 | GE | NIT | YR | RT | Y | EP001 | EP001 | LABORATORY SINK TAP | STONY FORK RECREATION AREA | ENTRY POINT - WTP |  | 1 | 6/24/1977 12:00:00 AM
VA1197743 | GE | MPN | QT | RT | Y | WL001 | RW001 | WELLHEAD | STONY FORK RECREATION AREA | WELL |  | 1 | 6/24/1977 12:00:00 AM
VA1197810 | GE | THH5 | QT | RT | Y | DS950 | DBP01 | PEPPERS F./MUDLICK | WYTHEVILLE, TOWN OF | DISTRIBUTION SYSTEM |  | 1 | 6/24/1977 12:00:00 AM
VA1197810 | GE | THH5 | QT | RT | Y | DS950 | DBP03 | T1 - #304 - POWERSHOT | WYTHEVILLE, TOWN OF | DISTRIBUTION SYSTEM |  | 1 | 6/24/1977 12:00:00 AM
VA1197810 | TC | TC | MN | RT | Y | DS950 | TCR01 |  | WYTHEVILLE, TOWN OF | DISTRIBUTION SYSTEM |  | 27 | 6/24/1977 12:00:00 AM
VA1197810 | GE | FRFL | MN | ST | N | EP001 | EP001 | LAB SINK | WYTHEVILLE, TOWN OF | ENTRY POINT - WYTHEVILLE WTP |  | 3 | 6/24/1977 12:00:00 AM
VA1197810 | GE | TOCA | QT | RT | Y | IN001 | RW001 | RAW H2O SAMPLE TAP | WYTHEVILLE, TOWN OF | REED CREEK |  | 1 | 6/24/1977 12:00:00 AM
VA1197810 | GE | TOC | QT | RT | Y | TP001 | UP001 | COMBINED FILT. EFF. | WYTHEVILLE, TOWN OF | WYTHEVILLE WATER TREATMENT PLANT |  | 1 | 6/24/1977 12:00:00 AM
VA1197880 | GE | THH5 | QT | RT | Y | DS001 | DBP01 | END RADIO ROAD | WYTHE COUNTY WEST | DISTRIBUTION SYSTEM |  | 1 | 7/5/2012 12:00:00 AM
VA1197880 | GE | THH5 | QT | RT | Y | DS001 | DBP02 | SPEEDEWELL RT. 773 P S | WYTHE COUNTY WEST | DISTRIBUTION SYSTEM |  | 1 | 7/5/2012 12:00:00 AM
VA1197880 | TC | TC | MN | RT | Y | DS001 | TCR01 |  | WYTHE COUNTY WEST | DISTRIBUTION SYSTEM |  | 6 | 7/5/2012 12:00:00 AM
VA1197880 | GE | MPN | QT | RT | Y | WL001 | RW001 | SPEEDWELL WELL NO. 1 | WYTHE COUNTY WEST | SPEEDWELL WELL NO. 1 |  | 1 | 7/5/2012 12:00:00 AM
VA1197900 | TC | TC | QT | RT | Y | DS004 | TCR01 |  | WYTHEVILLE FISH HATCHERY | DISTRIBUTION SYSTEM |  | 1 | 7/7/1980 12:00:00 AM
VA1520070 | GE | THH5 | QT | RT | Y | DS950 | DB500 | 613 HIGHLAND | BVU AUTHORITY | DISTRIBUTION SYSTEM |  | 1 | 6/24/1977 12:00:00 AM
VA1520070 | GE | THH5 | QT | RT | Y | DS950 | DB502 | 245 NORTH STREET | BVU AUTHORITY | DISTRIBUTION SYSTEM |  | 1 | 6/24/1977 12:00:00 AM
VA1520070 | GE | THH5 | QT | RT | Y | DS950 | DB505 | 100 ASHLEY DRIVE | BVU AUTHORITY | DISTRIBUTION SYSTEM |  | 1 | 6/24/1977 12:00:00 AM
VA1520070 | GE | THH5 | QT | RT | Y | DS950 | DB506 | 1 LIBERTY PLACE | BVU AUTHORITY | DISTRIBUTION SYSTEM |  | 1 | 6/24/1977 12:00:00 AM
VA1520070 | TC | TC | MN | RT | Y | DS950 | TCR01 |  | BVU AUTHORITY | DISTRIBUTION SYSTEM |  | 60 | 6/24/1977 12:00:00 AM
VA1520070 | GE | FRFL | MN | ST | N | EP001 | EP001 | LAB SINK | BVU AUTHORITY | ENTRY POINT - WTP |  | 3 | 6/24/1977 12:00:00 AM
VA1520070 | GE | TOCA | QT | RT | Y | IN001 | RW001 | RAW H2O SAMPLE TAP | BVU AUTHORITY | SOUTH HOLSTON LAKE |  | 1 | 6/24/1977 12:00:00 AM
VA1520070 | GE | TOC | QT | RT | Y | TP001 | UP001 | COMBINED FILT. EFF. | BVU AUTHORITY | WATER TREATMENT PLANT |  | 1 | 6/24/1977 12:00:00 AM
VA1640243 | GE | THH5 | QT | RT | Y | DS950 | DBP03 | 105 FAIRWAY DRIVE | GALAX, CITY OF | DISTRIBUTION SYSTEM |  | 1 | 6/24/1977 12:00:00 AM
VA1640243 | GE | THH5 | QT | RT | Y | DS950 | DBP04 | 316 FOX RUN DRIVE | GALAX, CITY OF | DISTRIBUTION SYSTEM |  | 1 | 6/24/1977 12:00:00 AM
VA1640243 | PB | PBCU | 3Y | RT | Y | DS950 | LCR04 | 124 WAUGH DR | GALAX, CITY OF | DISTRIBUTION SYSTEM | FSD | 1 | 6/24/1977 12:00:00 AM
VA1640243 | PB | PBCU | 3Y | RT | Y | DS950 | LCR06 | 107 BONA VISTA LANE | GALAX, CITY OF | DISTRIBUTION SYSTEM | FSD | 1 | 6/24/1977 12:00:00 AM
VA1640243 | PB | PBCU | 3Y | RT | Y | DS950 | LCR07 | 105 SUNSET DR | GALAX, CITY OF | DISTRIBUTION SYSTEM | FSD | 1 | 6/24/1977 12:00:00 AM
VA1640243 | PB | PBCU | 3Y | RT | Y | DS950 | LCR09 | 603 E. STUART DR | GALAX, CITY OF | DISTRIBUTION SYSTEM | FSD | 1 | 6/24/1977 12:00:00 AM
VA1640243 | PB | PBCU | 3Y | RT | Y | DS950 | LCR10 | 906 W. STUART DR | GALAX, CITY OF | DISTRIBUTION SYSTEM | FSD | 1 | 6/24/1977 12:00:00 AM
VA1640243 | PB | PBCU | 3Y | RT | Y | DS950 | LCR12 | 515 RAILROAD AVE | GALAX, CITY OF | DISTRIBUTION SYSTEM | FSD | 1 | 6/24/1977 12:00:00 AM
VA1640243 | PB | PBCU | 3Y | RT | Y | DS950 | LCR14 | 1100 E. STUART DR | GALAX, CITY OF | DISTRIBUTION SYSTEM | FSD | 1 | 6/24/1977 12:00:00 AM
VA1640243 | PB | PBCU | 3Y | RT | Y | DS950 | LCR15 | 111 S. MAIN ST | GALAX, CITY OF | DISTRIBUTION SYSTEM | FSD | 1 | 6/24/1977 12:00:00 AM
VA1640243 | PB | PBCU | 3Y | RT | Y | DS950 | LCR16 | 114 NUCKOLLS CURVE | GALAX, CITY OF | DISTRIBUTION SYSTEM | FSD | 1 | 6/24/1977 12:00:00 AM
VA1640243 | PB | PBCU | 3Y | RT | Y | DS950 | LCR17 | 200 FOREST AVE | GALAX, CITY OF | DISTRIBUTION SYSTEM | FSD | 1 | 6/24/1977 12:00:00 AM
VA1640243 | PB | PBCU | 3Y | RT | Y | DS950 | LCR20 | 1061 E. STUART DR | GALAX, CITY OF | DISTRIBUTION SYSTEM | FSD | 1 | 6/24/1977 12:00:00 AM
VA1640243 | PB | PBCU | 3Y | RT | Y | DS950 | LCR23 | 1081 E. STUART DR. | GALAX, CITY OF | DISTRIBUTION SYSTEM | FSD | 1 | 6/24/1977 12:00:00 AM
VA1640243 | PB | PBCU | 3Y | RT | Y | DS950 | LCR24 | 101 E. GRAYSON ST. | GALAX, CITY OF | DISTRIBUTION SYSTEM | FSD | 1 | 6/24/1977 12:00:00 AM
VA1640243 | PB | PBCU | 3Y | RT | Y | DS950 | LCR25 | 200 S. MAIN ST. | GALAX, CITY OF | DISTRIBUTION SYSTEM | FSD | 1 | 6/24/1977 12:00:00 AM
VA1640243 | PB | PBCU | 3Y | RT | Y | DS950 | LCR27 | 916 W. STUART DR. | GALAX, CITY OF | DISTRIBUTION SYSTEM | FSD | 1 | 6/24/1977 12:00:00 AM
VA1640243 | PB | PBCU | 3Y | RT | Y | DS950 | LCR28 | 112 WOODLAND AVENUE | GALAX, CITY OF | DISTRIBUTION SYSTEM | FSD | 1 | 6/24/1977 12:00:00 AM
VA1640243 | PB | PBCU | 3Y | RT | Y | DS950 | LCR39 | 44 BLUEGRASS | GALAX, CITY OF | DISTRIBUTION SYSTEM | FSD | 1 | 6/24/1977 12:00:00 AM
VA1640243 | PB | PBCU | 3Y | RT | Y | DS950 | LCR43 | 804 FRIES ROAD | GALAX, CITY OF | DISTRIBUTION SYSTEM | FSD | 1 | 6/24/1977 12:00:00 AM
VA1640243 | PB | PBCU | 3Y | RT | Y | DS950 | LCR45 | 810 FRIES ROAD | GALAX, CITY OF | DISTRIBUTION SYSTEM | FSD | 1 | 6/24/1977 12:00:00 AM
VA1640243 | PB | PBCU | 3Y | RT | Y | DS950 | LCR64 | 106 PROSPECT | GALAX, CITY OF | DISTRIBUTION SYSTEM | FSD | 1 | 6/24/1977 12:00:00 AM
VA1640243 | TC | TC | MN | RT | Y | DS950 | TCR01 |  | GALAX, CITY OF | DISTRIBUTION SYSTEM |  | 24 | 6/24/1977 12:00:00 AM
VA1640243 | GE | FRFL | MN | ST | N | EP001 | EP001 | LAB SINK - FINISHED | GALAX, CITY OF | ENTRY POINT - WTP |  | 3 | 6/24/1977 12:00:00 AM
VA1640243 | GE | TOCA | QT | RT | Y | IN001 | RW001 | RAW H2O SAMPLE TAP | GALAX, CITY OF | CHESTNUT CREEK |  | 1 | 6/24/1977 12:00:00 AM
VA1640243 | GE | TOC | QT | RT | Y | TP001 | UP001 | COMBINED FILT. EFF. | GALAX, CITY OF | WATER TREATMENT PLANT |  | 1 | 6/24/1977 12:00:00 AM
VA1720076 | GE | THH5 | YR | RT | Y | DS001 | DBP02 | 1530 HOOT OWL HOLLOW RD | NORTON, CITY OF | DISTRIBUTION SYSTEM |  | 1 | 6/30/1955 12:00:00 AM
VA1720076 | GE | THH5 | YR | RT | Y | DS001 | DBP03 | 743 WHITAKER ROAD | NORTON, CITY OF | DISTRIBUTION SYSTEM |  | 1 | 6/30/1955 12:00:00 AM
VA1720076 | TC | TC | MN | RT | Y | DS001 | TCR01 |  | NORTON, CITY OF | DISTRIBUTION SYSTEM |  | 12 | 6/30/1955 12:00:00 AM
VA1720076 | GE | FRFL | MN | ST | N | EP001 | EP001 | WTP - ENTRY POINT | NORTON, CITY OF | ENTRY POINT - WTP |  | 3 | 6/30/1955 12:00:00 AM
VA1720076 | GE | TOCA | QT | RT | Y | IN002 | RW001 | RAW WATER SAMPLE | NORTON, CITY OF | BENGES BRANCH |  | 1 | 6/30/1955 12:00:00 AM
VA1720076 | GE | TOC | QT | RT | Y | TP001 | UP001 | COMBINED FILTER EFFL | NORTON, CITY OF | CITY OF NORTON WTP |  | 1 | 6/30/1955 12:00:00 AM
VA1750100 | GE | THH5 | QT | RT | Y | DS001 | DBP01 | RIDGEWOOD TANK | RADFORD, CITY OF | DISTRIBUTION SYSTEM |  | 1 | 6/24/1977 12:00:00 AM
VA1750100 | GE | THH5 | QT | RT | Y | DS001 | DBP02 | INGLEWOOD TANK | RADFORD, CITY OF | DISTRIBUTION SYSTEM |  | 1 | 6/24/1977 12:00:00 AM
VA1750100 | GE | THH5 | QT | RT | Y | DS001 | DBP03 | 757 HARVEY | RADFORD, CITY OF | DISTRIBUTION SYSTEM |  | 1 | 6/24/1977 12:00:00 AM
VA1750100 | GE | THH5 | QT | RT | Y | DS001 | DBP04 | HOWE STREET TANK | RADFORD, CITY OF | DISTRIBUTION SYSTEM |  | 1 | 6/24/1977 12:00:00 AM
VA1750100 | TC | TC | MN | RT | Y | DS001 | TCR01 |  | RADFORD, CITY OF | DISTRIBUTION SYSTEM |  | 45 | 6/24/1977 12:00:00 AM
VA1750100 | GE | TOCA | QT | RT | Y | IN001 | RW002 | RAW WATER TAP | RADFORD, CITY OF | INTAKE ON NEW RIVER |  | 1 | 6/24/1977 12:00:00 AM
VA1750100 | GE | TOC | QT | RT | Y | TP001 | UP001 | COMBINED FILTER EFFL | RADFORD, CITY OF | WATER TREATMENT PLANT |  | 1 | 6/24/1977 12:00:00 AM
VA2003050 | GE | THH5 | QT | RT | Y | DS001 | DBP02 | FOXCHASE (FOXDALE LN) | ACSA CROZET | DISTRIBUTION SYSTEM |  | 1 | 1/3/1997 12:00:00 AM
VA2003050 | GE | THH5 | QT | RT | Y | DS001 | DBP03 | BROWNSVILLE MARKET | ACSA CROZET | DISTRIBUTION SYSTEM |  | 1 | 1/3/1997 12:00:00 AM
VA2003050 | GE | THH5 | QT | RT | Y | DS001 | DBP04 | BUCK MTN TANK | ACSA CROZET | DISTRIBUTION SYSTEM |  | 1 | 1/3/1997 12:00:00 AM
VA2003050 | GE | THH5 | QT | RT | Y | DS001 | DBP06 | 1408 CROZET AVE SAMPLING STATION | ACSA CROZET | DISTRIBUTION SYSTEM |  | 1 | 1/3/1997 12:00:00 AM
VA2003050 | TC | TC | MN | RT | Y | DS001 | TCR01 |  | ACSA CROZET | DISTRIBUTION SYSTEM |  | 30 | 1/3/1997 12:00:00 AM
VA2003051 | GE | THH5 | QT | RT | Y | DS001 | DBP02 | LAUNDROMAT | ACSA SCOTTSVILLE | DISTRIBUTION SYSTEM |  | 1 | 1/31/1973 12:00:00 AM
VA2003051 | PB | PBCU | 3Y | RT | Y | DS001 | LCR001 | 200 WARREN ST. | ACSA SCOTTSVILLE | DISTRIBUTION SYSTEM | FSD | 1 | 1/31/1973 12:00:00 AM
VA2003051 | PB | PBCU | 3Y | RT | Y | DS001 | LCR002 | 390 E. MAIN ST. | ACSA SCOTTSVILLE | DISTRIBUTION SYSTEM | FSD | 1 | 1/31/1973 12:00:00 AM
VA2003051 | PB | PBCU | 3Y | RT | Y | DS001 | LCR003 | 418 JAMES RIVER RD. | ACSA SCOTTSVILLE | DISTRIBUTION SYSTEM | FSD | 1 | 1/31/1973 12:00:00 AM
VA2003051 | PB | PBCU | 3Y | RT | Y | DS001 | LCR005 | 210 WARREN ST. | ACSA SCOTTSVILLE | DISTRIBUTION SYSTEM | FSD | 1 | 1/31/1973 12:00:00 AM
VA2003051 | PB | PBCU | 3Y | RT | Y | DS001 | LCR007 | 915 HOLLY RD. | ACSA SCOTTSVILLE | DISTRIBUTION SYSTEM | FSD | 1 | 1/31/1973 12:00:00 AM
VA2003051 | PB | PBCU | 3Y | RT | Y | DS001 | LCR008 | 605 PAGE ST. | ACSA SCOTTSVILLE | DISTRIBUTION SYSTEM | FSD | 1 | 1/31/1973 12:00:00 AM
VA2003051 | PB | PBCU | 3Y | RT | Y | DS001 | LCR010 | 975 HOLLY RD. | ACSA SCOTTSVILLE | DISTRIBUTION SYSTEM | FSD | 1 | 1/31/1973 12:00:00 AM
VA2003051 | PB | PBCU | 3Y | RT | Y | DS001 | LCR012 | 385 HARRISON ST. | ACSA SCOTTSVILLE | DISTRIBUTION SYSTEM | FSD | 1 | 1/31/1973 12:00:00 AM
VA2003051 | PB | PBCU | 3Y | RT | Y | DS001 | LCR013 | 240 WARREN ST. | ACSA SCOTTSVILLE | DISTRIBUTION SYSTEM | FSD | 1 | 1/31/1973 12:00:00 AM
VA2003051 | PB | PBCU | 3Y | RT | Y | DS001 | LCR014 | 189 JAMES RIVER RD. | ACSA SCOTTSVILLE | DISTRIBUTION SYSTEM | FSD | 1 | 1/31/1973 12:00:00 AM
VA2003051 | TC | TC | MN | RT | Y | DS001 | TCR01 |  | ACSA SCOTTSVILLE | DISTRIBUTION SYSTEM |  | 3 | 1/31/1973 12:00:00 AM
VA2003053 | GE | THH5 | QT | RT | Y | DS001 | DBP01 | IVY OAKS SUBDIVISION | ACSA URBAN AREA | DISTRIBUTION SYSTEM |  | 1 | 3/26/1997 12:00:00 AM
VA2003053 | GE | THH5 | QT | RT | Y | DS001 | DBP02 | EMERSON (FORMERLY GE) | ACSA URBAN AREA | DISTRIBUTION SYSTEM |  | 1 | 3/26/1997 12:00:00 AM
VA2003053 | GE | THH5 | QT | RT | Y | DS001 | DBP03 | STATE FARM TIMBERWOOD | ACSA URBAN AREA | DISTRIBUTION SYSTEM |  | 1 | 3/26/1997 12:00:00 AM
VA2003053 | GE | THH5 | QT | RT | Y | DS001 | DBP04 | NORTH PINES | ACSA URBAN AREA | DISTRIBUTION SYSTEM |  | 1 | 3/26/1997 12:00:00 AM
VA2003053 | GE | THH5 | QT | RT | Y | DS001 | DBP05 | KEY WEST-3 RANDOLPH CT | ACSA URBAN AREA | DISTRIBUTION SYSTEM |  | 1 | 3/26/1997 12:00:00 AM
VA2003053 | GE | THH5 | QT | RT | Y | DS001 | DBP06 | BOARS HEAD / STV & CO. | ACSA URBAN AREA | DISTRIBUTION SYSTEM |  | 1 | 3/26/1997 12:00:00 AM
VA2003053 | GE | THH5 | QT | RT | Y | DS001 | DBP07 | SUTHERLAND M.S. | ACSA URBAN AREA | DISTRIBUTION SYSTEM |  | 1 | 3/26/1997 12:00:00 AM
VA2003053 | GE | THH5 | QT | RT | Y | DS001 | DBP08 | PANTOPS EASY/EVERYDAY SHOP | ACSA URBAN AREA | DISTRIBUTION SYSTEM |  | 1 | 3/26/1997 12:00:00 AM
VA2003053 | PB | PBCU | 3Y | RT | Y | DS001 | LCR01 | 1279 BRANCHLANDS DR | ACSA URBAN AREA | DISTRIBUTION SYSTEM | FSD | 1 | 3/26/1997 12:00:00 AM
VA2003053 | PB | PBCU | 3Y | RT | Y | DS001 | LCR02 | 1281 BRANCHLANDS DR | ACSA URBAN AREA | DISTRIBUTION SYSTEM | FSD | 1 | 3/26/1997 12:00:00 AM
VA2003053 | PB | PBCU | 3Y | RT | Y | DS001 | LCR03 | 1307 BRANCHLANDS DR | ACSA URBAN AREA | DISTRIBUTION SYSTEM | FSD | 1 | 3/26/1997 12:00:00 AM
VA2003053 | PB | PBCU | 3Y | RT | Y | DS001 | LCR04 | 1095 TOWNE LN | ACSA URBAN AREA | DISTRIBUTION SYSTEM | FSD | 1 | 3/26/1997 12:00:00 AM
VA2003053 | PB | PBCU | 3Y | RT | Y | DS001 | LCR05 | 1627 INGLEWOOD DR | ACSA URBAN AREA | DISTRIBUTION SYSTEM | FSD | 1 | 3/26/1997 12:00:00 AM
VA2003053 | PB | PBCU | 3Y | RT | Y | DS001 | LCR06 | 1630 INGLEWOOD DR | ACSA URBAN AREA | DISTRIBUTION SYSTEM | FSD | 1 | 3/26/1997 12:00:00 AM
VA2003053 | PB | PBCU | 3Y | RT | Y | DS001 | LCR07 | 95 BILTMORE DR | ACSA URBAN AREA | DISTRIBUTION SYSTEM | FSD | 1 | 3/26/1997 12:00:00 AM
VA2003053 | PB | PBCU | 3Y | RT | Y | DS001 | LCR08 | 544 WORTHINGTON DR | ACSA URBAN AREA | DISTRIBUTION SYSTEM | FSD | 1 | 3/26/1997 12:00:00 AM
VA2003053 | PB | PBCU | 3Y | RT | Y | DS001 | LCR09 | 548 WORTHINGTON DR | ACSA URBAN AREA | DISTRIBUTION SYSTEM | FSD | 1 | 3/26/1997 12:00:00 AM
VA2003053 | PB | PBCU | 3Y | RT | Y | DS001 | LCR10 | 552 WORTHINGTON DR | ACSA URBAN AREA | DISTRIBUTION SYSTEM | FSD | 1 | 3/26/1997 12:00:00 AM
VA2003053 | PB | PBCU | 3Y | RT | Y | DS001 | LCR11 | 1215 INGLECRESS DR | ACSA URBAN AREA | DISTRIBUTION SYSTEM | FSD | 1 | 3/26/1997 12:00:00 AM
VA2003053 | PB | PBCU | 3Y | RT | Y | DS001 | LCR12 | 2710 WILLOW OAK CIR | ACSA URBAN AREA | DISTRIBUTION SYSTEM | FSD | 1 | 3/26/1997 12:00:00 AM
VA2003053 | PB | PBCU | 3Y | RT | Y | DS001 | LCR13 | 2740 WILLOW OAK CIR | ACSA URBAN AREA | DISTRIBUTION SYSTEM | FSD | 1 | 3/26/1997 12:00:00 AM
VA2003053 | PB | PBCU | 3Y | RT | Y | DS001 | LCR14 | 2550 ANDREW LN | ACSA URBAN AREA | DISTRIBUTION SYSTEM | FSD | 1 | 3/26/1997 12:00:00 AM
VA2003053 | PB | PBCU | 3Y | RT | Y | DS001 | LCR15 | 2580 ANDREW LN | ACSA URBAN AREA | DISTRIBUTION SYSTEM | FSD | 1 | 3/26/1997 12:00:00 AM
VA2003053 | PB | PBCU | 3Y | RT | Y | DS001 | LCR16 | 542 WORTHINGTON DR | ACSA URBAN AREA | DISTRIBUTION SYSTEM | FSD | 1 | 3/26/1997 12:00:00 AM
VA2003053 | PB | PBCU | 3Y | RT | Y | DS001 | LCR17 | 1325 BRANCHLANDS DR F. | ACSA URBAN AREA | DISTRIBUTION SYSTEM | FSD | 1 | 3/26/1997 12:00:00 AM
VA2003053 | PB | PBCU | 3Y | RT | Y | DS001 | LCR18 | 555 MILLSTONE CT | ACSA URBAN AREA | DISTRIBUTION SYSTEM | FSD | 1 | 3/26/1997 12:00:00 AM
VA2003053 | PB | PBCU | 3Y | RT | Y | DS001 | LCR19 | 695 VICTORIAN CT | ACSA URBAN AREA | DISTRIBUTION SYSTEM | FSD | 1 | 3/26/1997 12:00:00 AM
VA2003053 | PB | PBCU | 3Y | RT | Y | DS001 | LCR20 | 691 VICTORIAN CT | ACSA URBAN AREA | DISTRIBUTION SYSTEM | FSD | 1 | 3/26/1997 12:00:00 AM
VA2003053 | PB | PBCU | 3Y | RT | Y | DS001 | LCR21 | 100 TERRELL RD E | ACSA URBAN AREA | DISTRIBUTION SYSTEM | FSD | 1 | 3/26/1997 12:00:00 AM
VA2003053 | PB | PBCU | 3Y | RT | Y | DS001 | LCR22 | 175 TERRELL RD E | ACSA URBAN AREA | DISTRIBUTION SYSTEM | FSD | 1 | 3/26/1997 12:00:00 AM
VA2003053 | PB | PBCU | 3Y | RT | Y | DS001 | LCR23 | 345 TERRELL CT | ACSA URBAN AREA | DISTRIBUTION SYSTEM | FSD | 1 | 3/26/1997 12:00:00 AM
VA2003053 | PB | PBCU | 3Y | RT | Y | DS001 | LCR24 | 2711 WILLOW OAK CIR | ACSA URBAN AREA | DISTRIBUTION SYSTEM | FSD | 1 | 3/26/1997 12:00:00 AM
VA2003053 | PB | PBCU | 3Y | RT | Y | DS001 | LCR25 | 1585 OLD OAKS DR | ACSA URBAN AREA | DISTRIBUTION SYSTEM | FSD | 1 | 3/26/1997 12:00:00 AM
VA2003053 | PB | PBCU | 3Y | RT | Y | DS001 | LCR26 | 2805 OLD OAKS SPUR | ACSA URBAN AREA | DISTRIBUTION SYSTEM | FSD | 1 | 3/26/1997 12:00:00 AM
VA2003053 | PB | PBCU | 3Y | RT | Y | DS001 | LCR27 | 1500 GRAY FOX TR | ACSA URBAN AREA | DISTRIBUTION SYSTEM | FSD | 1 | 3/26/1997 12:00:00 AM
VA2003053 | PB | PBCU | 3Y | RT | Y | DS001 | LCR28 | 1730 TINKERS COVE RD | ACSA URBAN AREA | DISTRIBUTION SYSTEM | FSD | 1 | 3/26/1997 12:00:00 AM
VA2003053 | PB | PBCU | 3Y | RT | Y | DS001 | LCR29 | 2000 N PANTOPS DR | ACSA URBAN AREA | DISTRIBUTION SYSTEM | FSD | 1 | 3/26/1997 12:00:00 AM
VA2003053 | PB | PBCU | 3Y | RT | Y | DS001 | LCR30 | 1940 N PANTOPS DR | ACSA URBAN AREA | DISTRIBUTION SYSTEM | FSD | 1 | 3/26/1997 12:00:00 AM
VA2003053 | TC | TC | MN | RT | Y | DS001 | TCR01 |  | ACSA URBAN AREA | DISTRIBUTION SYSTEM |  | 240 | 3/26/1997 12:00:00 AM
VA2003054 | TC | TC | MN | RT | Y | DS001 | TCR01 |  | ACSA RED HILL | DISTRIBUTION SYSTEM |  | 3 | 8/1/2009 12:00:00 AM
VA2003054 | GE | FL2 | MN | ST | N | EP001 | EP001 | ENTRY POINT TAP | ACSA RED HILL | ENTRY POINT TAP |  | 3 | 8/1/2009 12:00:00 AM
VA2003054 | GE | VOC | 6M | RT | Y | EP001 | EP001 | ENTRY POINT TAP | ACSA RED HILL | ENTRY POINT TAP |  | 1 | 8/1/2009 12:00:00 AM
VA2003054 | GE | MPN | YR | RT | Y | WL005 | RW005 | WELL #5 RAW TAP | ACSA RED HILL | WELL #5 |  | 1 | 8/1/2009 12:00:00 AM
VA2003060 | TC | TC | QT | RT | Y | DS001 | TCR01 |  | AMERICAN LEGION POST 74 | AMERICAN LEGION POST 74 DISTRIBUTION |  | 1 | 5/16/2019 12:00:00 AM
VA2003060 | GE | MPN | YR | RT | Y | WL001 | WL001 | RAW WELL TAP | AMERICAN LEGION POST 74 | WELL 1 |  | 1 | 5/16/2019 12:00:00 AM
VA2003075 | GE | THH5 | YR | RT | Y | DS001 | DBP01 | OFFICE - MRT | 4F, LLC | DISTRIBUTION SYSTEM |  | 1 | 5/24/1999 12:00:00 AM
VA2003075 | PB | PBCU | YR | RT | Y | DS001 | DS001 | FRONT OFFICE | 4F, LLC | DISTRIBUTION SYSTEM | FSD | 1 | 5/24/1999 12:00:00 AM
VA2003075 | PB | PBCU | YR | RT | Y | DS001 | DS002 | OLD BLOCK HOUSE | 4F, LLC | DISTRIBUTION SYSTEM | FSD | 1 | 5/24/1999 12:00:00 AM
VA2003075 | PB | PBCU | YR | RT | Y | DS001 | DS003 | 3RD SECTION OF PLANT | 4F, LLC | DISTRIBUTION SYSTEM | FSD | 1 | 5/24/1999 12:00:00 AM
VA2003075 | PB | PBCU | YR | RT | Y | DS001 | DS004 | NEW OFFICE BUILDING | 4F, LLC | DISTRIBUTION SYSTEM | FSD | 1 | 5/24/1999 12:00:00 AM
VA2003075 | PB | PBCU | YR | RT | Y | DS001 | DS005 | CENTER SECTION OF PL | 4F, LLC | DISTRIBUTION SYSTEM | FSD | 1 | 5/24/1999 12:00:00 AM
VA2003075 | TC | TC | MN | RT | Y | DS001 | TCR01 |  | 4F, LLC | DISTRIBUTION SYSTEM |  | 3 | 5/24/1999 12:00:00 AM
VA2003075 | GE | VOC | QT | RT | Y | EP001 | EP001 | EP COMBINED WELLS | 4F, LLC | EP COMBINED WELLS 3, 3A, 4 |  | 1 | 5/24/1999 12:00:00 AM
VA2003075 | GE | MPN | YR | RT | Y | WL003 | RW003 | WELL 3 RAW TAP | 4F, LLC | WELL 3 |  | 1 | 5/24/1999 12:00:00 AM
VA2003075 | GE | MPN | YR | RT | Y | WL003A | RW03A | WELL 3A RAW TAP | 4F, LLC | WELL 3A |  | 1 | 5/24/1999 12:00:00 AM
VA2003075 | GE | MPN | YR | RT | Y | WL004 | RW004 | WELL 4 RAW TAP | 4F, LLC | WELL 4 |  | 1 | 5/24/1999 12:00:00 AM
VA2003150 | TC | TC | MN | RT | Y | DS001 | TCR01 |  | BEDFORD HILLS | DISTRIBUTION SYSTEM |  | 3 | 1/3/1997 12:00:00 AM
VA2003150 | GE | MPN | YR | RT | Y | WL002 | WL002 | RAW WELL 2 | BEDFORD HILLS | WELL 2 |  | 1 | 1/3/1997 12:00:00 AM
VA2003150 | GE | MPN | YR | RT | Y | WL004 | WL004 | RAW WELL 4 | BEDFORD HILLS | WELL 4 |  | 1 | 1/3/1997 12:00:00 AM
VA2003162 | TC | TC | QT | RT | Y | DS001 | TCR01 |  | YANCEY SCHOOL COMMUNITY CENTER | DISTRIBUTION SYSTEM |  | 1 | 7/19/1989 12:00:00 AM
VA2003162 | GE | MPN | YR | RT | Y | WL001 | RW001 | RAW WELL TAP | YANCEY SCHOOL COMMUNITY CENTER | WELL |  | 1 | 7/19/1989 12:00:00 AM
VA2003168 | PB | PBCU | YR | RT | Y | DS001 | LCR01 | UPSTAIRS HALL SINK | BRIGHT EYES COMMUNITY CHILD CARE | DISTRIBUTION SYSTEM | FSD | 1 | 9/1/2014 12:00:00 AM
VA2003168 | PB | PBCU | YR | RT | Y | DS001 | LCR02 | UPSTAIRS BATH SINK | BRIGHT EYES COMMUNITY CHILD CARE | DISTRIBUTION SYSTEM | FSD | 1 | 9/1/2014 12:00:00 AM
VA2003168 | PB | PBCU | YR | RT | Y | DS001 | LCR03 | DOWNSTAIR KITCHEN SINK | BRIGHT EYES COMMUNITY CHILD CARE | DISTRIBUTION SYSTEM | FSD | 1 | 9/1/2014 12:00:00 AM
VA2003168 | PB | PBCU | YR | RT | Y | DS001 | LCR04 | DOWNSTAIR BATH SINK | BRIGHT EYES COMMUNITY CHILD CARE | DISTRIBUTION SYSTEM | FSD | 1 | 9/1/2014 12:00:00 AM
VA2003168 | PB | PBCU | YR | RT | Y | DS001 | LCR05 | DOWNSTAIR NURSERY SINK | BRIGHT EYES COMMUNITY CHILD CARE | DISTRIBUTION SYSTEM | FSD | 1 | 9/1/2014 12:00:00 AM
VA2003168 | TC | TC | MN | RT | Y | DS001 | TCR01 |  | BRIGHT EYES COMMUNITY CHILD CARE | DISTRIBUTION SYSTEM |  | 3 | 9/1/2014 12:00:00 AM
VA2003168 | GE | VOC | 3Y | RT | Y | EP001 | EP001 | ENTRY POINT TAP | BRIGHT EYES COMMUNITY CHILD CARE | ENTRY POINT TAP |  | 1 | 9/1/2014 12:00:00 AM
VA2003170 | PB | PBCU | 3Y | RT | Y | DS001 | DBP01 | KITCHEN - MRT | BROADUS WOOD SCHOOL | DISTRIBUTION SYSTEM | FSD | 1 | 8/11/1989 12:00:00 AM
VA2003170 | GE | THH5 | 3Y | RT | Y | DS001 | DBP01 | KITCHEN - MRT | BROADUS WOOD SCHOOL | DISTRIBUTION SYSTEM |  | 1 | 8/11/1989 12:00:00 AM
VA2003170 | PB | PBCU | 3Y | RT | Y | DS001 | LCR06 | WATER FOUNTAIN CAFE | BROADUS WOOD SCHOOL | DISTRIBUTION SYSTEM | FSD | 1 | 8/11/1989 12:00:00 AM
VA2003170 | PB | PBCU | 3Y | RT | Y | DS001 | LCR07 | HALL WATER FOUNT GIRLS ROOM | BROADUS WOOD SCHOOL | DISTRIBUTION SYSTEM | FSD | 1 | 8/11/1989 12:00:00 AM
VA2003170 | PB | PBCU | 3Y | RT | Y | DS001 | LCR10 | ROOM 9 WATER FOUNTAIN | BROADUS WOOD SCHOOL | DISTRIBUTION SYSTEM | FSD | 1 | 8/11/1989 12:00:00 AM
VA2003170 | PB | PBCU | 3Y | RT | Y | DS001 | LCR12 | HALL WATER FOUNT RM 10/11 | BROADUS WOOD SCHOOL | DISTRIBUTION SYSTEM | FSD | 1 | 8/11/1989 12:00:00 AM
VA2003170 | TC | TC | MN | RT | Y | DS001 | TCR01 |  | BROADUS WOOD SCHOOL | DISTRIBUTION SYSTEM |  | 3 | 8/11/1989 12:00:00 AM
VA2003170 | GE | MPN | YR | RT | Y | WL002 | RW002 | WELL #2 RAW TAP | BROADUS WOOD SCHOOL | WELL 2 |  | 1 | 8/11/1989 12:00:00 AM
VA2003170 | GE | MPN | YR | RT | Y | WL003 | RW003 | WELL #3 RAW TAP | BROADUS WOOD SCHOOL | WELL 3 |  | 1 | 8/11/1989 12:00:00 AM
VA2003175 | TC | TC | MN | RT | Y | DS001 | TCR01 |  | SKYLINE COURT APARTMENTS | DISTRIBUTION SYSTEM |  | 3 | 1/3/1997 12:00:00 AM
VA2003175 | GE | NIT | QT | RT | Y | EP001 | EP001 | VAULT TAP | SKYLINE COURT APARTMENTS | ENTRY POINT FINISHED WATER |  | 1 | 1/3/1997 12:00:00 AM
VA2003175 | GE | MPN | YR | RT | Y | WL001 | RW001 | WELL #1 RAW TAP | SKYLINE COURT APARTMENTS | WELL #1 (EMERGENCY) |  | 1 | 1/3/1997 12:00:00 AM
VA2003175 | GE | MPN | YR | RT | Y | WL002 | RW002 | WELL #2 RAW TAP | SKYLINE COURT APARTMENTS | WELL #2 |  | 1 | 1/3/1997 12:00:00 AM
VA2003177 | TC | TC | QT | RT | Y | DS001 | TCR01 |  | CHARLOTTESVILLE KOA | DISTRIBUTION SYSTEM |  | 1 | 12/15/1997 12:00:00 AM
VA2003177 | GE | MPN | YR | RT | Y | WL001 | RW001 | WELL RAW TAP | CHARLOTTESVILLE KOA | WELL |  | 1 | 12/15/1997 12:00:00 AM
VA2003204 | TC | TC | MN | RT | Y | DS001 | TCR01 |  | CHESTNUT GROVE PRESCHOOL | DISTRIBUTION SYSTEM |  | 3 | 9/5/2012 12:00:00 AM
VA2003204 | GE | MPN | YR | RT | Y | WL001 | RW001 | RAW WATER TAP | CHESTNUT GROVE PRESCHOOL | DRILLED WELL |  | 1 | 9/5/2012 12:00:00 AM
VA2003206 | TC | TC | MN | RT | Y | DS001 | TCR01 |  | CHRIS GREENE LAKE - LAKE SIDE | DISTRIBUTION SYSTEM |  | 3 | 6/6/2002 12:00:00 AM
VA2003207 | TC | TC | QT | RT | Y | DS001 | TCR01 |  | CHRIS GREENE LAKE - PARK SIDE | DISTRIBUTION SYSTEM |  | 1 | 8/15/2023 12:00:00 AM
VA2003207 | GE | NIT | YR | RT | Y | EP001 | EP001 | EP WELL 1 | CHRIS GREENE LAKE - PARK SIDE | EP WELL 1 |  | 1 | 8/15/2023 12:00:00 AM
VA2003215 | TC | TC | QT | RT | Y | DS001 | TCR01 |  | COVE CREEK PARK | DISTRIBUTION SYSTEM |  | 1 | 12/15/1997 12:00:00 AM
VA2003230 | TC | TC | MN | RT | Y | DS001 | TCR01 |  | CROSSROAD CORNER SHOPS | DISTRIBUTION SYSTEM |  | 3 | 12/15/1997 12:00:00 AM
VA2003230 | GE | MPN | YR | RT | Y | WL001 | RW001 | WELL RAW TAP | CROSSROAD CORNER SHOPS | WELL |  | 1 | 12/15/1997 12:00:00 AM
VA2003230 | GE | MPN | YR | RT | Y | WL002 | RW002 | IRRIGATION HYDRANT | CROSSROAD CORNER SHOPS | EMERGENCY WELL |  | 1 | 12/15/1997 12:00:00 AM
VA2003230 | GE | VOC | 3Y | RT | Y | WL002 | RW002 | IRRIGATION HYDRANT | CROSSROAD CORNER SHOPS | EMERGENCY WELL |  | 1 | 12/15/1997 12:00:00 AM
VA2003240 | TC | TC | QT | RT | Y | DS001 | TCR01 |  | CROWN ORCHARD FARMWORKER HOUSING | DISTRIBUTION SYSTEM |  | 1 | 1/5/2003 12:00:00 AM
VA2003240 | GE | NIT | YR | RT | Y | EP001 | EP001 | FINISHED WATER TAP | CROWN ORCHARD FARMWORKER HOUSING | ENTRY POINT |  | 1 | 1/5/2003 12:00:00 AM
VA2003250 | GE | FL2 | MN | ST | N | EP001 | EP001 | FINISHED WATER TAP | CROZET WTP | WATER TREATMENT PLANT (EP) |  | 3 | 2/10/1997 12:00:00 AM
VA2003250 | GE | ICMT | YR | RT | Y | EP001 | EP001 | FINISHED WATER TAP | CROZET WTP | WATER TREATMENT PLANT (EP) |  | 1 | 2/10/1997 12:00:00 AM
VA2003250 | GE | TOCA | MN | RT | Y | RW001 | RW001 | RAW WATER | CROZET WTP | COMBINED RAW WATER - CROZET WTP |  | 3 | 2/10/1997 12:00:00 AM
VA2003250 | GE | TOC | MN | RT | Y | TP001 | UP002 | POST GAC BLENDED WATER | CROZET WTP | CROZET WTP |  | 3 | 2/10/1997 12:00:00 AM
VA2003255 | PB | PBCU | 3Y | RT | Y | DS001 | LCR001 | 1109 FOX RIDGE DR | EARLYSVILLE FOREST | DISTRIBUTION SYSTEM | FSD | 1 | 1/3/1997 12:00:00 AM
VA2003255 | PB | PBCU | 3Y | RT | Y | DS001 | LCR002 | 4360 SADDLE CT | EARLYSVILLE FOREST | DISTRIBUTION SYSTEM | FSD | 1 | 1/3/1997 12:00:00 AM
VA2003255 | PB | PBCU | 3Y | RT | Y | DS001 | LCR003 | 1185 FOX RIDGE DR | EARLYSVILLE FOREST | DISTRIBUTION SYSTEM | FSD | 1 | 1/3/1997 12:00:00 AM
VA2003255 | PB | PBCU | 3Y | RT | Y | DS001 | LCR004 | 885 EARLYSVILLE FOREST DR | EARLYSVILLE FOREST | DISTRIBUTION SYSTEM | FSD | 1 | 1/3/1997 12:00:00 AM
VA2003255 | PB | PBCU | 3Y | RT | Y | DS001 | LCR005 | 1150 TRILLIUM RD | EARLYSVILLE FOREST | DISTRIBUTION SYSTEM | FSD | 1 | 1/3/1997 12:00:00 AM
VA2003255 | TC | TC | MN | RT | Y | DS001 | TCR01 |  | EARLYSVILLE FOREST | DISTRIBUTION SYSTEM |  | 3 | 1/3/1997 12:00:00 AM
VA2003255 | GE | MPN | YR | RT | Y | WL001 | RW001 | WELL #1 RAW TAP | EARLYSVILLE FOREST | WELL 1 |  | 1 | 1/3/1997 12:00:00 AM
VA2003255 | GE | MPN | YR | RT | Y | WL003 | RW003 | WELL #3 RAW TAP | EARLYSVILLE FOREST | WELL 3 |  | 1 | 1/3/1997 12:00:00 AM
VA2003255 | GE | MPN | YR | RT | Y | WL004 | RW004 | WELL #4 RAW TAP | EARLYSVILLE FOREST | WELL 4 |  | 1 | 1/3/1997 12:00:00 AM
VA2003255 | GE | MPN | YR | RT | Y | WL005 | RW005 | WELL #5 RAW TAP | EARLYSVILLE FOREST | WELL 5 |  | 1 | 1/3/1997 12:00:00 AM
VA2003255 | GE | MPN | YR | RT | Y | WL006 | RW006 | WELL #6 RAW TAP | EARLYSVILLE FOREST | WELL 6 |  | 1 | 1/3/1997 12:00:00 AM
VA2003255 | GE | MPN | YR | RT | Y | WL007 | RW007 | WELL 7 | EARLYSVILLE FOREST | WELL 7 |  | 1 | 1/3/1997 12:00:00 AM
VA2003255 | GE | MPN | YR | RT | Y | WL008 | RW008 | WELL #8 RAW TAP | EARLYSVILLE FOREST | WELL 8 |  | 1 | 1/3/1997 12:00:00 AM
VA2003255 | GE | MPN | YR | RT | Y | WL010 | RW010 | WELL 10 | EARLYSVILLE FOREST | WELL 10 |  | 1 | 1/3/1997 12:00:00 AM
VA2003259 | TC | TC | MN | RT | Y | DS001 | TCR01 |  | FAITH CHRISTIAN CENTER INTERNATIONAL | DISTRIBUTION SYSTEM |  | 3 | 12/21/2016 12:00:00 AM
VA2003259 | GE | NIT | YR | RT | Y | EP001 | EP001 | ENTRY POINT TAP | FAITH CHRISTIAN CENTER INTERNATIONAL | ENTRY POINT |  | 1 | 12/21/2016 12:00:00 AM
VA2003259 | GE | MPN | YR | RT | Y | WL001 | RW001 | RAW WELL WATER TAP | FAITH CHRISTIAN CENTER INTERNATIONAL | DRILLED WELL |  | 1 | 12/21/2016 12:00:00 AM
VA2003260 | PB | PBCU | 3Y | RT | Y | DS001 | DBP01 | KITCHEN - MRT | FAITH MISSION HOME | DISTRIBUTION SYSTEM | FSD | 1 | 2/10/1997 12:00:00 AM
VA2003260 | GE | THH5 | 3Y | RT | Y | DS001 | DBP01 | KITCHEN - MRT | FAITH MISSION HOME | DISTRIBUTION SYSTEM |  | 1 | 2/10/1997 12:00:00 AM
VA2003260 | PB | PBCU | 3Y | RT | Y | DS001 | DS002 | MENS RESTROOM 2 | FAITH MISSION HOME | DISTRIBUTION SYSTEM | FSD | 1 | 2/10/1997 12:00:00 AM
VA2003260 | PB | PBCU | 3Y | RT | Y | DS001 | DS003 | MENS RESTROOM 1 | FAITH MISSION HOME | DISTRIBUTION SYSTEM | FSD | 1 | 2/10/1997 12:00:00 AM
VA2003260 | PB | PBCU | 3Y | RT | Y | DS001 | DS004 | KITCHEN TAP 2 | FAITH MISSION HOME | DISTRIBUTION SYSTEM | FSD | 1 | 2/10/1997 12:00:00 AM
VA2003260 | PB | PBCU | 3Y | RT | Y | DS001 | DS005 | KITCHEN TAP 3 | FAITH MISSION HOME | DISTRIBUTION SYSTEM | FSD | 1 | 2/10/1997 12:00:00 AM
VA2003260 | TC | TC | MN | RT | Y | DS001 | TCR01 |  | FAITH MISSION HOME | DISTRIBUTION SYSTEM |  | 3 | 2/10/1997 12:00:00 AM
VA2003260 | GE | NIT | YR | RT | Y | EP001 | EP001 | EP COMBINED WELLS | FAITH MISSION HOME | COMBINED WELLS 1,2 |  | 1 | 2/10/1997 12:00:00 AM
VA2003260 | GE | MPN | YR | RT | Y | WL001 | RW001 | WELL 1 RAW TAP | FAITH MISSION HOME | WELL 1 |  | 1 | 2/10/1997 12:00:00 AM
VA2003260 | GE | MPN | YR | RT | Y | WL002 | RW002 | WELL 2 RAW TAP | FAITH MISSION HOME | WELL 2 |  | 1 | 2/10/1997 12:00:00 AM
VA2003270 | TC | TC | MN | RT | Y | DS001 | TCR01 |  | FREE UNION COUNTRY SCHOOL | DISTRIBUTION SYSTEM |  | 3 | 4/23/1993 12:00:00 AM
VA2003270 | GE | NIT | YR | RT | Y | EP001 | EP001 | ENTRY POINT TAP | FREE UNION COUNTRY SCHOOL | EP WELL 2 |  | 1 | 4/23/1993 12:00:00 AM
VA2003270 | GE | MPN | YR | RT | Y | WL002 | RW002 | WELL 2 RAW WATER TAP | FREE UNION COUNTRY SCHOOL | WELL 2 |  | 1 | 4/23/1993 12:00:00 AM
VA2003275 | TC | TC | MN | RT | Y | DS001 | TCR01 |  | GLENAIRE SUBDIVISION | DISTRIBUTION SYSTEM |  | 3 | 5/18/1993 12:00:00 AM
VA2003275 | GE | NIT | YR | RT | Y | EP001 | EP001 | COMBINED WELLS TAP | GLENAIRE SUBDIVISION | EP COMBINED WELLS 2 & 2B |  | 1 | 5/18/1993 12:00:00 AM
VA2003275 | GE | MPN | YR | RT | Y | WL002 | RW002 | WELL 2 RAW WATER | GLENAIRE SUBDIVISION | WELL 2 |  | 1 | 5/18/1993 12:00:00 AM
VA2003275 | GE | MPN | YR | RT | Y | WL02B | RW02B | WELL 2B RAW TAP | GLENAIRE SUBDIVISION | WELL 2B |  | 1 | 5/18/1993 12:00:00 AM
VA2003320 | TC | TC | QT | RT | Y | DS001 | TCR01 |  | GREENWOOD COMMUNITY CENTER | DISTRIBUTION SYSTEM |  | 1 | 4/1/2017 12:00:00 AM
VA2003320 | GE | NIT | YR | RT | Y | EP001 | EP001 | ENTRY POINT | GREENWOOD COMMUNITY CENTER | ENTRY POINT |  | 1 | 4/1/2017 12:00:00 AM
VA2003336 | TC | TC | QT | RT | Y | DS001 | TCR01 |  | GROPEN INC. | DISTRIBUTION SYSTEM |  | 1 | 5/25/2018 12:00:00 AM
VA2003336 | GE | MPN | QT | RT | Y | WL001 | RW001 | RAW WATER TAP | GROPEN INC. | WELL 1 |  | 1 | 5/25/2018 12:00:00 AM
VA2003339 | TC | TC | QT | RT | Y | DS001 | TCR01 |  | HAZY MOUNTAIN VINEYARDS AND BREWERY | HAZY MOUNTAIN VINEYARD |  | 1 | 9/14/2021 12:00:00 AM
VA2003339 | GE | NIT | YR | RT | Y | EP001 | EP001 | WELL ENTRY POINT | HAZY MOUNTAIN VINEYARDS AND BREWERY | WELL ENTRY POINT |  | 1 | 9/14/2021 12:00:00 AM
VA2003342 | PB | PBCU | 3Y | RT | Y | DS001 | DS001 | CC KITCHEN SANITIZER SINK | INNISFREE VILLAGE | DISTRIBUTION SYSTEM | FSD | 1 | 10/22/2001 12:00:00 AM
VA2003342 | PB | PBCU | 3Y | RT | Y | DS001 | DS002 | CC KITCHEN PREP SINK | INNISFREE VILLAGE | DISTRIBUTION SYSTEM | FSD | 1 | 10/22/2001 12:00:00 AM
VA2003342 | PB | PBCU | 3Y | RT | Y | DS001 | DS003 | CC DINING PITCHER SINK | INNISFREE VILLAGE | DISTRIBUTION SYSTEM | FSD | 1 | 10/22/2001 12:00:00 AM
VA2003342 | PB | PBCU | 3Y | RT | Y | DS001 | DS004 | CC HALL DRINK FOUNTAIN | INNISFREE VILLAGE | DISTRIBUTION SYSTEM | FSD | 1 | 10/22/2001 12:00:00 AM
VA2003342 | PB | PBCU | 3Y | RT | Y | DS001 | DS005 | CC GYM DRINK FOUNTAIN | INNISFREE VILLAGE | DISTRIBUTION SYSTEM | FSD | 1 | 10/22/2001 12:00:00 AM
VA2003342 | TC | TC | MN | RT | Y | DS001 | TCR01 |  | INNISFREE VILLAGE | DISTRIBUTION SYSTEM |  | 3 | 10/22/2001 12:00:00 AM
VA2003342 | GE | NIT | YR | RT | Y | EP001 | EP001 | EP AMITY WELL TAP | INNISFREE VILLAGE | EP AMITY WELL |  | 1 | 10/22/2001 12:00:00 AM
VA2003345 | PB | PBCU | 3Y | RT | Y | DS001 | LCR02 | UNISEX BATHROOM | INTERNATIONAL COLD STORAGE | DISTRIBUTION SYSTEM | FSD | 1 | 2/28/1997 12:00:00 AM
VA2003345 | PB | PBCU | 3Y | RT | Y | DS001 | LCR03 | LUNCH ROOM | INTERNATIONAL COLD STORAGE | DISTRIBUTION SYSTEM | FSD | 1 | 2/28/1997 12:00:00 AM
VA2003345 | PB | PBCU | 3Y | RT | Y | DS001 | LCR05 | COFFEE ROOM UPSTAIRS | INTERNATIONAL COLD STORAGE | DISTRIBUTION SYSTEM | FSD | 1 | 2/28/1997 12:00:00 AM
VA2003345 | TC | TC | MN | RT | Y | DS001 | TCR01 |  | INTERNATIONAL COLD STORAGE | DISTRIBUTION SYSTEM |  | 3 | 2/28/1997 12:00:00 AM
VA2003345 | GE | NIT | YR | RT | Y | EP001 | EP001 | EP WELL 1 | INTERNATIONAL COLD STORAGE | EP WELL 1 |  | 1 | 2/28/1997 12:00:00 AM
VA2003350 | TC | TC | MN | RT | Y | DS001 | TCR01 |  | I64 REST AREA EBL | DISTRIBUTION SYSTEM |  | 6 | 6/19/2007 12:00:00 AM
VA2003350 | GE | NIT | YR | RT | Y | EP001 | EP001 | EP WELL 1 | I64 REST AREA EBL | EP WELL 1 |  | 1 | 6/19/2007 12:00:00 AM
VA2003350 | GE | MPN | YR | RT | Y | WL001 | WL001 | RAW WATER TAP | I64 REST AREA EBL | WELL |  | 1 | 6/19/2007 12:00:00 AM
VA2003351 | TC | TC | MN | RT | Y | DS001 | TCR01 |  | I64 REST AREA WBL | DISTRIBUTION SYSTEM |  | 6 | 6/19/2007 12:00:00 AM
VA2003351 | GE | NIT | YR | RT | Y | EP001 | EP001 | EP WELL 1 | I64 REST AREA WBL | EP WELL 1 |  | 1 | 6/19/2007 12:00:00 AM
VA2003351 | GE | MPN | YR | RT | Y | WL001 | WL001 | RAW WATER TAP | I64 REST AREA WBL | WELL |  | 1 | 6/19/2007 12:00:00 AM
VA2003352 | TC | TC | QT | RT | Y | DS001 | TCR01 |  | IVY CREEK NATURAL AREA | DISTRIBUTION SYSTEM |  | 1 | 6/6/2002 12:00:00 AM
VA2003352 | GE | NIT | YR | RT | Y | EP001 | EP001 | EP WELL | IVY CREEK NATURAL AREA | EP WELL |  | 1 | 6/6/2002 12:00:00 AM
VA2003355 | TC | TC | MN | RT | Y | DS001 | TCR01 |  | IVY FARMS | DISTRIBUTION SYSTEM |  | 3 | 5/30/1984 12:00:00 AM
VA2003355 | GE | NIT | YR | RT | Y | EP001 | EP001 | EP WELL 1 | IVY FARMS | EP WELL 1 |  | 1 | 5/30/1984 12:00:00 AM
VA2003400 | PB | PBCU | 3Y | RT | Y | DS001 | LCR01 | 4017 FAIRWAY DR | KESWICK ESTATES | DISTRIBUTION SYSTEM | FSD | 1 | 6/1/1980 12:00:00 AM
VA2003400 | PB | PBCU | 3Y | RT | Y | DS001 | LCR05 | 919 CLUB DR. | KESWICK ESTATES | DISTRIBUTION SYSTEM | FSD | 1 | 6/1/1980 12:00:00 AM
VA2003400 | PB | PBCU | 3Y | RT | Y | DS001 | LCR07 | 809 CLUB DR | KESWICK ESTATES | DISTRIBUTION SYSTEM | FSD | 1 | 6/1/1980 12:00:00 AM
VA2003400 | PB | PBCU | 3Y | RT | Y | DS001 | LCR09 | 4088 FAIRWAY DR | KESWICK ESTATES | DISTRIBUTION SYSTEM | FSD | 1 | 6/1/1980 12:00:00 AM
VA2003400 | PB | PBCU | 3Y | RT | Y | DS001 | LCR10 | 2417 PALMER DR | KESWICK ESTATES | DISTRIBUTION SYSTEM | FSD | 1 | 6/1/1980 12:00:00 AM
VA2003400 | TC | TC | MN | RT | Y | DS001 | TCR01 |  | KESWICK ESTATES | DISTRIBUTION SYSTEM |  | 6 | 6/1/1980 12:00:00 AM
VA2003400 | GE | NIT | YR | RT | Y | EP001 | EP001 | EP COMBINED WELLS | KESWICK ESTATES | EP COMBINED WELLS 1,2, 4 & 5 |  | 1 | 6/1/1980 12:00:00 AM
VA2003400 | GE | MPN | MN | RT | Y | WL001 | WL001 | WELL 1 RAW | KESWICK ESTATES | WELL 1 |  | 3 | 6/1/1980 12:00:00 AM
VA2003400 | GE | MPN | YR | RT | Y | WL002 | WL002 | WELL 2 RAW | KESWICK ESTATES | WELL 2 |  | 1 | 6/1/1980 12:00:00 AM
VA2003400 | GE | MPN | YR | RT | Y | WL004 | WL004 | WELL 4 RAW | KESWICK ESTATES | WELL 4 |  | 1 | 6/1/1980 12:00:00 AM
VA2003400 | GE | MPN | YR | RT | Y | WL005 | RW005 | WELL 5 RAW TAP | KESWICK ESTATES | WELL 5 |  | 1 | 6/1/1980 12:00:00 AM
VA2003440 | GE | THH5 | 3Y | RT | Y | DS001 | DBP01 | 3555 MONTGOMERY RD | LANGFORD SUBDIVISION | DISTRIBUTION SYSTEM |  | 1 | 2/10/1997 12:00:00 AM
VA2003440 | TC | TC | MN | RT | Y | DS001 | TCR01 |  | LANGFORD SUBDIVISION | DISTRIBUTION SYSTEM |  | 3 | 2/10/1997 12:00:00 AM
VA2003440 | GE | NIT | YR | RT | Y | EP001 | EP001 | EP WELL 1 | LANGFORD SUBDIVISION | EP WELL 1 |  | 1 | 2/10/1997 12:00:00 AM
VA2003440 | GE | MPN | YR | RT | Y | WL001 | RW001 | WELL RAW WATER TAP | LANGFORD SUBDIVISION | DRILLED WELL |  | 1 | 2/10/1997 12:00:00 AM
VA2003443 | PB | PBCU | 3Y | RT | Y | DS001 | DBP01 | KITCHEN - MRT | LITTLE KESWICK SCHOOL | DISTRIBUTION SYSTEM | FSD | 1 | 5/10/1993 12:00:00 AM
VA2003443 | GE | THH5 | 3Y | RT | Y | DS001 | DBP01 | KITCHEN - MRT | LITTLE KESWICK SCHOOL | DISTRIBUTION SYSTEM |  | 1 | 5/10/1993 12:00:00 AM
VA2003443 | PB | PBCU | 3Y | RT | Y | DS001 | DS002 | OFFICE | LITTLE KESWICK SCHOOL | DISTRIBUTION SYSTEM | FSD | 1 | 5/10/1993 12:00:00 AM
VA2003443 | PB | PBCU | 3Y | RT | Y | DS001 | DS004 | DEPOT | LITTLE KESWICK SCHOOL | DISTRIBUTION SYSTEM | FSD | 1 | 5/10/1993 12:00:00 AM
VA2003443 | PB | PBCU | 3Y | RT | Y | DS001 | DS005 | GYM | LITTLE KESWICK SCHOOL | DISTRIBUTION SYSTEM | FSD | 1 | 5/10/1993 12:00:00 AM
VA2003443 | PB | PBCU | 3Y | RT | Y | DS001 | DS006 | NEW DORM | LITTLE KESWICK SCHOOL | DISTRIBUTION SYSTEM | FSD | 1 | 5/10/1993 12:00:00 AM
VA2003443 | TC | TC | MN | RT | Y | DS001 | TCR01 |  | LITTLE KESWICK SCHOOL | DISTRIBUTION SYSTEM |  | 3 | 5/10/1993 12:00:00 AM
VA2003443 | GE | MPN | YR | RT | Y | WL001 | RW001 | WELL #1 - ADMIN BLDG | LITTLE KESWICK SCHOOL | WELL #1 - ADMIN BLDG |  | 1 | 5/10/1993 12:00:00 AM
VA2003443 | GE | MPN | YR | RT | Y | WL002 | RW002 | WELL #2 - STOKES WELL | LITTLE KESWICK SCHOOL | WELL #2 - STOKES WELL |  | 1 | 5/10/1993 12:00:00 AM
VA2003443 | GE | MPN | YR | RT | Y | WL004 | RW004 | WELL #4 RAW TAP | LITTLE KESWICK SCHOOL | WELL #4 |  | 1 | 5/10/1993 12:00:00 AM
VA2003444 | TC | TC | MN | RT | Y | DS001 | TCR01 |  | SNP-LOFT MOUNTAIN | SNP-LOFT MOUNTAIN |  | 3 | 8/8/1991 12:00:00 AM
VA2003444 | GE | MPN | YR | RT | Y | WL001 | RW001 | WELL NO. 1 DISCH LINE | SNP-LOFT MOUNTAIN | WELL NO. 1 |  | 1 | 8/8/1991 12:00:00 AM
VA2003444 | GE | MPN | YR | RT | Y | WL002 | RW002 | WELL NO. 2 DISCH LINE | SNP-LOFT MOUNTAIN | WELL NO. 2 |  | 1 | 8/8/1991 12:00:00 AM
VA2003450 | TC | TC | MN | RT | Y | DS001 | TCR01 |  | LITTLE LEARNERS TRICOUNTY CHILDCARE | DISTRIBUTION SYSTEM |  | 3 | 6/8/2020 12:00:00 AM
VA2003458 | TC | TC | QT | RT | Y | DS001 | TCR01 |  | MECHUM`S TRESTLE | DISTRIBUTION SYSTEM |  | 1 | 12/9/2020 12:00:00 AM
VA2003458 | GE | NIT | YR | RT | Y | EP001 | EP001 | ENTRY POINT | MECHUM`S TRESTLE | ENTRY POINT |  | 1 | 12/9/2020 12:00:00 AM
VA2003463 | TC | TC | QT | RT | Y | DS001 | TCR01 |  | MERRIE MILL FARM AND VINEYARD | MERRIE MILL FARM AND VINEYARD |  | 1 | 12/13/2021 12:00:00 AM
VA2003463 | GE | NIT | YR | RT | Y | EP001 | EP001 | WELL ENTRY POINT | MERRIE MILL FARM AND VINEYARD | WELL ENTRY POINT |  | 1 | 12/13/2021 12:00:00 AM
VA2003475 | PB | PBCU | YR | RT | Y | DS001 | LCR001 | 1000 SAMUEL MILLER LP | MILLER SCHOOL | DISTRIBUTION SYSTEM | FSD | 1 | 2/10/1997 12:00:00 AM
VA2003475 | PB | PBCU | YR | RT | Y | DS001 | LCR002 | 989 SAMUEL MILLER LP | MILLER SCHOOL | DISTRIBUTION SYSTEM | FSD | 1 | 2/10/1997 12:00:00 AM
VA2003475 | PB | PBCU | YR | RT | Y | DS001 | LCR003 | 1060 SAMUEL MILLER LP | MILLER SCHOOL | DISTRIBUTION SYSTEM | FSD | 1 | 2/10/1997 12:00:00 AM
VA2003475 | PB | PBCU | YR | RT | Y | DS001 | LCR005 | 1090 SAMUEL MILLER LP | MILLER SCHOOL | DISTRIBUTION SYSTEM | FSD | 1 | 2/10/1997 12:00:00 AM
VA2003475 | PB | PBCU | YR | RT | Y | DS001 | LCR008 | 1066 SAMUEL MILLER LP | MILLER SCHOOL | DISTRIBUTION SYSTEM | FSD | 1 | 2/10/1997 12:00:00 AM
VA2003475 | TC | TC | MN | RT | Y | DS001 | TCR01 |  | MILLER SCHOOL | DISTRIBUTION SYSTEM |  | 3 | 2/10/1997 12:00:00 AM
VA2003475 | GE | MPN | YR | RT | Y | WL002 | WL002 | WELL 2 RAW TAP | MILLER SCHOOL | WELL 2 |  | 1 | 2/10/1997 12:00:00 AM
VA2003475 | GE | MPN | YR | RT | Y | WL003 | WL003 | WELL 3 RAW TAP | MILLER SCHOOL | WELL 3 |  | 1 | 2/10/1997 12:00:00 AM
VA2003475 | GE | MPN | YR | RT | Y | WL004 | WL004 | WELL 4 RAW TAP | MILLER SCHOOL | WELL 4 |  | 1 | 2/10/1997 12:00:00 AM
VA2003478 | TC | TC | MN | RT | Y | DS001 | TCR01 |  | MILLSTONE OF IVY | DISTRIBUTION SYSTEM |  | 3 | 2/10/1997 12:00:00 AM
VA2003478 | GE | NIT | QT | RT | Y | EP001 | EP001 | EP WELL | MILLSTONE OF IVY | EP WELL |  | 1 | 2/10/1997 12:00:00 AM
VA2003478 | GE | MPN | YR | RT | Y | WL001 | RW001 | WELL RAW WATER TAP | MILLSTONE OF IVY | WELL |  | 1 | 2/10/1997 12:00:00 AM
VA2003480 | TC | TC | QT | RT | Y | DS001 | TCR01 |  | MINT SPRINGS VALLEY PARK | DISTRIBUTION SYSTEM |  | 1 | 6/13/2018 12:00:00 AM
VA2003485 | TC | TC | MN | RT | Y | DS001 | TCR01 |  | MONTFAIR RESORT FARM | DISTRIBUTION SYSTEM |  | 3 | 1/30/2017 12:00:00 AM
VA2003506 | TC | TC | QT | RT | Y | DS001 | TCR01 |  | MOUNT IDA RESERVE BREWERY | DISTRIBUTION SYSTEM |  | 1 | 9/21/2018 12:00:00 AM
VA2003506 | GE | MPN | YR | RT | Y | WL001 | RW001 | WELL 1 RAW TAP | MOUNT IDA RESERVE BREWERY | WELL 1 |  | 1 | 9/21/2018 12:00:00 AM
VA2003522 | GE | TTHM | YR | RT | Y | DS001 | DBP01 | BLDG 246 JAPANESE PAVILION | MORVEN FARM | DISTRIBUTION SYSTEM |  | 1 | 1/4/2017 12:00:00 AM
VA2003522 | GE | HAA5 | YR | RT | Y | DS001 | DBP02 | BLDG 216 MEETING BARN | MORVEN FARM | DISTRIBUTION SYSTEM |  | 1 | 1/4/2017 12:00:00 AM
VA2003522 | PB | PBCU | YR | RT | Y | DS001 | LCR01 | BUILDING 200 | MORVEN FARM | DISTRIBUTION SYSTEM | FSD | 1 | 1/4/2017 12:00:00 AM
VA2003522 | PB | PBCU | YR | RT | Y | DS001 | LCR02 | BUILDING 205 | MORVEN FARM | DISTRIBUTION SYSTEM | FSD | 1 | 1/4/2017 12:00:00 AM
VA2003522 | PB | PBCU | YR | RT | Y | DS001 | LCR03 | BUILDING 209 | MORVEN FARM | DISTRIBUTION SYSTEM | FSD | 1 | 1/4/2017 12:00:00 AM
VA2003522 | PB | PBCU | YR | RT | Y | DS001 | LCR04 | BUILDING 213 | MORVEN FARM | DISTRIBUTION SYSTEM | FSD | 1 | 1/4/2017 12:00:00 AM
VA2003522 | PB | PBCU | YR | RT | Y | DS001 | LCR05 | BUILDING 215 | MORVEN FARM | DISTRIBUTION SYSTEM | FSD | 1 | 1/4/2017 12:00:00 AM
VA2003522 | TC | TC | MN | RT | Y | DS001 | TCR01 |  | MORVEN FARM | DISTRIBUTION SYSTEM |  | 3 | 1/4/2017 12:00:00 AM
VA2003522 | GE | NIT | YR | RT | Y | EP013 | EP013 | ENTRY POINT WELL #13 | MORVEN FARM | ENTRY POINT WELL #13 |  | 1 | 1/4/2017 12:00:00 AM
VA2003522 | GE | VOC | QT | RT | Y | EP013 | EP013 | ENTRY POINT WELL #13 | MORVEN FARM | ENTRY POINT WELL #13 |  | 1 | 1/4/2017 12:00:00 AM
VA2003522 | GE | MPN | YR | RT | Y | WL004 | RW004 | RAW WATER TAP | MORVEN FARM | WELL #4 |  | 1 | 1/4/2017 12:00:00 AM
VA2003522 | GE | MPN | YR | RT | Y | WL006 | RW006 | RAW WATER TAP | MORVEN FARM | WELL #6 |  | 1 | 1/4/2017 12:00:00 AM
VA2003522 | GE | MPN | YR | RT | Y | WL013 | RW013 | RAW WATER TAP | MORVEN FARM | WELL #13 |  | 1 | 1/4/2017 12:00:00 AM
VA2003525 | GE | FL2 | MN | ST | N | EP001 | EP001 | FINISHED WATER TAP | NORTH RIVANNA WTP | WATER TREATMENT PLANT (EP) |  | 3 | 2/10/1997 12:00:00 AM
VA2003525 | GE | ICMT | YR | RT | Y | EP001 | EP001 | FINISHED WATER TAP | NORTH RIVANNA WTP | WATER TREATMENT PLANT (EP) |  | 1 | 2/10/1997 12:00:00 AM
VA2003525 | GE | TOCA | MN | RT | Y | RW001 | RW001 | RAW WATER | NORTH RIVANNA WTP | COMBINED RAW WATER - NORTH RIVANNA WTP |  | 3 | 2/10/1997 12:00:00 AM
VA2003525 | GE | TOC | MN | RT | Y | TP001 | UP002 | POST GAC BLENDED WATER | NORTH RIVANNA WTP | WATER TREATMENT PLANT |  | 3 | 2/10/1997 12:00:00 AM
VA2003537 | TC | TC | MN | RT | Y | DS001 | TCR01 |  | NORTHRIDGE PRESCHOOL | DISTRIBUTION SYSTEM |  | 3 | 10/18/2016 12:00:00 AM
VA2003537 | GE | NIT | YR | RT | Y | EP001 | EP001 | ENTRY POINT | NORTHRIDGE PRESCHOOL | ENTRY POINT |  | 1 | 10/18/2016 12:00:00 AM
VA2003600 | GE | FL2 | MN | ST | N | EP001 | EP001 | FINISHED WATER | OBSERVATORY WTP | WATER TREATMENT PLANT (EP) |  | 3 | 2/10/1997 12:00:00 AM
VA2003600 | GE | ICMT | YR | RT | Y | EP001 | EP001 | FINISHED WATER | OBSERVATORY WTP | WATER TREATMENT PLANT (EP) |  | 1 | 2/10/1997 12:00:00 AM
VA2003600 | GE | TOCA | MN | RT | Y | RW001 | RW001 | RAW WATER | OBSERVATORY WTP | COMBINED RAW WATER - OBSERVATORY WTP |  | 3 | 2/10/1997 12:00:00 AM
VA2003600 | GE | TOC | MN | RT | Y | TP001 | UP002 | POST GAC BLENDED WATER | OBSERVATORY WTP | WATER TREATMENT PLANT |  | 3 | 2/10/1997 12:00:00 AM
VA2003622 | TC | TC | QT | RT | Y | DS001 | TCR01 |  | PARAN PRESCHOOL | DISTRIBUTION SYSTEM |  | 1 | 10/13/2016 12:00:00 AM
VA2003622 | GE | NIT | YR | RT | Y | EP001 | EP001 | ENTRY POINT | PARAN PRESCHOOL | ENTRY POINT |  | 1 | 10/13/2016 12:00:00 AM
VA2003640 | TC | TC | QT | RT | Y | DS001 | TCR01 |  | POLLY`S FOLLY | DISTRIBUTION SYSTEM |  | 1 | 10/27/2020 12:00:00 AM
VA2003650 | TC | TC | MN | RT | Y | DS001 | TCR01 |  | PEACOCK HILL SUBDIVISION | DISTRIBUTION SYSTEM |  | 3 | 2/10/1997 12:00:00 AM
VA2003650 | GE | RADA | 6Y | RT | Y | EP001 | EP001 | EP WELL 1 | PEACOCK HILL SUBDIVISION | EP WELL 1 |  | 1 | 2/10/1997 12:00:00 AM
VA2003650 | GE | MPN | YR | RT | Y | WL001 | RW001 | WELL 1 RAW TAP | PEACOCK HILL SUBDIVISION | WELL 1 |  | 1 | 2/10/1997 12:00:00 AM
VA2003650 | GE | MPN | YR | RT | Y | WL002 | RW002 | WELL 2 RAW TAP | PEACOCK HILL SUBDIVISION | WELL 2 |  | 1 | 2/10/1997 12:00:00 AM
VA2003650 | GE | MPN | YR | RT | Y | WL005 | RW005 | WELL 5 RAW TAP | PEACOCK HILL SUBDIVISION | WELL 5 |  | 1 | 2/10/1997 12:00:00 AM
VA2003650 | GE | MPN | YR | RT | Y | WL006 | RW006 | WELL 6 RAW TAP | PEACOCK HILL SUBDIVISION | WELL 6 |  | 1 | 2/10/1997 12:00:00 AM
VA2003650 | GE | MPN | YR | RT | Y | WL007 | RW007 | WELL 7 RAW TAP | PEACOCK HILL SUBDIVISION | WELL 7 |  | 1 | 2/10/1997 12:00:00 AM
VA2003650 | GE | MPN | YR | RT | Y | WL008 | RW008 | WELL 8 RAW TAP | PEACOCK HILL SUBDIVISION | WELL 8 |  | 1 | 2/10/1997 12:00:00 AM
VA2003653 | TC | TC | QT | RT | Y | DS001 | TCR01 |  | PIPPIN HILL FARM & VINEYARDS | DISTRIBUTION SYSTEM |  | 1 | 1/31/2017 12:00:00 AM
VA2003653 | GE | NIT | YR | RT | Y | EP001 | EP001 | ENTRY POINT | PIPPIN HILL FARM & VINEYARDS | ENTRY POINT |  | 1 | 1/31/2017 12:00:00 AM
VA2003654 | TC | TC | QT | RT | Y | DS001 | TCR01 |  | POTTER`S CRAFT CIDER | DISTRIBUTION SYSTEM |  | 1 | 1/13/2021 12:00:00 AM
VA2003662 | TC | TC | QT | RT | Y | DS001 | TCR01 |  | REGIONAL FIREARMS TRAINING CENTER | DISTRIBUTION SYSTEM |  | 1 | 5/13/2016 12:00:00 AM
VA2003662 | GE | NIT | YR | RT | Y | EP001 | EP001 | ENTRY POINT TAP | REGIONAL FIREARMS TRAINING CENTER | ENTRY POINT |  | 1 | 5/13/2016 12:00:00 AM
VA2003665 | TC | TC | MN | RT | Y | DS001 | TCR01 |  | MISTY MOUNTAIN CAMP RESORT | DISTRIBUTION SYSTEM |  | 3 | 7/20/1998 12:00:00 AM
VA2003675 | GE | FL2 | MN | ST | N | EP001 | EP001 | FINISHED WATER TAP | SCOTTSVILLE WTP | WATER TREATMENT PLANT (EP) |  | 3 | 2/10/1997 12:00:00 AM
VA2003675 | GE | ICMT | YR | RT | Y | EP001 | EP001 | FINISHED WATER TAP | SCOTTSVILLE WTP | WATER TREATMENT PLANT (EP) |  | 1 | 2/10/1997 12:00:00 AM
VA2003675 | GE | NIT | YR | RT | Y | EP001 | EP001 | FINISHED WATER TAP | SCOTTSVILLE WTP | WATER TREATMENT PLANT (EP) |  | 1 | 2/10/1997 12:00:00 AM
VA2003675 | GE | TOCA | MN | RT | Y | RW001 | RW001 | RAW WATER | SCOTTSVILLE WTP | COMBINED RAW WATER - SCOTTSVILLE WTP |  | 3 | 2/10/1997 12:00:00 AM
VA2003675 | GE | TOC | MN | RT | Y | TP001 | UP002 | POST GAC BLENDED WATER | SCOTTSVILLE WTP | WATER TREATMENT PLANT |  | 3 | 2/10/1997 12:00:00 AM
VA2003680 | PB | PBCU | 3Y | RT | Y | DS001 | DBP01 | KITCHEN - MRT | SCOTTSVILLE ELEMENTARY SCHOOL | DISTRIBUTION SYSTEM | FSD | 1 | 2/10/1997 12:00:00 AM
VA2003680 | PB | PBCU | 3Y | RT | Y | DS001 | DS001 | BOYS BATH 1 | SCOTTSVILLE ELEMENTARY SCHOOL | DISTRIBUTION SYSTEM | FSD | 1 | 2/10/1997 12:00:00 AM
VA2003680 | PB | PBCU | 3Y | RT | Y | DS001 | DS003 | GIRLS BATH 1 | SCOTTSVILLE ELEMENTARY SCHOOL | DISTRIBUTION SYSTEM | FSD | 1 | 2/10/1997 12:00:00 AM
VA2003680 | PB | PBCU | 3Y | RT | Y | DS001 | LCR05 | WATER FOUNTAIN GYM | SCOTTSVILLE ELEMENTARY SCHOOL | DISTRIBUTION SYSTEM | FSD | 1 | 2/10/1997 12:00:00 AM
VA2003680 | PB | PBCU | 3Y | RT | Y | DS001 | LCR06 | WATER FOUNTAIN CAFE | SCOTTSVILLE ELEMENTARY SCHOOL | DISTRIBUTION SYSTEM | FSD | 1 | 2/10/1997 12:00:00 AM
VA2003680 | TC | TC | MN | RT | Y | DS001 | TCR01 |  | SCOTTSVILLE ELEMENTARY SCHOOL | DISTRIBUTION SYSTEM |  | 3 | 2/10/1997 12:00:00 AM
VA2003680 | GE | NIT | YR | RT | Y | EP001 | EP001 | EP WELL | SCOTTSVILLE ELEMENTARY SCHOOL | EP WELL |  | 1 | 2/10/1997 12:00:00 AM
VA2003680 | GE | MPN | YR | RT | Y | WL002 | RW002 | WELL 2 | SCOTTSVILLE ELEMENTARY SCHOOL | WELL 2 |  | 1 | 2/10/1997 12:00:00 AM
VA2003691 | TC | TC | MN | RT | Y | DS001 | TCR01 |  | SIMEON STORE | DISTRIBUTION SYSTEM |  | 3 | 4/9/2019 12:00:00 AM
VA2003692 | TC | TC | QT | RT | Y | DS001 | TCR01 |  | SIMPSON PARK | DISTRIBUTION SYSTEM |  | 1 | 4/1/2017 12:00:00 AM
VA2003692 | GE | NIT | YR | RT | Y | EP001 | EP001 | ENTRY POINT TAP | SIMPSON PARK | ENTRY POINT TAP |  | 1 | 4/1/2017 12:00:00 AM
VA2003725 | GE | FL2 | MN | ST | N | EP001 | EP001 | FINISHED WATER TAP | SOUTH RIVANNA WTP | WATER TREATMENT PLANT (EP) |  | 3 | 2/10/1997 12:00:00 AM
VA2003725 | GE | ICMT | YR | RT | Y | EP001 | EP001 | FINISHED WATER TAP | SOUTH RIVANNA WTP | WATER TREATMENT PLANT (EP) |  | 1 | 2/10/1997 12:00:00 AM
VA2003725 | GE | NIT | YR | RT | Y | EP001 | EP001 | FINISHED WATER TAP | SOUTH RIVANNA WTP | WATER TREATMENT PLANT (EP) |  | 1 | 2/10/1997 12:00:00 AM
VA2003725 | GE | TOCA | MN | RT | Y | RW001 | RW001 | RAW WATER | SOUTH RIVANNA WTP | COMBINED RAW WATER - SOUTH RIVANNA WTP |  | 3 | 2/10/1997 12:00:00 AM
VA2003725 | GE | TOC | MN | RT | Y | TP001 | UP002 | POST GAC BLENDED WATER | SOUTH RIVANNA WTP | WATER TREATMENT PLANT |  | 3 | 2/10/1997 12:00:00 AM
VA2003810 | TC | TC | MN | RT | Y | DS001 | TCR01 |  | STONY POINT SCHOOL | DISTRIBUTION SYSTEM |  | 3 | 8/14/1989 12:00:00 AM
VA2003810 | GE | NIT | YR | RT | Y | EP002 | EP002 | WELL 2 ENTRY POINT | STONY POINT SCHOOL | WELL 2 ENTRY POINT |  | 1 | 8/14/1989 12:00:00 AM
VA2003810 | GE | MPN | YR | RT | Y | WL001 | RW001 | WELL RAW WATER TAP | STONY POINT SCHOOL | EMERGENCY WELL 1 |  | 1 | 8/14/1989 12:00:00 AM
VA2003810 | GE | MPN | YR | RT | Y | WL002 | RW002 | WELL #2 | STONY POINT SCHOOL | WELL #2 |  | 1 | 8/14/1989 12:00:00 AM
VA2003823 | TC | TC | QT | RT | Y | DS001 | TCR01 |  | TRUMP WINERY TASTING ROOM | DISTRIBUTION SYSTEM |  | 1 | 1/31/2017 12:00:00 AM
VA2003823 | GE | NIT | YR | RT | Y | EP001 | EP001 | ENTRY POINT TAP | TRUMP WINERY TASTING ROOM | ENTRY POINT |  | 1 | 1/31/2017 12:00:00 AM
VA2003824 | TC | TC | QT | RT | Y | DS001 | TCR01 |  | TRUMP WINERY NEW TASTING ROOM | DISTRIBUTION SYSTEM |  | 1 | 12/20/2021 12:00:00 AM
VA2003824 | GE | NIT | YR | RT | Y | EP001 | EP001 | TREATED WATER TAP | TRUMP WINERY NEW TASTING ROOM | ENTRY POINT |  | 1 | 12/20/2021 12:00:00 AM
VA2003824 | GE | MPN | YR | RT | Y | WL002 | RW002 | WELL 2 | TRUMP WINERY NEW TASTING ROOM | WELL 2 |  | 1 | 12/20/2021 12:00:00 AM
VA2003850 | TC | TC | MN | RT | Y | DS001 | TCR01 |  | CORVILLE FARM SUBDIVISION | DISTRIBUTION SYSTEM |  | 3 | 4/3/1998 12:00:00 AM
VA2003850 | GE | NIT | YR | RT | Y | EP001 | EP001 | EP WELL C | CORVILLE FARM SUBDIVISION | EP WELL C |  | 1 | 4/3/1998 12:00:00 AM
VA2003850 | GE | RADA | 6Y | RT | Y | EP001 | EP001 | EP WELL C | CORVILLE FARM SUBDIVISION | EP WELL C |  | 1 | 4/3/1998 12:00:00 AM
VA2003850 | GE | VOC | 3Y | RT | Y | EP001 | EP001 | EP WELL C | CORVILLE FARM SUBDIVISION | EP WELL C |  | 1 | 4/3/1998 12:00:00 AM
VA2003876 | TC | TC | MN | RT | Y | DS001 | TCR01 |  | VDOT CHARLOTTESVILLE RESIDENCY | DISTRIBUTION SYSTEM |  | 3 | 2/18/2016 12:00:00 AM
VA2003876 | GE | NIT | YR | RT | Y | EP001 | EP001 | ENTRY POINT TAP | VDOT CHARLOTTESVILLE RESIDENCY | ENTRY POINT |  | 1 | 2/18/2016 12:00:00 AM
VA2003877 | TC | TC | MN | RT | Y | DS001 | TCR01 |  | WALNUT CREEK PARK | DISTRIBUTION SYSTEM |  | 3 | 4/19/2021 12:00:00 AM
VA2003877 | GE | MPN | YR | RT | Y | WL001 | RW001 | RAW WATER TAP | WALNUT CREEK PARK | WELL |  | 1 | 4/19/2021 12:00:00 AM
VA2003880 | GE | THH5 | 3Y | RT | Y | DS001 | DBP01 | KITCHEN - MRT | WALTON MIDDLE SCHOOL | DISTRIBUTION SYSTEM |  | 1 | 5/4/1995 12:00:00 AM
VA2003880 | TC | TC | MN | RT | Y | DS001 | TCR01 |  | WALTON MIDDLE SCHOOL | DISTRIBUTION SYSTEM |  | 3 | 5/4/1995 12:00:00 AM
VA2003880 | GE | CYN | 9Y | RT | Y | EP001 | EP001 | WELL TAP | WALTON MIDDLE SCHOOL | EP WELL |  | 1 | 5/4/1995 12:00:00 AM
VA2003880 | GE | NIT | YR | RT | Y | EP001 | EP001 | WELL TAP | WALTON MIDDLE SCHOOL | EP WELL |  | 1 | 5/4/1995 12:00:00 AM
VA2003880 | GE | MPN | YR | RT | Y | WL001 | RW001 | RAW WELL TAP | WALTON MIDDLE SCHOOL | WELL 1 |  | 1 | 5/4/1995 12:00:00 AM
VA2003882 | TC | TC | QT | RT | Y | DS001 | TCR01 |  | VALLEY ROAD VINEYARDS | DISTRIBUTION SYSTEM |  | 1 | 7/13/2017 12:00:00 AM
VA2003882 | GE | NIT | YR | RT | Y | EP001 | EP001 | TREATED WATER TAP | VALLEY ROAD VINEYARDS | ENTRY POINT |  | 1 | 7/13/2017 12:00:00 AM
VA2003882 | GE | MPN | YR | RT | Y | WL001 | RW001 | RAW WATER TAP | VALLEY ROAD VINEYARDS | DRILLED WELL |  | 1 | 7/13/2017 12:00:00 AM
VA2003885 | PB | PBCU | 3Y | RT | Y | DS001 | DBP01 | KITCHEN - MRT | VIRGINIA MURRAY SCHOOL | DISTRIBUTION SYSTEM | FSD | 1 | 7/31/1989 12:00:00 AM
VA2003885 | GE | THH5 | 3Y | RT | Y | DS001 | DBP01 | KITCHEN - MRT | VIRGINIA MURRAY SCHOOL | DISTRIBUTION SYSTEM |  | 1 | 7/31/1989 12:00:00 AM
VA2003885 | PB | PBCU | 3Y | RT | Y | DS001 | LCR02 | BOYS RESTROOM #1 | VIRGINIA MURRAY SCHOOL | DISTRIBUTION SYSTEM | FSD | 1 | 7/31/1989 12:00:00 AM
VA2003885 | PB | PBCU | 3Y | RT | Y | DS001 | LCR04 | GIRLS RESTROOM #1 | VIRGINIA MURRAY SCHOOL | DISTRIBUTION SYSTEM | FSD | 1 | 7/31/1989 12:00:00 AM
VA2003885 | PB | PBCU | 3Y | RT | Y | DS001 | LCR06 | WATER FOUNTAIN GYM | VIRGINIA MURRAY SCHOOL | DISTRIBUTION SYSTEM | FSD | 1 | 7/31/1989 12:00:00 AM
VA2003885 | PB | PBCU | 3Y | RT | Y | DS001 | LCR07 | WATER FNTN UPPER HALL | VIRGINIA MURRAY SCHOOL | DISTRIBUTION SYSTEM | FSD | 1 | 7/31/1989 12:00:00 AM
VA2003885 | TC | TC | MN | RT | Y | DS001 | TCR01 |  | VIRGINIA MURRAY SCHOOL | DISTRIBUTION SYSTEM |  | 3 | 7/31/1989 12:00:00 AM
VA2003885 | GE | NIT | YR | RT | Y | EP001 | EP001 | WELL TAP | VIRGINIA MURRAY SCHOOL | WELL (EP) |  | 1 | 7/31/1989 12:00:00 AM
VA2003885 | GE | MPN | YR | RT | Y | WL001 | RW001 | WELL 1 RAW WATER TAP | VIRGINIA MURRAY SCHOOL | WELL 1 |  | 1 | 7/31/1989 12:00:00 AM
VA2003892 | TC | TC | QT | RT | Y | DS001 | TCR01 |  | WATERMARKS CAMP | DISTRIBUTION SYSTEM |  | 1 | 9/11/2007 12:00:00 AM
VA2003896 | TC | TC | QT | RT | Y | DS001 | TCR01 |  | WILDROCK | DISTRIBUTION SYSTEM |  | 1 | 3/2/2018 12:00:00 AM
VA2003900 | GE | THH5 | 3Y | RT | Y | DS001 | DBP01 | 4558 WOODS EDGE RD (LOT 8B) | WOODS EDGE SUBDIVISION | DISTRIBUTION SYSTEM |  | 1 | 2/11/1997 12:00:00 AM
VA2003900 | TC | TC | MN | RT | Y | DS001 | TCR01 |  | WOODS EDGE SUBDIVISION | DISTRIBUTION SYSTEM |  | 3 | 2/11/1997 12:00:00 AM
VA2003900 | GE | NIT | YR | RT | Y | EP001 | EP001 | FINISHED WATER TAP | WOODS EDGE SUBDIVISION | ENTRY POINT |  | 1 | 2/11/1997 12:00:00 AM
VA2003900 | GE | MPN | YR | RT | Y | WL001 | RW001 | WELL RAW WATER TAP | WOODS EDGE SUBDIVISION | DRILLED WELL |  | 1 | 2/11/1997 12:00:00 AM
VA2005042 | TC | TC | QT | RT | Y | DS001 | TCR01 |  | BUCKHORNE COUNTRY STORE AND CAMPGROUND | DISTRIBUTION SYSTEM |  | 1 | 2/22/2017 12:00:00 AM
VA2005042 | GE | NIT | YR | RT | Y | EP001 | EP001 | TREATED WATER TAP | BUCKHORNE COUNTRY STORE AND CAMPGROUND | ENTRY POINT |  | 1 | 2/22/2017 12:00:00 AM
VA2005042 | GE | MPN | YR | RT | Y | WL001 | RW001 | RAW WATER TAP | BUCKHORNE COUNTRY STORE AND CAMPGROUND | WELL 1 |  | 1 | 2/22/2017 12:00:00 AM
VA2005070 | TC | TC | MN | RT | Y | DS001 | TCR01 |  | CAT AND OWL STEAK AND SEAFOOD RESTAURANT | CAT AND OWL STEAK AND SEAFOOD |  | 3 | 1/11/2021 12:00:00 AM
VA2005070 | GE | NIT | YR | RT | Y | EP001 | EP001 | TREATED WATER TAP | CAT AND OWL STEAK AND SEAFOOD RESTAURANT | EP WELL |  | 1 | 1/11/2021 12:00:00 AM
VA2005070 | GE | MPN | QT | RT | Y | WL001 | RW001 | RAW WATER TAP | CAT AND OWL STEAK AND SEAFOOD RESTAURANT | WELL 1 |  | 1 | 1/11/2021 12:00:00 AM
VA2005095 | GE | THH5 | QT | RT | Y | DS001 | DBP01 | 1316 POTTS CREEK ROAD | CHEROKEE | CHEROKEE FOREST |  | 1 | 11/16/2000 12:00:00 AM
VA2005095 | TC | TC | MN | RT | Y | DS001 | TCR01 |  | CHEROKEE | CHEROKEE FOREST |  | 3 | 11/16/2000 12:00:00 AM
VA2005160 | TC | TC | MN | RT | Y | DS001 | TCR01 |  | CLIFTONDALE PARK/ WILSON CREEK/ SHARON | CLIFTONDALE PARK/WILSON CREEK/SHARON |  | 6 | 6/15/1995 12:00:00 AM
VA2005180 | TC | TC | MN | RT | Y | DS001 | TCR01 |  | COLES MOUNTAIN (USFS) | COLES MOUNTAIN |  | 3 | 3/17/2022 12:00:00 AM
VA2005180 | GE | NIT | YR | RT | Y | EP001 | EP001 | EP WELL | COLES MOUNTAIN (USFS) | EP - COLES MOUNTAIN WELL |  | 1 | 3/17/2022 12:00:00 AM
VA2005180 | GE | MPN | QT | RT | Y | WL001 | RW001 | WELL RAW WATER TAP | COLES MOUNTAIN (USFS) | COLES MOUNTAIN WELL |  | 1 | 3/17/2022 12:00:00 AM
VA2005435 | TC | TC | QT | RT | Y | DS001 | TCR01 |  | INTERSTATE-64 WELCOME CENTER | I-64 WELCOME CENTER |  | 1 | 12/21/1982 12:00:00 AM
VA2005435 | GE | NIT | YR | RT | Y | EP001 | EP001 | WELL TAP EP | INTERSTATE-64 WELCOME CENTER | EP - WELL - I-64 WELCOME CENTER |  | 1 | 12/21/1982 12:00:00 AM
VA2005435 | GE | MPN | YR | RT | Y | WL001 | RW001 | WELL RAW TAP | INTERSTATE-64 WELCOME CENTER | WELL - I-64 WELCOME CENTER |  | 1 | 12/21/1982 12:00:00 AM
VA2005440 | GE | TTHM | QT | RT | Y | DS001 | DBP01 | 1855 DRESSLER DR | INTERVALE/CLEARWATER PARK | INTERVALE/CLEARWATER PARK DISTRIBUTION |  | 1 | 1/18/1994 12:00:00 AM
VA2005440 | GE | HAA5 | QT | RT | Y | DS001 | DBP02 | 415 DUNBRACK ROAD | INTERVALE/CLEARWATER PARK | INTERVALE/CLEARWATER PARK DISTRIBUTION |  | 1 | 1/18/1994 12:00:00 AM
VA2005440 | TC | TC | MN | RT | Y | DS001 | TCR01 |  | INTERVALE/CLEARWATER PARK | INTERVALE/CLEARWATER PARK DISTRIBUTION |  | 6 | 1/18/1994 12:00:00 AM
VA2005480 | GE | THH5 | YR | RT | Y | DS001 | DBP02 | 902 COMMERCE AVE | IRON GATE, TOWN OF | IRON GATE, TOWN OF |  | 1 | 2/4/1998 12:00:00 AM
VA2005480 | TC | TC | MN | RT | Y | DS001 | TCR01 |  | IRON GATE, TOWN OF | IRON GATE, TOWN OF |  | 3 | 2/4/1998 12:00:00 AM
VA2005560 | PB | PBCU | 3Y | RT | Y | DS001 | LCR01 | 7002 COLLIERSTOWN RD | LONGDALE FURNACE | LONGDALE FURNACE | FSD | 1 | 10/6/1986 12:00:00 AM
VA2005560 | PB | PBCU | 3Y | RT | Y | DS001 | LCR02 | 6403 COLLIERSTOWN RD | LONGDALE FURNACE | LONGDALE FURNACE | FSD | 1 | 10/6/1986 12:00:00 AM
VA2005560 | PB | PBCU | 3Y | RT | Y | DS001 | LCR03 | 5511 LONGDALE FURNACE RD | LONGDALE FURNACE | LONGDALE FURNACE | FSD | 1 | 10/6/1986 12:00:00 AM
VA2005560 | PB | PBCU | 3Y | RT | Y | DS001 | LCR05 | 5705 LONGDALE FURNACE RD | LONGDALE FURNACE | LONGDALE FURNACE | FSD | 1 | 10/6/1986 12:00:00 AM
VA2005560 | PB | PBCU | 3Y | RT | Y | DS001 | LCR06 | 104 STACKS LN | LONGDALE FURNACE | LONGDALE FURNACE | FSD | 1 | 10/6/1986 12:00:00 AM
VA2005560 | TC | TC | MN | RT | Y | DS001 | TCR01 |  | LONGDALE FURNACE | LONGDALE FURNACE |  | 3 | 10/6/1986 12:00:00 AM
VA2005560 | GE | NIT | YR | RT | Y | EP001 | EP001 | SPRING ENTRY POINT | LONGDALE FURNACE | EP - SPRING - LONGDALE FURNACE |  | 1 | 10/6/1986 12:00:00 AM
VA2005560 | GE | MPN | MN | RT | Y | SP001 | RW001 | RAW WATER TAP | LONGDALE FURNACE | SPRING - LONGDALE FURNACE |  | 3 | 10/6/1986 12:00:00 AM
VA2005600 | GE | THH5 | QT | RT | Y | DS001 | DBP02 | 424 WINDING WAY RD | POUNDING MILL | POUNDING MILL |  | 1 | 8/31/1977 12:00:00 AM
VA2005600 | TC | TC | MN | RT | Y | DS001 | TCR01 |  | POUNDING MILL | POUNDING MILL |  | 6 | 8/31/1977 12:00:00 AM
VA2005600 | GE | MPN | MN | RT | Y | SP001 | RW001 | RAW TAP | POUNDING MILL | SPRING - POUNDING MILL |  | 3 | 8/31/1977 12:00:00 AM
VA2005600 | GE | NIT | YR | RT | Y | SP001 | RW001 | RAW TAP | POUNDING MILL | SPRING - POUNDING MILL |  | 1 | 8/31/1977 12:00:00 AM
VA2005630 | TC | TC | QT | RT | Y | DS001 | TCR01 |  | MORRIS HILL - CORPS | MORRIS HILL COE |  | 1 | 10/31/1990 12:00:00 AM
VA2005630 | GE | NIT | YR | RT | Y | EP001 | EP001 | WELL ENTRY POINT | MORRIS HILL - CORPS | EP - WELL - MORRIS HILL COE |  | 1 | 10/31/1990 12:00:00 AM
VA2005630 | GE | MPN | QT | RT | Y | WL001 | RW001 | WELL TAP | MORRIS HILL - CORPS | WELL - MORRIS HILL COE |  | 1 | 10/31/1990 12:00:00 AM
VA2005631 | TC | TC | MN | RT | Y | DS001 | TCR01 |  | MORRIS HILL CAMPGROUND (USFS) | MORRIS HILL FOREST SERVICE |  | 3 | 3/12/2010 12:00:00 AM
VA2005800 | GE | TTHM | QT | RT | Y | DS001 | DBP01 | 5500 OGLES CREEK RD | ROSEDALE/CALLAGHAN | ROSEDALE/OAKWOOD FORE/WESTWOOD/CALLAGHAN |  | 1 | 6/15/1995 12:00:00 AM
VA2005800 | GE | HAA5 | QT | RT | Y | DS001 | DBP03 | 110 ROSEDALE AVE | ROSEDALE/CALLAGHAN | ROSEDALE/OAKWOOD FORE/WESTWOOD/CALLAGHAN |  | 1 | 6/15/1995 12:00:00 AM
VA2005800 | TC | TC | MN | RT | Y | DS001 | TCR01 |  | ROSEDALE/CALLAGHAN | ROSEDALE/OAKWOOD FORE/WESTWOOD/CALLAGHAN |  | 3 | 6/15/1995 12:00:00 AM
VA2005840 | TC | TC | MN | RT | Y | DS001 | TCR01 |  | SELMA / LOW MOOR / VALLEY RIDGE | SELMA/LOW MOOR |  | 6 | 6/15/1995 12:00:00 AM
VA2005880 | TC | TC | QT | RT | Y | DS001 | TCR01 |  | CLIFF VIEW GOLF CLUB | FRANK E SPONAUGLE JR |  | 1 | 5/1/1998 12:00:00 AM
VA2005880 | GE | NIT | YR | RT | Y | EP001 | EP001 | WELL ENTRY POINT | CLIFF VIEW GOLF CLUB | EP WELL |  | 1 | 5/1/1998 12:00:00 AM
VA2005880 | GE | MPN | QT | RT | Y | WL001 | RW001 | RAW WATER WELL TAP | CLIFF VIEW GOLF CLUB | DRILLED WELL |  | 1 | 5/1/1998 12:00:00 AM
VA2005950 | GE | THH5 | YR | RT | Y | DS001 | DBP01 | 140 PARK AVE | WESGATE | WESGATE DISTRIBUTION SYSTEM |  | 1 | 6/15/1995 12:00:00 AM
VA2005950 | TC | TC | MN | RT | Y | DS001 | TCR01 |  | WESGATE | WESGATE DISTRIBUTION SYSTEM |  | 3 | 6/15/1995 12:00:00 AM
VA2015020 | TC | TC | QT | RT | Y | DS001 | TCR01 |  | ALPINE GOAT BREWERY | DISTRIBUTION |  | 1 | 4/29/2024 12:00:00 AM
VA2015020 | GE | NIT | YR | RT | Y | EP001 | EP001 | TREATED WATER TAP | ALPINE GOAT BREWERY | WELL ENTRY POINT |  | 1 | 4/29/2024 12:00:00 AM
VA2015020 | GE | MPN | QT | RT | Y | WL001 | RW001 | RAW WELL NO.1 TAP | ALPINE GOAT BREWERY | WELL NO.1 |  | 1 | 4/29/2024 12:00:00 AM
VA2015025 | GE | THH5 | QT | RT | Y | DS001 | AS2 | PEOP. BAPTIST CHURCH | AUGUSTA SPRINGS - ACSA | AUGUSTA SPRINGS - ACSA |  | 1 | 2/7/1977 12:00:00 AM
VA2015025 | TC | TC | MN | RT | Y | DS001 | TCR01 |  | AUGUSTA SPRINGS - ACSA | AUGUSTA SPRINGS - ACSA |  | 3 | 2/7/1977 12:00:00 AM
VA2015025 | GE | FRFL | MN | ST | N | EP001 | EP001 | ENTRY POINT | AUGUSTA SPRINGS - ACSA | ENTRY POINT - AUGUSTA SPRINGS |  | 3 | 2/7/1977 12:00:00 AM
VA2015050 | GE | THH5 | 3Y | RT | Y | DS001 | DBP01 | MAX RESIDENCE TIME | JOLLETT SPRINGS MOBILE HOME PARK | JOLLETT SPRINGS MHP |  | 1 | 9/11/1991 12:00:00 AM
VA2015050 | TC | TC | MN | RT | Y | DS001 | TCR01 |  | JOLLETT SPRINGS MOBILE HOME PARK | JOLLETT SPRINGS MHP |  | 3 | 9/11/1991 12:00:00 AM
VA2015050 | GE | MPN | QT | RT | Y | WL001 | RW001 | JOLLETT WELL RAW TAP | JOLLETT SPRINGS MOBILE HOME PARK | JOLLETT WELL |  | 1 | 9/11/1991 12:00:00 AM
VA2015060 | GE | HAA5 | QT | RT | Y | DS003 | BB1 | BLACKBURN BOOSTER STATION | BLACKBURN - ACSA | BLACKBURN |  | 1 | 8/16/1983 12:00:00 AM
VA2015060 | GE | TTHM | QT | RT | Y | DS003 | BB4 | SS MIDDLEBROOK RD | BLACKBURN - ACSA | BLACKBURN |  | 1 | 8/16/1983 12:00:00 AM
VA2015060 | TC | TC | MN | RT | Y | DS003 | TCR01 |  | BLACKBURN - ACSA | BLACKBURN |  | 6 | 8/16/1983 12:00:00 AM
VA2015075 | TC | TC | MN | RT | Y | DS001 | TCR01 |  | BLUE RIDGE MOBILE HOME PARK | BLUE RIDGE MHP |  | 3 | 4/7/1983 12:00:00 AM
VA2015075 | GE | MPN | QT | RT | Y | WL001 | RW001 | WELL NO. 1 | BLUE RIDGE MOBILE HOME PARK | WELL NO. 1 |  | 1 | 4/7/1983 12:00:00 AM
VA2015075 | GE | MPN | QT | RT | Y | WL002 | WL002 | WELL NO.2 | BLUE RIDGE MOBILE HOME PARK | WELL NO.2 |  | 1 | 4/7/1983 12:00:00 AM
VA2015085 | TC | TC | QT | RT | Y | DS001 | TCR01 |  | BUCKHORN INN | BUCKHORN INN & TAVERN |  | 1 | 2/25/2022 12:00:00 AM
VA2015085 | GE | MPN | QT | RT | Y | WL001 | RW001 | RAW WELL TAP | BUCKHORN INN | DRILLED WELL |  | 1 | 2/25/2022 12:00:00 AM
VA2015110 | TC | TC | MN | RT | Y | DS001 | TCR01 |  | CAMP SHENANDOAH | DISTRIBUTION |  | 3 | 8/21/2008 12:00:00 AM
VA2015110 | GE | MPN | MN | RT | Y | SP001 | RW001 | RAW SPRING TAP | CAMP SHENANDOAH | SPRING |  | 3 | 8/21/2008 12:00:00 AM
VA2015119 | GE | THH5 | 3Y | RT | Y | DS001 | DBP01 | BATHROOM SINK - MRT | CARDINAL HOUSE | CARDINAL HOUSE |  | 1 | 2/9/1983 12:00:00 AM
VA2015119 | TC | TC | MN | RT | Y | DS001 | TCR01 |  | CARDINAL HOUSE | CARDINAL HOUSE |  | 6 | 2/9/1983 12:00:00 AM
VA2015119 | GE | ICMT | 3Y | RT | Y | EP001 | EP001 | WELL NO.1 ENTRY | CARDINAL HOUSE | ENTRY POINT - WELL 1 |  | 1 | 2/9/1983 12:00:00 AM
VA2015119 | GE | NIT | YR | RT | Y | EP001 | EP001 | WELL NO.1 ENTRY | CARDINAL HOUSE | ENTRY POINT - WELL 1 |  | 1 | 2/9/1983 12:00:00 AM
VA2015119 | GE | VOC | 3Y | RT | Y | EP001 | EP001 | WELL NO.1 ENTRY | CARDINAL HOUSE | ENTRY POINT - WELL 1 |  | 1 | 2/9/1983 12:00:00 AM
VA2015119 | GE | ICMT | 3Y | RT | Y | EP002 | EP002 | WELL NO. 2 ENTRY | CARDINAL HOUSE | ENTRY POINT - WELL 2 |  | 1 | 2/9/1983 12:00:00 AM
VA2015119 | GE | NIT | YR | RT | Y | EP002 | EP002 | WELL NO. 2 ENTRY | CARDINAL HOUSE | ENTRY POINT - WELL 2 |  | 1 | 2/9/1983 12:00:00 AM
VA2015119 | GE | VOC | 3Y | RT | Y | EP002 | EP002 | WELL NO. 2 ENTRY | CARDINAL HOUSE | ENTRY POINT - WELL 2 |  | 1 | 2/9/1983 12:00:00 AM
VA2015119 | GE | MPN | YR | RT | Y | WL001 | RW001 | WELL #1 | CARDINAL HOUSE | WELL #1 |  | 1 | 2/9/1983 12:00:00 AM
VA2015119 | GE | MPN | YR | RT | Y | WL002 | RW002 | WELL #2 | CARDINAL HOUSE | WELL #2 |  | 1 | 2/9/1983 12:00:00 AM
VA2015120 | GE | THH5 | YR | RT | Y | DS001 | CV7 | BUFFALO GAP H. S. | CHURCHVILLE - ACSA | CHURCHVILLE - ACSA |  | 1 | 12/6/1989 12:00:00 AM
VA2015120 | TC | TC | MN | RT | Y | DS001 | TCR01 |  | CHURCHVILLE - ACSA | CHURCHVILLE - ACSA |  | 6 | 12/6/1989 12:00:00 AM
VA2015120 | GE | FRFL | MN | ST | N | EP002 | EP002 | EP WELLS 3 + 4 + 5 | CHURCHVILLE - ACSA | DRY BRANCH WTP WELLS 3, 4 & 5 |  | 3 | 12/6/1989 12:00:00 AM
VA2015120 | GE | FRFL | MN | ST | N | EP003 | EP003 | EP WELL 6 | CHURCHVILLE - ACSA | ASHBY WTP WELL 6 |  | 3 | 12/6/1989 12:00:00 AM
VA2015123 | TC | TC | QT | RT | Y | DS001 | TCR01 |  | GREY PINE LODGE | GREY PINE LODGE |  | 1 | 12/13/2002 12:00:00 AM
VA2015123 | GE | MPN | QT | RT | Y | WL001 | RW001 | RAW TAP | GREY PINE LODGE | DRILLED WELL |  | 1 | 12/13/2002 12:00:00 AM
VA2015150 | GE | THH5 | YR | RT | Y | DS001 | DBP01 | MRT - JOHN TEMPLE | CRAIGSVILLE, TOWN OF | CRAIGSVILLE, TOWN OF |  | 1 | 3/3/1978 12:00:00 AM
VA2015150 | TC | TC | MN | RT | Y | DS001 | TCR01 |  | CRAIGSVILLE, TOWN OF | CRAIGSVILLE, TOWN OF |  | 6 | 3/3/1978 12:00:00 AM
VA2015150 | GE | MPN | QT | RT | Y | WL005 | RW005 | WELL #3 | CRAIGSVILLE, TOWN OF | WELL #3 |  | 1 | 3/3/1978 12:00:00 AM
VA2015150 | GE | MPN | QT | RT | Y | WL006 | RW006 | WELL #4 | CRAIGSVILLE, TOWN OF | WELL #4 |  | 1 | 3/3/1978 12:00:00 AM
VA2015195 | TC | TC | MN | RT | Y | DS001 | TCR01 |  | GREENHOUSE CHRISTIAN LEARNING CENTER | DISTRIBUTION |  | 3 | 6/27/2019 12:00:00 AM
VA2015195 | GE | CYN | 3Y | RT | Y | EP001 | EP001 | ENTRY POINT SAMPLE TAP | GREENHOUSE CHRISTIAN LEARNING CENTER | ENTRY POINT SAMPLE TAP |  | 1 | 6/27/2019 12:00:00 AM
VA2015195 | GE | ICMT | 3Y | RT | Y | EP001 | EP001 | ENTRY POINT SAMPLE TAP | GREENHOUSE CHRISTIAN LEARNING CENTER | ENTRY POINT SAMPLE TAP |  | 1 | 6/27/2019 12:00:00 AM
VA2015195 | GE | NIT | YR | RT | Y | EP001 | EP001 | ENTRY POINT SAMPLE TAP | GREENHOUSE CHRISTIAN LEARNING CENTER | ENTRY POINT SAMPLE TAP |  | 1 | 6/27/2019 12:00:00 AM
VA2015195 | GE | VOC | 3Y | RT | Y | EP001 | EP001 | ENTRY POINT SAMPLE TAP | GREENHOUSE CHRISTIAN LEARNING CENTER | ENTRY POINT SAMPLE TAP |  | 1 | 6/27/2019 12:00:00 AM
VA2015195 | GE | MPN | QT | RT | Y | WL001 | WL001 | RAW WELL TAP | GREENHOUSE CHRISTIAN LEARNING CENTER | WELL NO.1 |  | 1 | 6/27/2019 12:00:00 AM
VA2015200 | GE | THH5 | YR | RT | Y | DS001 | DF2 | SS DEERFIELD MALL - MRT | DEERFIELD - ACSA | DEERFIELD |  | 1 | 5/6/1983 12:00:00 AM
VA2015200 | TC | TC | MN | RT | Y | DS001 | TCR01 |  | DEERFIELD - ACSA | DEERFIELD |  | 3 | 5/6/1983 12:00:00 AM
VA2015200 | GE | FRFL | MN | ST | N | EP001 | EP001 | ENTRY POINT | DEERFIELD - ACSA | ENTRY POINT - DEERFIELD |  | 3 | 5/6/1983 12:00:00 AM
VA2015225 | GE | THH5 | YR | RT | Y | DS001 | DM3 | DOOMS VFD - MRT | DOOMS - ACSA | DOOMS |  | 1 | 6/7/1993 12:00:00 AM
VA2015225 | TC | TC | MN | RT | Y | DS001 | TCR01 |  | DOOMS - ACSA | DOOMS |  | 6 | 6/7/1993 12:00:00 AM
VA2015225 | GE | FRFL | MN | ST | N | EP001 | EP001 | VESPER WELL ENTRY | DOOMS - ACSA | VESPER VIEW WELL ENTRY POINT |  | 3 | 6/7/1993 12:00:00 AM
VA2015225 | GE | FRFL | MN | ST | N | EP002 | EP002 | CRIMORA ENTRY POINT | DOOMS - ACSA | CRIMORA WELL ENTRY POINT |  | 3 | 6/7/1993 12:00:00 AM
VA2015225 | GE | MPN | QT | RT | Y | WL001 | WL001 | VESPER VIEW WELL TAP | DOOMS - ACSA | VESPER VIEW WELL |  | 1 | 6/7/1993 12:00:00 AM
VA2015225 | GE | MPN | QT | RT | Y | WL002 | WL002 | CRIMORA WELL TAP | DOOMS - ACSA | CRIMORA WELL |  | 1 | 6/7/1993 12:00:00 AM
VA2015300 | GE | THH5 | 3Y | RT | Y | DS001 | DBP01 | MAX RESIDENCE TIME | MEADOW RUE MOBILE HOME PARK | MEADOW RUE MHP |  | 1 | 9/8/1992 12:00:00 AM
VA2015300 | PB | PBCU | 3Y | RT | Y | DS001 | LCR01 | ABSHIRE RESIDENCE | MEADOW RUE MOBILE HOME PARK | MEADOW RUE MHP | FSD | 1 | 9/8/1992 12:00:00 AM
VA2015300 | PB | PBCU | 3Y | RT | Y | DS001 | LCR02 | COX RESIDENCE | MEADOW RUE MOBILE HOME PARK | MEADOW RUE MHP | FSD | 1 | 9/8/1992 12:00:00 AM
VA2015300 | PB | PBCU | 3Y | RT | Y | DS001 | LCR03 | ROHM RESIDENCE | MEADOW RUE MOBILE HOME PARK | MEADOW RUE MHP | FSD | 1 | 9/8/1992 12:00:00 AM
VA2015300 | PB | PBCU | 3Y | RT | Y | DS001 | LCR04 | HOLCOMB RESIDENCE | MEADOW RUE MOBILE HOME PARK | MEADOW RUE MHP | FSD | 1 | 9/8/1992 12:00:00 AM
VA2015300 | PB | PBCU | 3Y | RT | Y | DS001 | LCR05 | SHIFFLETT RESIDENCE | MEADOW RUE MOBILE HOME PARK | MEADOW RUE MHP | FSD | 1 | 9/8/1992 12:00:00 AM
VA2015300 | TC | TC | MN | RT | Y | DS001 | TCR01 |  | MEADOW RUE MOBILE HOME PARK | MEADOW RUE MHP |  | 3 | 9/8/1992 12:00:00 AM
VA2015300 | GE | NIT | YR | RT | Y | EP001 | EP001 | ENTRY POINT | MEADOW RUE MOBILE HOME PARK | WELL NOS. 1 & 2 ENTRY POINT |  | 1 | 9/8/1992 12:00:00 AM
VA2015300 | GE | MPN | QT | RT | Y | WL001 | RW001 | WELL NO.1 | MEADOW RUE MOBILE HOME PARK | WELL NO. 1 |  | 1 | 9/8/1992 12:00:00 AM
VA2015300 | GE | MPN | QT | RT | Y | WL002 | RW002 | WELL NO. 2 | MEADOW RUE MOBILE HOME PARK | WELL NO. 2 |  | 1 | 9/8/1992 12:00:00 AM
VA2015325 | GE | THH5 | 3Y | RT | Y | DS001 | DBP01 | MAX RESIDENCE TIME | COUNTRY ESTATES MOBILE HOME PARK | COUNTRY ESTATES MHP |  | 1 | 4/7/1983 12:00:00 AM
VA2015325 | TC | TC | MN | RT | Y | DS001 | TCR01 |  | COUNTRY ESTATES MOBILE HOME PARK | COUNTRY ESTATES MHP |  | 3 | 4/7/1983 12:00:00 AM
VA2015325 | GE | ICMT | 3Y | RT | Y | EP001 | EP001 | WELL NO. 1 ENTRY | COUNTRY ESTATES MOBILE HOME PARK | WELL NO. 1 ENTRY POINT |  | 1 | 4/7/1983 12:00:00 AM
VA2015325 | GE | NIT | YR | RT | Y | EP001 | EP001 | WELL NO. 1 ENTRY | COUNTRY ESTATES MOBILE HOME PARK | WELL NO. 1 ENTRY POINT |  | 1 | 4/7/1983 12:00:00 AM
VA2015325 | GE | RADA | 6Y | RT | Y | EP001 | EP001 | WELL NO. 1 ENTRY | COUNTRY ESTATES MOBILE HOME PARK | WELL NO. 1 ENTRY POINT |  | 1 | 4/7/1983 12:00:00 AM
VA2015325 | GE | VOC | 3Y | RT | Y | EP001 | EP001 | WELL NO. 1 ENTRY | COUNTRY ESTATES MOBILE HOME PARK | WELL NO. 1 ENTRY POINT |  | 1 | 4/7/1983 12:00:00 AM
VA2015325 | GE | ICMT | 3Y | RT | Y | EP002 | EP002 | WELL NO. 2 ENTRY | COUNTRY ESTATES MOBILE HOME PARK | WELL NO. 2 ENTRY POINT |  | 1 | 4/7/1983 12:00:00 AM
VA2015325 | GE | NIT | YR | RT | Y | EP002 | EP002 | WELL NO. 2 ENTRY | COUNTRY ESTATES MOBILE HOME PARK | WELL NO. 2 ENTRY POINT |  | 1 | 4/7/1983 12:00:00 AM
VA2015325 | GE | RADA | 6Y | RT | Y | EP002 | EP002 | WELL NO. 2 ENTRY | COUNTRY ESTATES MOBILE HOME PARK | WELL NO. 2 ENTRY POINT |  | 1 | 4/7/1983 12:00:00 AM
VA2015325 | GE | VOC | 3Y | RT | Y | EP002 | EP002 | WELL NO. 2 ENTRY | COUNTRY ESTATES MOBILE HOME PARK | WELL NO. 2 ENTRY POINT |  | 1 | 4/7/1983 12:00:00 AM
VA2015325 | GE | MPN | QT | RT | Y | WL001 | RW001 | WELL 1 RAW TAP | COUNTRY ESTATES MOBILE HOME PARK | WELL #1 |  | 1 | 4/7/1983 12:00:00 AM
VA2015325 | GE | MPN | QT | RT | Y | WL002 | RW002 | WELL 2 RAW TAP | COUNTRY ESTATES MOBILE HOME PARK | WELL #2 |  | 1 | 4/7/1983 12:00:00 AM
VA2015330 | TC | TC | QT | RT | Y | DS001 | TCR01 |  | GRAND CAVERNS | DISTRIBUTION SYSTEM |  | 1 | 9/5/2002 12:00:00 AM
VA2015330 | GE | NIT | YR | RT | Y | EP001 | EP001 | WELL 1 TREATED WATER | GRAND CAVERNS | ENTRY POINT WELL NO. 1 |  | 1 | 9/5/2002 12:00:00 AM
VA2015330 | GE | NIT | YR | RT | Y | EP002 | EP002 | WELL 2 TREATED WATER | GRAND CAVERNS | ENTRY POINT WELL NO. 2 |  | 1 | 9/5/2002 12:00:00 AM
VA2015330 | GE | MPN | QT | RT | Y | WL001 | RW001 | WELL 1 | GRAND CAVERNS | WELL 1 |  | 1 | 9/5/2002 12:00:00 AM
VA2015330 | GE | MPN | QT | RT | Y | WL002 | RW002 | WELL 2 | GRAND CAVERNS | WELL 2 |  | 1 | 9/5/2002 12:00:00 AM
VA2015375 | GE | THH5 | 3Y | RT | Y | DS001 | HT2 | WWTP - MRT | HARRISTON - ACSA | HARRISTON - ACSA |  | 1 | 10/8/1981 12:00:00 AM
VA2015375 | TC | TC | MN | RT | Y | DS001 | TCR01 |  | HARRISTON - ACSA | HARRISTON - ACSA |  | 3 | 10/8/1981 12:00:00 AM
VA2015375 | GE | FRFL | MN | ST | N | EP001 | EP001 | ENTRY POINT | HARRISTON - ACSA | WELLS NOS. 1 & 2 ENTRY POINT |  | 3 | 10/8/1981 12:00:00 AM
VA2015375 | GE | NIT | YR | RT | Y | EP001 | EP001 | ENTRY POINT | HARRISTON - ACSA | WELLS NOS. 1 & 2 ENTRY POINT |  | 1 | 10/8/1981 12:00:00 AM
VA2015375 | GE | MPN | QT | RT | Y | WL001 | RW001 | WELL #1 TAP | HARRISTON - ACSA | WELL #1 |  | 1 | 10/8/1981 12:00:00 AM
VA2015375 | GE | MPN | QT | RT | Y | WL002 | RW002 | WELL #2 TAP | HARRISTON - ACSA | WELL #2 |  | 1 | 10/8/1981 12:00:00 AM
VA2015375 | GE | THH5 | 3Y | RT | Y | DS001 | HT2 | WWTP - MRT | HARRISTON - ACSA | HARRISTON - ACSA |  | 1 | 1981-10-08
VA2015382 | TC | TC | MN | RT | Y | DS001 | TCR01 |  | HUMPBACK ROCKS PICNIC AREA | HUMPBACK ROCK PICNIC AREA |  | 3 | 11/8/1991 12:00:00 AM
VA2015382 | GE | NIT | YR | RT | Y | EP001 | EP001 | TREATED WATER TAP | HUMPBACK ROCKS PICNIC AREA | EP - WELL - HUMPBACK ROCK PICNIC AREA |  | 1 | 11/8/1991 12:00:00 AM
VA2015382 | GE | MPN | YR | RT | Y | WL001 | RW001 | RAW WATER WELL TAP | HUMPBACK ROCKS PICNIC AREA | WELL - HUMPBACK ROCK PICNIC AREA |  | 1 | 11/8/1991 12:00:00 AM
VA2015384 | TC | TC | MN | RT | Y | DS001 | TCR01 |  | HUMPBACK ROCKS VISITOR CENTER | HUMPBACK ROCK VISITOR CENTER |  | 3 | 8/9/1979 12:00:00 AM
VA2015384 | GE | NIT | YR | RT | Y | EP001 | EP001 | TREATED WATER TAP | HUMPBACK ROCKS VISITOR CENTER | EP - WELL - HUMPBACK ROCK VISITOR CENTER |  | 1 | 8/9/1979 12:00:00 AM
VA2015384 | GE | MPN | YR | RT | Y | WL001 | RW001 | RAW WATER WELL TAP | HUMPBACK ROCKS VISITOR CENTER | WELL - HUMPBACK ROCK VISITOR CENTER |  | 1 | 8/9/1979 12:00:00 AM
VA2015385 | TC | TC | QT | RT | Y | DS001 | TCR01 |  | INN AT MEADOWCROFT | DISTRIBUTION |  | 1 | 1/2/2020 12:00:00 AM
VA2015385 | GE | MPN | QT | RT | Y | WL001 | RW001 | WELL NO. 1 | INN AT MEADOWCROFT | WELL NO. 1 |  | 1 | 1/2/2020 12:00:00 AM
VA2015390 | TC | TC | QT | RT | Y | DS001 | TCR01 |  | JAKE'S CONVENIENCE STORE/SUBWAY | DISTRIBUTION SYSTEM |  | 1 | 12/12/2016 12:00:00 AM
VA2015390 | GE | NIT | YR | RT | Y | EP001 | EP001 | ENTRY POINT | JAKE'S CONVENIENCE STORE/SUBWAY | ENTRY POINT |  | 1 | 12/12/2016 12:00:00 AM
VA2015390 | GE | MPN | QT | RT | Y | WL001 | RW001 | RAW WATER TAP | JAKE'S CONVENIENCE STORE/SUBWAY | WELL |  | 1 | 12/12/2016 12:00:00 AM
VA2015445 | TC | TC | MN | RT | Y | DS001 | TCR01 |  | WAGNER LOGISTICS | DISTRIBUTION |  | 3 | 9/18/2012 12:00:00 AM
VA2015445 | GE | MPN | QT | RT | Y | WL001 | RW001 | RAW WELL NO. 1 | WAGNER LOGISTICS | WELL NO. 1 |  | 1 | 9/18/2012 12:00:00 AM
VA2015450 | GE | THH5 | YR | RT | Y | DS001 | MB1 | SS LIBRARY - MRT | MIDDLEBROOK - ACSA | MIDDLEBROOK - ACSA |  | 1 | 5/4/1993 12:00:00 AM
VA2015450 | TC | TC | MN | RT | Y | DS001 | TCR01 |  | MIDDLEBROOK - ACSA | MIDDLEBROOK - ACSA |  | 3 | 5/4/1993 12:00:00 AM
VA2015450 | GE | FRFL | MN | ST | N | EP001 | EP001 | WELL ENTRY | MIDDLEBROOK - ACSA | ENTRY POINT - MIDDLEBROOK WELL |  | 3 | 5/4/1993 12:00:00 AM
VA2015450 | GE | NIT | YR | RT | Y | EP001 | EP001 | WELL ENTRY | MIDDLEBROOK - ACSA | ENTRY POINT - MIDDLEBROOK WELL |  | 1 | 5/4/1993 12:00:00 AM
VA2015464 | TC | TC | QT | RT | Y | DS001 | TCR01 |  | NATURAL CHIMNEYS PARK AND CAMPGROUND | NATURAL CHIMNEYS DS |  | 1 | 1/30/1998 12:00:00 AM
VA2015464 | GE | NIT | YR | RT | Y | EP001 | EP001 | TREATED WATER TAP | NATURAL CHIMNEYS PARK AND CAMPGROUND | ENTRY POINT SAMPLE TAP |  | 1 | 1/30/1998 12:00:00 AM
VA2015464 | GE | NIT | YR | RT | Y | WL002 | RW002 | RAW TAP | NATURAL CHIMNEYS PARK AND CAMPGROUND | WELL NO. 2 (ROADSIDE) |  | 1 | 1/30/1998 12:00:00 AM
VA2015464 | GE | MPN | QT | RT | Y | WL003 | RW003 | ALPHA WELL RAW | NATURAL CHIMNEYS PARK AND CAMPGROUND | ALPHA WELL |  | 1 | 1/30/1998 12:00:00 AM
VA2015477 | PB | PBCU | 3Y | RT | Y | DS001 | LCR01 | MENS BATH | NORTH 340 CAMPGROUND | DISTRIBUTION | FSD | 1 | 9/12/2003 12:00:00 AM
VA2015477 | PB | PBCU | 3Y | RT | Y | DS001 | LCR02 | WOMENS BATH | NORTH 340 CAMPGROUND | DISTRIBUTION | FSD | 1 | 9/12/2003 12:00:00 AM
VA2015477 | PB | PBCU | 3Y | RT | Y | DS001 | LCR03 | SITE 50 | NORTH 340 CAMPGROUND | DISTRIBUTION | FSD | 1 | 9/12/2003 12:00:00 AM
VA2015477 | PB | PBCU | 3Y | RT | Y | DS001 | LCR04 | SITE 82 | NORTH 340 CAMPGROUND | DISTRIBUTION | FSD | 1 | 9/12/2003 12:00:00 AM
VA2015477 | PB | PBCU | 3Y | RT | Y | DS001 | LCR05 | SITE 83 | NORTH 340 CAMPGROUND | DISTRIBUTION | FSD | 1 | 9/12/2003 12:00:00 AM
VA2015477 | TC | TC | MN | RT | Y | DS001 | TCR01 |  | NORTH 340 CAMPGROUND | DISTRIBUTION |  | 3 | 9/12/2003 12:00:00 AM
VA2015477 | GE | ICMT | 3Y | RT | Y | EP001 | EP001 | HYDRO TANK TAP | NORTH 340 CAMPGROUND | ENTRY POINT TAP |  | 1 | 9/12/2003 12:00:00 AM
VA2015477 | GE | NIT | YR | RT | Y | EP001 | EP001 | HYDRO TANK TAP | NORTH 340 CAMPGROUND | ENTRY POINT TAP |  | 1 | 9/12/2003 12:00:00 AM
VA2015477 | GE | VOC | 3Y | RT | Y | EP001 | EP001 | HYDRO TANK TAP | NORTH 340 CAMPGROUND | ENTRY POINT TAP |  | 1 | 9/12/2003 12:00:00 AM
VA2015481 | TC | TC | MN | RT | Y | DS001 | TCR01 |  | NORTH RIVER ELEMENTARY SCHOOL | NORTH RIVER ELEMENTARY SCHOOL |  | 3 | 9/11/1991 12:00:00 AM
VA2015481 | GE | NIT | YR | RT | Y | EP001 | EP001 | WELL ENTRY | NORTH RIVER ELEMENTARY SCHOOL | WELL ENTRY POINT |  | 1 | 9/11/1991 12:00:00 AM
VA2015481 | GE | MPN | QT | RT | Y | WL001 | RW001 | RAW TAP | NORTH RIVER ELEMENTARY SCHOOL | NORTH RIVER WELL |  | 1 | 9/11/1991 12:00:00 AM
VA2015523 | GE | THH5 | 3Y | RT | Y | DS001 | DBP01 | LOT 1 - MRT | ROCKWOOD MOBILE HOME PARK | ROCKWOOD MHP |  | 1 | 9/6/1991 12:00:00 AM
VA2015523 | PB | PBCU | 3Y | RT | Y | DS001 | LCR01 | LOT 49 | ROCKWOOD MOBILE HOME PARK | ROCKWOOD MHP | FSD | 1 | 9/6/1991 12:00:00 AM
VA2015523 | PB | PBCU | 3Y | RT | Y | DS001 | LCR02 | LOT # 12 | ROCKWOOD MOBILE HOME PARK | ROCKWOOD MHP | FSD | 1 | 9/6/1991 12:00:00 AM
VA2015523 | PB | PBCU | 3Y | RT | Y | DS001 | LCR03 | LOT #26 | ROCKWOOD MOBILE HOME PARK | ROCKWOOD MHP | FSD | 1 | 9/6/1991 12:00:00 AM
VA2015523 | PB | PBCU | 3Y | RT | Y | DS001 | LCR04 | LOT #19 | ROCKWOOD MOBILE HOME PARK | ROCKWOOD MHP | FSD | 1 | 9/6/1991 12:00:00 AM
VA2015523 | PB | PBCU | 3Y | RT | Y | DS001 | LCR05 | LOT 32 | ROCKWOOD MOBILE HOME PARK | ROCKWOOD MHP | FSD | 1 | 9/6/1991 12:00:00 AM
VA2015523 | TC | TC | MN | RT | Y | DS001 | TCR01 |  | ROCKWOOD MOBILE HOME PARK | ROCKWOOD MHP |  | 3 | 9/6/1991 12:00:00 AM
VA2015523 | GE | ICMT | 3Y | RT | Y | EP001 | EP001 | ENTRY POINT | ROCKWOOD MOBILE HOME PARK | WELL ENTRY POINT |  | 1 | 9/6/1991 12:00:00 AM
VA2015523 | GE | NIT | YR | RT | Y | EP001 | EP001 | ENTRY POINT | ROCKWOOD MOBILE HOME PARK | WELL ENTRY POINT |  | 1 | 9/6/1991 12:00:00 AM
VA2015523 | GE | RADA | 6Y | RT | Y | EP001 | EP001 | ENTRY POINT | ROCKWOOD MOBILE HOME PARK | WELL ENTRY POINT |  | 1 | 9/6/1991 12:00:00 AM
VA2015523 | GE | VOC | 3Y | RT | Y | EP001 | EP001 | ENTRY POINT | ROCKWOOD MOBILE HOME PARK | WELL ENTRY POINT |  | 1 | 9/6/1991 12:00:00 AM
VA2015523 | GE | MPN | QT | RT | Y | WL001 | RW001 | WELL RAW WATER TAP | ROCKWOOD MOBILE HOME PARK | ROCKWOOD MHP WELL |  | 1 | 9/6/1991 12:00:00 AM
VA2015524 | GE | THH5 | YR | RT | Y | DS001 | BL3 | FARMINGTON DR - MRT | ROUTE 250 WEST - ACSA | 250 WEST - ACSA |  | 1 | 11/25/1997 12:00:00 AM
VA2015524 | TC | TC | MN | RT | Y | DS001 | TCR01 |  | ROUTE 250 WEST - ACSA | 250 WEST - ACSA |  | 3 | 11/25/1997 12:00:00 AM
VA2015550 | GE | THH5 | 3Y | RT | Y | DS001 | DBP01 | MAX RESIDENCE TIME | SHENANDOAH ACRES | DISTRIBUTION SYSTEM |  | 1 | 3/7/2001 12:00:00 AM
VA2015550 | TC | TC | MN | RT | Y | DS001 | TCR01 |  | SHENANDOAH ACRES | DISTRIBUTION SYSTEM |  | 3 | 3/7/2001 12:00:00 AM
VA2015550 | GE | ICMT | 3Y | RT | Y | EP001 | EP001 | TREATED WATER TAP | SHENANDOAH ACRES | ENTRY POINT |  | 1 | 3/7/2001 12:00:00 AM
VA2015550 | GE | NIT | YR | RT | Y | EP001 | EP001 | TREATED WATER TAP | SHENANDOAH ACRES | ENTRY POINT |  | 1 | 3/7/2001 12:00:00 AM
VA2015550 | GE | RADA | 6Y | RT | Y | EP001 | EP001 | TREATED WATER TAP | SHENANDOAH ACRES | ENTRY POINT |  | 1 | 3/7/2001 12:00:00 AM
VA2015550 | GE | VOC | 3Y | RT | Y | EP001 | EP001 | TREATED WATER TAP | SHENANDOAH ACRES | ENTRY POINT |  | 1 | 3/7/2001 12:00:00 AM
VA2015550 | GE | MPN | QT | RT | Y | WL001 | RW001 | RAW WELL WATER TAP | SHENANDOAH ACRES | DRILLED WELL |  | 1 | 3/7/2001 12:00:00 AM
VA2015552 | TC | TC | QT | RT | Y | DS001 | TCR01 |  | SHENANDOAH VALLEY KOA | SHENANDOAH VALLEY KOA |  | 1 | 2/6/2003 12:00:00 AM
VA2015552 | GE | NIT | YR | RT | Y | EP001 | EP001 | ENTRY POINT TAP | SHENANDOAH VALLEY KOA | WELL NOS. 1 & 2 ENTRY POINT |  | 1 | 2/6/2003 12:00:00 AM
VA2015552 | GE | MPN | QT | RT | Y | WL001 | WL001 | WELL NO. 1 | SHENANDOAH VALLEY KOA | WELL NO. 1 |  | 1 | 2/6/2003 12:00:00 AM
VA2015552 | GE | MPN | QT | RT | Y | WL002 | WL002 | WELL NO.2 | SHENANDOAH VALLEY KOA | WELL NO. 2 |  | 1 | 2/6/2003 12:00:00 AM
VA2015560 | TC | TC | MN | RT | Y | DS001 | TCR01 |  | SHERANDO LAKE (USFS) | SHERANDO LAKE RECREATION AREA |  | 3 | 11/26/1984 12:00:00 AM
VA2015560 | GE | NIT | YR | RT | Y | EP001 | EP001 | WELL NO. 1 ENTRY | SHERANDO LAKE (USFS) | WELL NO. 1 ENTRY POINT |  | 1 | 11/26/1984 12:00:00 AM
VA2015560 | GE | NIT | YR | RT | Y | EP002 | EP002 | WELL NO. 2 ENTRY | SHERANDO LAKE (USFS) | WELL NO. 2 ENTRY POINT |  | 1 | 11/26/1984 12:00:00 AM
VA2015560 | GE | MPN | YR | RT | Y | WL001 | RW001 | WELL NO 1 | SHERANDO LAKE (USFS) | WELL NO. 1 |  | 1 | 11/26/1984 12:00:00 AM
VA2015560 | GE | MPN | YR | RT | Y | WL002 | RW002 | WELL NO. 2 | SHERANDO LAKE (USFS) | WELL NO. 2 |  | 1 | 11/26/1984 12:00:00 AM
VA2015575 | PB | PBCU | 3Y | RT | Y | DS001 | LCR01 | 253 LABELL DR. , SD | SOUTH RIVER SANITARY DISTRICT | SOUTH RIVER SANITATION DIST | FSD | 1 | 12/1/1982 12:00:00 AM
VA2015575 | PB | PBCU | 3Y | RT | Y | DS001 | LCR03 | 59 WOODVIEW CT., SD | SOUTH RIVER SANITARY DISTRICT | SOUTH RIVER SANITATION DIST | FSD | 1 | 12/1/1982 12:00:00 AM
VA2015575 | PB | PBCU | 3Y | RT | Y | DS001 | LCR04 | 28 RANKIN LANE, SD | SOUTH RIVER SANITARY DISTRICT | SOUTH RIVER SANITATION DIST | FSD | 1 | 12/1/1982 12:00:00 AM
VA2015575 | PB | PBCU | 3Y | RT | Y | DS001 | LCR05 | 161 VANCE ST, SD | SOUTH RIVER SANITARY DISTRICT | SOUTH RIVER SANITATION DIST | FSD | 1 | 12/1/1982 12:00:00 AM
VA2015575 | PB | PBCU | 3Y | RT | Y | DS001 | LCR06 | 105 WOODVIEW CT., SD | SOUTH RIVER SANITARY DISTRICT | SOUTH RIVER SANITATION DIST | FSD | 1 | 12/1/1982 12:00:00 AM
VA2015575 | PB | PBCU | 3Y | RT | Y | DS001 | LCR08 | 180 FOREST SPRINGS RD, SD | SOUTH RIVER SANITARY DISTRICT | SOUTH RIVER SANITATION DIST | FSD | 1 | 12/1/1982 12:00:00 AM
VA2015575 | PB | PBCU | 3Y | RT | Y | DS001 | LCR09 | 79 FALLING ROCK DR., SD | SOUTH RIVER SANITARY DISTRICT | SOUTH RIVER SANITATION DIST | FSD | 1 | 12/1/1982 12:00:00 AM
VA2015575 | PB | PBCU | 3Y | RT | Y | DS001 | LCR10 | 120 WOODVIEW CT., SD | SOUTH RIVER SANITARY DISTRICT | SOUTH RIVER SANITATION DIST | FSD | 1 | 12/1/1982 12:00:00 AM
VA2015575 | PB | PBCU | 3Y | RT | Y | DS001 | LCR11 | 6 WOODVIEW CT., SD | SOUTH RIVER SANITARY DISTRICT | SOUTH RIVER SANITATION DIST | FSD | 1 | 12/1/1982 12:00:00 AM
VA2015575 | PB | PBCU | 3Y | RT | Y | DS001 | LCR14 | 142 FALLING ROCK DR, SD | SOUTH RIVER SANITARY DISTRICT | SOUTH RIVER SANITATION DIST | FSD | 1 | 12/1/1982 12:00:00 AM
VA2015575 | PB | PBCU | 3Y | RT | Y | DS001 | LCR15 | 194 FALLING ROCK DR, SD | SOUTH RIVER SANITARY DISTRICT | SOUTH RIVER SANITATION DIST | FSD | 1 | 12/1/1982 12:00:00 AM
VA2015575 | PB | PBCU | 3Y | RT | Y | DS001 | LCR16 | 158 FALLING ROCK DR, SD | SOUTH RIVER SANITARY DISTRICT | SOUTH RIVER SANITATION DIST | FSD | 1 | 12/1/1982 12:00:00 AM
VA2015575 | PB | PBCU | 3Y | RT | Y | DS001 | LCR17 | 61 PATTON FARM RD, SD | SOUTH RIVER SANITARY DISTRICT | SOUTH RIVER SANITATION DIST | FSD | 1 | 12/1/1982 12:00:00 AM
VA2015575 | PB | PBCU | 3Y | RT | Y | DS001 | LCR19 | 255 FOREST SPRINGS RD, SD | SOUTH RIVER SANITARY DISTRICT | SOUTH RIVER SANITATION DIST | FSD | 1 | 12/1/1982 12:00:00 AM
VA2015575 | PB | PBCU | 3Y | RT | Y | DS001 | LCR21 | 52 HARVEST ROAD | SOUTH RIVER SANITARY DISTRICT | SOUTH RIVER SANITATION DIST | FSD | 1 | 12/1/1982 12:00:00 AM
VA2015575 | PB | PBCU | 3Y | RT | Y | DS001 | LCR22 | 4060 STUARTS DRAFT HWY | SOUTH RIVER SANITARY DISTRICT | SOUTH RIVER SANITATION DIST | FSD | 1 | 12/1/1982 12:00:00 AM
VA2015575 | PB | PBCU | 3Y | RT | Y | DS001 | LCR23 | 67 BUCKBOARD ROAD | SOUTH RIVER SANITARY DISTRICT | SOUTH RIVER SANITATION DIST | FSD | 1 | 12/1/1982 12:00:00 AM
VA2015575 | PB | PBCU | 3Y | RT | Y | DS001 | LCR24 | 54 BUCKBOARD RD, WAY | SOUTH RIVER SANITARY DISTRICT | SOUTH RIVER SANITATION DIST | FSD | 1 | 12/1/1982 12:00:00 AM
VA2015575 | PB | PBCU | 3Y | RT | Y | DS001 | LCR26 | 134 FALLING ROCK DR, SD | SOUTH RIVER SANITARY DISTRICT | SOUTH RIVER SANITATION DIST | FSD | 1 | 12/1/1982 12:00:00 AM
VA2015575 | PB | PBCU | 3Y | RT | Y | DS001 | LCR28 | 5 WOODVIEW CT., SD | SOUTH RIVER SANITARY DISTRICT | SOUTH RIVER SANITATION DIST | FSD | 1 | 12/1/1982 12:00:00 AM
VA2015575 | PB | PBCU | 3Y | RT | Y | DS001 | LCR29 | 143 WOODLAND PL, LYND | SOUTH RIVER SANITARY DISTRICT | SOUTH RIVER SANITATION DIST | FSD | 1 | 12/1/1982 12:00:00 AM
VA2015575 | PB | PBCU | 3Y | RT | Y | DS001 | LCR30 | 469 HICKORY HILL RD, FISH | SOUTH RIVER SANITARY DISTRICT | SOUTH RIVER SANITATION DIST | FSD | 1 | 12/1/1982 12:00:00 AM
VA2015575 | PB | PBCU | 3Y | RT | Y | DS001 | LCR31 | 25 FALLING ROCK DR. | SOUTH RIVER SANITARY DISTRICT | SOUTH RIVER SANITATION DIST | FSD | 1 | 12/1/1982 12:00:00 AM
VA2015575 | PB | PBCU | 3Y | RT | Y | DS001 | LCR33 | 189 FALLING ROCK DR. | SOUTH RIVER SANITARY DISTRICT | SOUTH RIVER SANITATION DIST | FSD | 1 | 12/1/1982 12:00:00 AM
VA2015575 | PB | PBCU | 3Y | RT | Y | DS001 | LCR34 | 195 WOODLAND PL. | SOUTH RIVER SANITARY DISTRICT | SOUTH RIVER SANITATION DIST | FSD | 1 | 12/1/1982 12:00:00 AM
VA2015575 | PB | PBCU | 3Y | RT | Y | DS001 | LCR36 | 164 FALLING ROCK DR | SOUTH RIVER SANITARY DISTRICT | SOUTH RIVER SANITATION DIST | FSD | 1 | 12/1/1982 12:00:00 AM
VA2015575 | PB | PBCU | 3Y | RT | Y | DS001 | LCR37 | 141 FALLING ROCK DR | SOUTH RIVER SANITARY DISTRICT | SOUTH RIVER SANITATION DIST | FSD | 1 | 12/1/1982 12:00:00 AM
VA2015575 | PB | PBCU | 3Y | RT | Y | DS001 | LCR38 | 173 FALLING ROCK DR | SOUTH RIVER SANITARY DISTRICT | SOUTH RIVER SANITATION DIST | FSD | 1 | 12/1/1982 12:00:00 AM
VA2015575 | PB | PBCU | 3Y | RT | Y | DS001 | LCR39 | 209 FALLING ROCK DR | SOUTH RIVER SANITARY DISTRICT | SOUTH RIVER SANITATION DIST | FSD | 1 | 12/1/1982 12:00:00 AM
VA2015575 | PB | PBCU | 3Y | RT | Y | DS001 | LCR40 | 160 FOREST SPRINGS DR | SOUTH RIVER SANITARY DISTRICT | SOUTH RIVER SANITATION DIST | FSD | 1 | 12/1/1982 12:00:00 AM
VA2015575 | GE | THH5 | QT | RT | Y | DS001 | SR1 | GREENVILLE BOOSTER | SOUTH RIVER SANITARY DISTRICT | SOUTH RIVER SANITATION DIST |  | 1 | 12/1/1982 12:00:00 AM
VA2015575 | GE | THH5 | QT | RT | Y | DS001 | SR11 | 608 PUMP STATION | SOUTH RIVER SANITARY DISTRICT | SOUTH RIVER SANITATION DIST |  | 1 | 12/1/1982 12:00:00 AM
VA2015575 | TC | TC | MN | RT | Y | DS001 | TCR01 |  | SOUTH RIVER SANITARY DISTRICT | SOUTH RIVER SANITATION DIST |  | 90 | 12/1/1982 12:00:00 AM
VA2015575 | GE | FRFL | MN | ST | N | EP001 | EP001 | COLES RUN TAP | SOUTH RIVER SANITARY DISTRICT | ENTRY POINT - COLES RUN RESER |  | 3 | 12/1/1982 12:00:00 AM
VA2015575 | GE | FRFL | MN | ST | N | EP002 | EP002 | LYNDHURST TAP | SOUTH RIVER SANITARY DISTRICT | ENTRY POINT - LYNDHURST |  | 3 | 12/1/1982 12:00:00 AM
VA2015575 | GE | FRFL | MN | ST | N | EP003 | EP003 | RIDGEVIEW TAP | SOUTH RIVER SANITARY DISTRICT | ENTRY POINT - RIDGEVIEW WELL |  | 3 | 12/1/1982 12:00:00 AM
VA2015575 | GE | FRFL | MN | ST | N | EP004 | EP004 | HURDIS TAP | SOUTH RIVER SANITARY DISTRICT | ENTRY POINT - HURDIS WELL |  | 3 | 12/1/1982 12:00:00 AM
VA2015575 | GE | FRFL | MN | ST | N | EP006 | EP006 | HERSHEY WELL HEAD | SOUTH RIVER SANITARY DISTRICT | ENTRY POINT - HERSHEY WELL |  | 3 | 12/1/1982 12:00:00 AM
VA2015575 | GE | MPN | QT | RT | Y | WL003 | RW003 | LYNDHURST TAP | SOUTH RIVER SANITARY DISTRICT | LYNDHURST WELL |  | 1 | 12/1/1982 12:00:00 AM
VA2015575 | GE | MPN | QT | RT | Y | WL004 | RW004 | RIDGEVIEW WELL TAP | SOUTH RIVER SANITARY DISTRICT | RIDGEVIEW WELL |  | 1 | 12/1/1982 12:00:00 AM
VA2015575 | GE | MPN | QT | RT | Y | WL005 | RW005 | HURDIS WELL TAP | SOUTH RIVER SANITARY DISTRICT | HURDIS WELL |  | 1 | 12/1/1982 12:00:00 AM
VA2015575 | GE | MPN | QT | RT | Y | WL006 | RW006 | HERSHEY WELL TAP | SOUTH RIVER SANITARY DISTRICT | HERSHEY WELL |  | 1 | 12/1/1982 12:00:00 AM
VA2015580 | TC | TC | QT | RT | Y | DS001 | TCR01 |  | STABLE CRAFT BREWING | DISTRIBUTION SYSTEM |  | 1 | 12/12/2016 12:00:00 AM
VA2015580 | GE | NIT | YR | RT | Y | EP001 | EP001 | ENTRY POINT | STABLE CRAFT BREWING | ENTRY POINT |  | 1 | 12/12/2016 12:00:00 AM
VA2015580 | GE | MPN | QT | RT | Y | WL001 | RW001 | RAW WATER TAP | STABLE CRAFT BREWING | WELL |  | 1 | 12/12/2016 12:00:00 AM
VA2015590 | TC | TC | QT | RT | Y | DS001 | TCR01 |  | STONEY CREEK RESORT | STONEY CREEK RESORT |  | 1 | 2/6/2003 12:00:00 AM
VA2015590 | GE | MPN | QT | RT | Y | WL001 | RW001 | WELL NO.1 RAW TAP | STONEY CREEK RESORT | WELL NO. 1 |  | 1 | 2/6/2003 12:00:00 AM
VA2015590 | GE | MPN | QT | RT | Y | WL002 | RW002 | WELL NO.2 | STONEY CREEK RESORT | WELL NO. 2 |  | 1 | 2/6/2003 12:00:00 AM
VA2015685 | TC | TC | MN | RT | Y | DS001 | TCR01 |  | TODD LAKE (USFS) | TODD LAKE U S FOREST SERVICE |  | 3 | 1/21/2016 12:00:00 AM
VA2015685 | GE | MPN | QT | RT | Y | WL001 | RW001 | WELL/WL001 | TODD LAKE (USFS) | WELL |  | 1 | 1/21/2016 12:00:00 AM
VA2015725 | GE | THH5 | QT | RT | Y | DS001 | DBP01 | SUBWAY | VERONA - WEYERS CAVE | VERONA WEYERS CAVE DIST - ACSA |  | 1 | 2/9/1978 12:00:00 AM
VA2015725 | GE | THH5 | QT | RT | Y | DS001 | DBP02 | RT. 256 PUMP STATION | VERONA - WEYERS CAVE | VERONA WEYERS CAVE DIST - ACSA |  | 1 | 2/9/1978 12:00:00 AM
VA2015725 | PB | PBCU | 3Y | RT | Y | DS001 | LCR06 | 26 BINGHAM ST, VER | VERONA - WEYERS CAVE | VERONA WEYERS CAVE DIST - ACSA | FSD | 1 | 2/9/1978 12:00:00 AM
VA2015725 | PB | PBCU | 3Y | RT | Y | DS001 | LCR09 | 283 BERRY FARM RD, ST | VERONA - WEYERS CAVE | VERONA WEYERS CAVE DIST - ACSA | FSD | 1 | 2/9/1978 12:00:00 AM
VA2015725 | PB | PBCU | 3Y | RT | Y | DS001 | LCR10 | 361 BERRY FARM RD | VERONA - WEYERS CAVE | VERONA WEYERS CAVE DIST - ACSA | FSD | 1 | 2/9/1978 12:00:00 AM
VA2015725 | PB | PBCU | 3Y | RT | Y | DS001 | LCR13 | 345 BERRY FARM RD | VERONA - WEYERS CAVE | VERONA WEYERS CAVE DIST - ACSA | FSD | 1 | 2/9/1978 12:00:00 AM
VA2015725 | PB | PBCU | 3Y | RT | Y | DS001 | LCR14 | 132 WESTGATE RD, VER | VERONA - WEYERS CAVE | VERONA WEYERS CAVE DIST - ACSA | FSD | 1 | 2/9/1978 12:00:00 AM
VA2015725 | PB | PBCU | 3Y | RT | Y | DS001 | LCR17 | 254 SKYVIEW CIR, VER | VERONA - WEYERS CAVE | VERONA WEYERS CAVE DIST - ACSA | FSD | 1 | 2/9/1978 12:00:00 AM
VA2015725 | PB | PBCU | 3Y | RT | Y | DS001 | LCR20 | 210 HERMITAGE RD | VERONA - WEYERS CAVE | VERONA WEYERS CAVE DIST - ACSA | FSD | 1 | 2/9/1978 12:00:00 AM
VA2015725 | PB | PBCU | 3Y | RT | Y | DS001 | LCR21 | 86 CONFEDERATE ST | VERONA - WEYERS CAVE | VERONA WEYERS CAVE DIST - ACSA | FSD | 1 | 2/9/1978 12:00:00 AM
VA2015725 | PB | PBCU | 3Y | RT | Y | DS001 | LCR22 | 27 STUART ST | VERONA - WEYERS CAVE | VERONA WEYERS CAVE DIST - ACSA | FSD | 1 | 2/9/1978 12:00:00 AM
VA2015725 | PB | PBCU | 3Y | RT | Y | DS001 | LCR25 | 2176 BARREN RIDGE RD. | VERONA - WEYERS CAVE | VERONA WEYERS CAVE DIST - ACSA | FSD | 1 | 2/9/1978 12:00:00 AM
VA2015725 | PB | PBCU | 3Y | RT | Y | DS001 | LCR28 | 19 EASTGATE RD | VERONA - WEYERS CAVE | VERONA WEYERS CAVE DIST - ACSA | FSD | 1 | 2/9/1978 12:00:00 AM
VA2015725 | PB | PBCU | 3Y | RT | Y | DS001 | LCR29 | 16 KEN VIEW AVE | VERONA - WEYERS CAVE | VERONA WEYERS CAVE DIST - ACSA | FSD | 1 | 2/9/1978 12:00:00 AM
VA2015725 | PB | PBCU | 3Y | RT | Y | DS001 | LCR30 | 18 SUNDERLIN PL | VERONA - WEYERS CAVE | VERONA WEYERS CAVE DIST - ACSA | FSD | 1 | 2/9/1978 12:00:00 AM
VA2015725 | PB | PBCU | 3Y | RT | Y | DS001 | LCR31 | 86 BLUESTONE DR | VERONA - WEYERS CAVE | VERONA WEYERS CAVE DIST - ACSA | FSD | 1 | 2/9/1978 12:00:00 AM
VA2015725 | PB | PBCU | 3Y | RT | Y | DS001 | LCR32 | 173 HARPER ST | VERONA - WEYERS CAVE | VERONA WEYERS CAVE DIST - ACSA | FSD | 1 | 2/9/1978 12:00:00 AM
VA2015725 | PB | PBCU | 3Y | RT | Y | DS001 | LCR33 | 143 WAYSIDE DR | VERONA - WEYERS CAVE | VERONA WEYERS CAVE DIST - ACSA | FSD | 1 | 2/9/1978 12:00:00 AM
VA2015725 | PB | PBCU | 3Y | RT | Y | DS001 | LCR34 | 87 BLUESTONE DR | VERONA - WEYERS CAVE | VERONA WEYERS CAVE DIST - ACSA | FSD | 1 | 2/9/1978 12:00:00 AM
VA2015725 | PB | PBCU | 3Y | RT | Y | DS001 | LCR35 | 149 WAYSIDE DR | VERONA - WEYERS CAVE | VERONA WEYERS CAVE DIST - ACSA | FSD | 1 | 2/9/1978 12:00:00 AM
VA2015725 | PB | PBCU | 3Y | RT | Y | DS001 | LCR36 | 79 BLUESTONE DR | VERONA - WEYERS CAVE | VERONA WEYERS CAVE DIST - ACSA | FSD | 1 | 2/9/1978 12:00:00 AM
VA2015725 | PB | PBCU | 3Y | RT | Y | DS001 | LCR37 | 99 BLUESTONE DR | VERONA - WEYERS CAVE | VERONA WEYERS CAVE DIST - ACSA | FSD | 1 | 2/9/1978 12:00:00 AM
VA2015725 | TC | TC | MN | RT | Y | DS001 | TCR01 |  | VERONA - WEYERS CAVE | VERONA WEYERS CAVE DIST - ACSA |  | 27 | 2/9/1978 12:00:00 AM
VA2015725 | GE | FRFL | MN | ST | N | EP001 | EP001 | FINISHED WATER TAP | VERONA - WEYERS CAVE | ENTRY POINT - BERRY FARM |  | 3 | 2/9/1978 12:00:00 AM
VA2015725 | GE | NIT | YR | RT | Y | EP001 | EP001 | FINISHED WATER TAP | VERONA - WEYERS CAVE | ENTRY POINT - BERRY FARM |  | 1 | 2/9/1978 12:00:00 AM
VA2015725 | GE | VOC | YR | RT | Y | EP001 | EP001 | FINISHED WATER TAP | VERONA - WEYERS CAVE | ENTRY POINT - BERRY FARM |  | 1 | 2/9/1978 12:00:00 AM
VA2015725 | GE | FRFL | MN | ST | N | EP002 | EP002 | FINISHED SAMPLE TAP | VERONA - WEYERS CAVE | DICE'S SPRING ENTRY POINT |  | 3 | 2/9/1978 12:00:00 AM
VA2015725 | GE | MPN | MN | RT | Y | SP002 | RW002 | DICE'S SPRING TAP | VERONA - WEYERS CAVE | DICE'S SPRING |  | 3 | 2/9/1978 12:00:00 AM
VA2015760 | TC | TC | QT | RT | Y | DS001 | TCR01 |  | WALNUT HILLS CAMPGROUND | DISTRIBUTION |  | 1 | 7/20/1998 12:00:00 AM
VA2015760 | GE | NIT | YR | RT | Y | EP001 | EP001 | TREATED WATER TAP | WALNUT HILLS CAMPGROUND | EP WELL |  | 1 | 7/20/1998 12:00:00 AM
VA2015760 | GE | MPN | QT | RT | Y | WL001 | RW001 | RAW WELL TAP | WALNUT HILLS CAMPGROUND | WELL NO. 1 |  | 1 | 7/20/1998 12:00:00 AM
VA2015821 | TC | TC | MN | RT | Y | DS001 | TCR01 |  | WHITES WAYSIDE DINER | WHITEWAY WAYSIDE DINER DISTRIBUTION |  | 3 | 3/7/2016 12:00:00 AM
VA2015821 | GE | NIT | YR | RT | Y | EP001 | EP001 | EP WELL TAP | WHITES WAYSIDE DINER | EP WELL |  | 1 | 3/7/2016 12:00:00 AM
VA2015850 | GE | THH5 | 3Y | RT | Y | DS001 | DBP01 | LOT 10 - MRT | WOODLAWN VILLAGE | WOODLAWN MHP |  | 1 | 2/14/1992 12:00:00 AM
VA2015850 | TC | TC | MN | RT | Y | DS001 | TCR01 |  | WOODLAWN VILLAGE | WOODLAWN MHP |  | 3 | 2/14/1992 12:00:00 AM
VA2015850 | GE | ICMT | 3Y | RT | Y | EP001 | EP001 | WELL ENTRY | WOODLAWN VILLAGE | WELL ENTRY POINT |  | 1 | 2/14/1992 12:00:00 AM
VA2015850 | GE | NIT | YR | RT | Y | EP001 | EP001 | WELL ENTRY | WOODLAWN VILLAGE | WELL ENTRY POINT |  | 1 | 2/14/1992 12:00:00 AM
VA2015850 | GE | RADA | 6Y | RT | Y | EP001 | EP001 | WELL ENTRY | WOODLAWN VILLAGE | WELL ENTRY POINT |  | 1 | 2/14/1992 12:00:00 AM
VA2015850 | GE | VOC | 3Y | RT | Y | EP001 | EP001 | WELL ENTRY | WOODLAWN VILLAGE | WELL ENTRY POINT |  | 1 | 2/14/1992 12:00:00 AM
VA2015850 | GE | MPN | QT | RT | Y | WL001 | WL001 | RAW WELL TAP | WOODLAWN VILLAGE | WELL #1 |  | 1 | 2/14/1992 12:00:00 AM
VA2017020 | TC | TC | QT | RT | Y | DS001 | TCR01 |  | ACCOVAC ADVENT CHRISTIAN CAMP | DISTRIBUTION |  | 1 | 2/6/2003 12:00:00 AM
VA2017020 | GE | NIT | YR | RT | Y | EP001 | EP001 | TREATED WATER TAP | ACCOVAC ADVENT CHRISTIAN CAMP | ENTRY POINT |  | 1 | 2/6/2003 12:00:00 AM
VA2017020 | GE | MPN | YR | RT | Y | WL002 | RW002 | WELL NO. 2 | ACCOVAC ADVENT CHRISTIAN CAMP | WELL NO. 2 |  | 1 | 2/6/2003 12:00:00 AM
VA2017030 | GE | THH5 | 3Y | RT | Y | DS001 | DBP01 | VALLEY ELEM - MRT | ASHWOOD - BCSA | ASHWOOD - BCSA |  | 1 | 10/10/1989 12:00:00 AM
VA2017030 | TC | TC | MN | RT | Y | DS001 | TCR01 |  | ASHWOOD - BCSA | ASHWOOD - BCSA |  | 3 | 10/10/1989 12:00:00 AM
VA2017030 | GE | NIT | YR | RT | Y | EP001 | EP001 | WELL ENTRY POINT | ASHWOOD - BCSA | WELL ENTRY POINT |  | 1 | 10/10/1989 12:00:00 AM
VA2017030 | GE | MPN | QT | RT | Y | WL001 | RW001 | WELL RAW TAP | ASHWOOD - BCSA | WELL |  | 1 | 10/10/1989 12:00:00 AM
VA2017095 | GE | THH5 | YR | RT | Y | DS001 | DBP02 | 9335 SAM SNEAD HWY | BATH COUNTY REGIONAL - BCSA | BATH COUNTY REGIONAL |  | 1 | 3/8/1994 12:00:00 AM
VA2017095 | TC | TC | MN | RT | Y | DS001 | TCR01 |  | BATH COUNTY REGIONAL - BCSA | BATH COUNTY REGIONAL |  | 6 | 3/8/1994 12:00:00 AM
VA2017095 | GE | NIT | YR | RT | Y | EP001 | EP001 | QUEEN SPRING ENTRY | BATH COUNTY REGIONAL - BCSA | ENTRY POINT - QUEEN SPRING |  | 1 | 3/8/1994 12:00:00 AM
VA2017095 | GE | NIT | YR | RT | Y | EP003 | EP003 | HIGH SCHOOL WELLS 1+2 | BATH COUNTY REGIONAL - BCSA | ENTRY POINT - HIGH SCHOOL WELLS 1+2 |  | 1 | 3/8/1994 12:00:00 AM
VA2017095 | GE | NIT | YR | RT | Y | EP004 | EP004 | OLD DAIRY WELL | BATH COUNTY REGIONAL - BCSA | OLD DAIRY WELL ENTRY POINT |  | 1 | 3/8/1994 12:00:00 AM
VA2017095 | GE | MPN | MN | RT | Y | SP001 | RW004 | RAW QUEEN SPRING | BATH COUNTY REGIONAL - BCSA | QUEEN SPRING |  | 3 | 3/8/1994 12:00:00 AM
VA2017095 | GE | MPN | QT | RT | Y | WL001 | RW001 | HIGH SCHOOL WELL 1 | BATH COUNTY REGIONAL - BCSA | HIGH SCHOOL WELL 1 |  | 1 | 3/8/1994 12:00:00 AM
VA2017095 | GE | MPN | QT | RT | Y | WL002 | RW002 | OLD DAIRY WELL RAW | BATH COUNTY REGIONAL - BCSA | OLD DAIRY WELL |  | 1 | 3/8/1994 12:00:00 AM
VA2017095 | GE | MPN | QT | RT | Y | WL003 | RW003 | HIGH SCHOOL WELL 2 | BATH COUNTY REGIONAL - BCSA | HIGH SCHOOL WELL 2 |  | 1 | 3/8/1994 12:00:00 AM
VA2017103 | TC | TC | MN | RT | Y | DS001 | TCR01 |  | BOLAR MOUNTAIN (USFS) | DISTRIBUTION SYSTEM |  | 3 | 10/29/1990 12:00:00 AM
VA2017103 | GE | NIT | YR | RT | Y | EP001 | EP001 | B. FLAT WELL | BOLAR MOUNTAIN (USFS) | ENTRY POINT - B. FLAT WELL |  | 1 | 10/29/1990 12:00:00 AM
VA2017103 | GE | MPN | YR | RT | Y | WL001 | WL001 | RAW B. FLAT WELL | BOLAR MOUNTAIN (USFS) | WELL 1 - BOLAR FLAT |  | 1 | 10/29/1990 12:00:00 AM
VA2017128 | TC | TC | QT | RT | Y | DS001 | TCR01 |  | CAMP ALKULANA | CAMP ALKULANA |  | 1 | 7/17/2007 12:00:00 AM
VA2017128 | GE | MPN | QT | RT | Y | WL001 | WL001 | WELL NO. 1 RAW TAP | CAMP ALKULANA | WELL NO. 1 |  | 1 | 7/17/2007 12:00:00 AM
VA2017128 | GE | MPN | QT | RT | Y | WL002 | WL002 | WELL NO. 2 | CAMP ALKULANA | WELL NO. 2 |  | 1 | 7/17/2007 12:00:00 AM
VA2017130 | GE | THH5 | 3Y | RT | Y | DS001 | DBP01 | BRENDA WOODS - MRT | CEDAR CREEK - BCSA | CEDAR CREEK - BCSA |  | 1 | 12/6/1990 12:00:00 AM
VA2017130 | TC | TC | MN | RT | Y | DS001 | TCR01 |  | CEDAR CREEK - BCSA | CEDAR CREEK - BCSA |  | 3 | 12/6/1990 12:00:00 AM
VA2017130 | GE | MPN | QT | RT | Y | WL001 | RW001 | CEDAR CREEK WELL | CEDAR CREEK - BCSA | CEDAR CREEK WELL |  | 1 | 12/6/1990 12:00:00 AM
VA2017135 | TC | TC | MN | RT | Y | DS001 | TCR01 |  | CLIFTON FORGE MOUNTAIN - BCSA | CLIFTON FORGE MOUNTAIN |  | 3 | 12/4/1997 12:00:00 AM
VA2017151 | TC | TC | MN | RT | Y | DS001 | TCR01 |  | GARTH NEWEL MUSIC CENTER | GARTH NEWEL |  | 3 | 4/29/2013 12:00:00 AM
VA2017151 | GE | MPN | QT | RT | Y | WL001 | RW001 | WELL NO. 1 | GARTH NEWEL MUSIC CENTER | WELL NO. 1 |  | 1 | 4/29/2013 12:00:00 AM
VA2017155 | TC | TC | QT | RT | Y | DS001 | TCR01 |  | HIDDEN VALLEY CAMPGROUND (USFS) | HIDDEN VALLEY CAMPGROUND |  | 1 | 4/9/1979 12:00:00 AM
VA2017155 | GE | NIT | YR | RT | Y | EP001 | EP001 | WELL ENTRY SAMPLE TAP | HIDDEN VALLEY CAMPGROUND (USFS) | ENTRY POINT - WELL |  | 1 | 4/9/1979 12:00:00 AM
VA2017155 | GE | MPN | QT | RT | Y | WL001 | WL001 | HIDDEN VALLEY RAW TAP | HIDDEN VALLEY CAMPGROUND (USFS) | WELL |  | 1 | 4/9/1979 12:00:00 AM
VA2017200 | GE | THH5 | YR | RT | Y | DS001 | DS002 | NORTH RIDGE PUMP HOUSE | THE HOMESTEAD WATER COMPANY | HOMESTEAD |  | 1 | 1/17/1978 12:00:00 AM
VA2017200 | TC | TC | MN | RT | Y | DS001 | TCR01 |  | THE HOMESTEAD WATER COMPANY | HOMESTEAD |  | 6 | 1/17/1978 12:00:00 AM
VA2017200 | GE | NIT | YR | RT | Y | EP001 | EP001 | PLANT TAP | THE HOMESTEAD WATER COMPANY | FILTRATION PLANT TAP |  | 1 | 1/17/1978 12:00:00 AM
VA2017300 | GE | THH5 | 3Y | RT | Y | DS001 | DBP01 | 1963 CROOKED SPUR ROAD | MILLBORO WATER ASSOCIATION | MILLBORO |  | 1 | 11/7/1977 12:00:00 AM
VA2017300 | TC | TC | MN | RT | Y | DS001 | TCR01 |  | MILLBORO WATER ASSOCIATION | MILLBORO |  | 3 | 11/7/1977 12:00:00 AM
VA2017300 | GE | NIT | YR | RT | Y | EP001 | EP001 | ENTRY POINT | MILLBORO WATER ASSOCIATION | SPRING ENTRY POINT |  | 1 | 11/7/1977 12:00:00 AM
VA2017300 | GE | MPN | MN | RT | Y | SP001 | RW001 | BIG SPRING-SP001 | MILLBORO WATER ASSOCIATION | BIG SPRING |  | 3 | 11/7/1977 12:00:00 AM
VA2017490 | GE | THH5 | YR | RT | Y | DS001 | DBP01 | 379 BROOK DR - CARDWELL | THOMASTOWN/CROWDERTOWN/SWITCHBACK - BCSA | THOMASTOWN/CROWDERTOWN/SWITCHBACK |  | 1 | 5/3/1989 12:00:00 AM
VA2017490 | TC | TC | MN | RT | Y | DS001 | TCR01 |  | THOMASTOWN/CROWDERTOWN/SWITCHBACK - BCSA | THOMASTOWN/CROWDERTOWN/SWITCHBACK |  | 3 | 5/3/1989 12:00:00 AM
VA2017500 | GE | THH5 | 3Y | RT | Y | DS001 | DBP01 | POWER HOUSE | BATH COUNTY POWER STATION | VEPCO PUMPED STORAGE |  | 1 | 6/8/1982 12:00:00 AM
VA2017500 | TC | TC | MN | RT | Y | DS001 | TCR01 |  | BATH COUNTY POWER STATION | VEPCO PUMPED STORAGE |  | 3 | 6/8/1982 12:00:00 AM
VA2017500 | GE | NIT | YR | RT | Y | EP003 | EP003 | WELLS 1 + 2 ENTRY | BATH COUNTY POWER STATION | WELL NOS. 1 & 2 ENTRY POINT |  | 1 | 6/8/1982 12:00:00 AM
VA2017500 | GE | MPN | YR | RT | Y | WL001 | RW001 | WELL #1 RAW TAP | BATH COUNTY POWER STATION | WELL #1 |  | 1 | 6/8/1982 12:00:00 AM
VA2017500 | GE | MPN | YR | RT | Y | WL002 | RW002 | WELL #2 RAW TAP | BATH COUNTY POWER STATION | WELL #2 |  | 1 | 6/8/1982 12:00:00 AM
VA2023020 | GE | THH5 | YR | RT | Y | DS001 | DBP01 | 59 TINKERVIEW DR | MOUNTAIN VIEW | DISTRIBUTION SYSTEM |  | 1 | 2/22/1995 12:00:00 AM
VA2023020 | PB | PBCU | 3Y | RT | Y | DS001 | LCR02 | 364 TINKERVIEW DR | MOUNTAIN VIEW | DISTRIBUTION SYSTEM | FSD | 1 | 2/22/1995 12:00:00 AM
VA2023020 | PB | PBCU | 3Y | RT | Y | DS001 | LCR06 | 177 WINESAP RD | MOUNTAIN VIEW | DISTRIBUTION SYSTEM | FSD | 1 | 2/22/1995 12:00:00 AM
VA2023020 | PB | PBCU | 3Y | RT | Y | DS001 | LCR07 | 78 CAROLYN DR | MOUNTAIN VIEW | DISTRIBUTION SYSTEM | FSD | 1 | 2/22/1995 12:00:00 AM
VA2023020 | PB | PBCU | 3Y | RT | Y | DS001 | LCR10 | 260 TINKERVIEW DR | MOUNTAIN VIEW | DISTRIBUTION SYSTEM | FSD | 1 | 2/22/1995 12:00:00 AM
VA2023020 | PB | PBCU | 3Y | RT | Y | DS001 | LCR12 | 262 STAYMAN ROAD | MOUNTAIN VIEW | DISTRIBUTION SYSTEM | FSD | 1 | 2/22/1995 12:00:00 AM
VA2023020 | PB | PBCU | 3Y | RT | Y | DS001 | LCR14 | 141 RACHEL DR | MOUNTAIN VIEW | DISTRIBUTION SYSTEM | FSD | 1 | 2/22/1995 12:00:00 AM
VA2023020 | PB | PBCU | 3Y | RT | Y | DS001 | LCR16 | 57 TINKERVIEW DR | MOUNTAIN VIEW | DISTRIBUTION SYSTEM | FSD | 1 | 2/22/1995 12:00:00 AM
VA2023020 | PB | PBCU | 3Y | RT | Y | DS001 | LCR17 | 266 HIGHLAND DR | MOUNTAIN VIEW | DISTRIBUTION SYSTEM | FSD | 1 | 2/22/1995 12:00:00 AM
VA2023020 | PB | PBCU | 3Y | RT | Y | DS001 | LCR18 | 53 TINKERVIEW DR | MOUNTAIN VIEW | DISTRIBUTION SYSTEM | FSD | 1 | 2/22/1995 12:00:00 AM
VA2023020 | PB | PBCU | 3Y | RT | Y | DS001 | LCR19 | 222 HIGHLAND DR | MOUNTAIN VIEW | DISTRIBUTION SYSTEM | FSD | 1 | 2/22/1995 12:00:00 AM
VA2023020 | TC | TC | MN | RT | Y | DS001 | TCR01 |  | MOUNTAIN VIEW | DISTRIBUTION SYSTEM |  | 9 | 2/22/1995 12:00:00 AM
VA2023020 | GE | NIT | YR | RT | Y | EP002 | EP002 | ENTRY POINT WELLS 5 & 6 | MOUNTAIN VIEW | EP - COMBINED MT. VIEW WELLS 5 & 6 |  | 1 | 2/22/1995 12:00:00 AM
VA2023020 | GE | NIT | YR | RT | Y | EP003 | EP003 | ENTRY POINT WELL 3 | MOUNTAIN VIEW | EP - MT. VIEW WELL 3 |  | 1 | 2/22/1995 12:00:00 AM
VA2023020 | GE | NIT | YR | RT | Y | EP004 | EP004 | ENTRY POINT WELL 4 | MOUNTAIN VIEW | EP - MT. VIEW WELL 4 |  | 1 | 2/22/1995 12:00:00 AM
VA2023020 | GE | NIT | YR | RT | Y | EP007 | EP007 | ENTRY POINT WELL 7 | MOUNTAIN VIEW | EP - MT. VIEW WELL 7 |  | 1 | 2/22/1995 12:00:00 AM
VA2023020 | GE | NIT | YR | RT | Y | EP008 | EP008 | ENTRY POINT WELL 8 | MOUNTAIN VIEW | EP - MT. VIEW WELL 8 |  | 1 | 2/22/1995 12:00:00 AM
VA2023020 | GE | NIT | YR | RT | Y | EP010 | EP010 | ENTRY POINT WELLS 10, 11, 12 | MOUNTAIN VIEW | EP - COMBINED MT. VIEW WELLS 10, 11 & 12 |  | 1 | 2/22/1995 12:00:00 AM
VA2023020 | GE | NIT | YR | RT | Y | EP015 | EP015 | ENTRY POINT WELL 15 | MOUNTAIN VIEW | EP - MT. VIEW WELL 15 |  | 1 | 2/22/1995 12:00:00 AM
VA2023020 | GE | MPN | QT | RT | Y | WL003 | RW003 | MOUNTAINVIEW WELL 3 | MOUNTAIN VIEW | WELL 3 (APPLE TREE III) |  | 1 | 2/22/1995 12:00:00 AM
VA2023020 | GE | MPN | QT | RT | Y | WL004 | RW004 | MOUNTAINVIEW WELL 4 | MOUNTAIN VIEW | WELL 4 (STEEPLECHASE 1) |  | 1 | 2/22/1995 12:00:00 AM
VA2023020 | GE | MPN | QT | RT | Y | WL005 | RW005 | MOUNTAINVIEW WELL 5 | MOUNTAIN VIEW | WELL 5 (STEEPLECHASE 2) |  | 1 | 2/22/1995 12:00:00 AM
VA2023020 | GE | MPN | QT | RT | Y | WL006 | RW006 | MOUNTAINVIEW WELL 6 | MOUNTAIN VIEW | WELL 6 (STEEPLECHASE 3) |  | 1 | 2/22/1995 12:00:00 AM
VA2023020 | GE | MPN | QT | RT | Y | WL007 | RW007 | WELL 7A RAW TAP | MOUNTAIN VIEW | WELL 7 (APPLE TREE 7A) |  | 1 | 2/22/1995 12:00:00 AM
VA2023020 | GE | MPN | QT | RT | Y | WL008 | RW008 | MOUNTAINVIEW WELL 8 | MOUNTAIN VIEW | WELL 8 (APPLE TREE 8) |  | 1 | 2/22/1995 12:00:00 AM
VA2023020 | GE | MPN | QT | RT | Y | WL010 | RW010 | RUNAWAY VILLAGE WELL | MOUNTAIN VIEW | WELL 10 (RUNAWAY VILLAGE) |  | 1 | 2/22/1995 12:00:00 AM
VA2023020 | GE | MPN | QT | RT | Y | WL011 | RW011 | ROSEMAE GARDN WELL | MOUNTAIN VIEW | WELL 11 (ROSEMAE GARDENS) |  | 1 | 2/22/1995 12:00:00 AM
VA2023020 | GE | MPN | QT | RT | Y | WL012 | RW012 | CAROLYN WELL | MOUNTAIN VIEW | WELL 12 (CAROLYN) |  | 1 | 2/22/1995 12:00:00 AM
VA2023020 | GE | MPN | QT | RT | Y | WL015 | RW015 | WELL 15 RAW TAP | MOUNTAIN VIEW | WELL 15 (CYPRESS-SANDERSON) |  | 1 | 2/22/1995 12:00:00 AM
VA2023030 | GE | THH5 | YR | RT | Y | DS001 | DBP02 | 215 STONEWALL DR | ASHLEY PLANTATION | ASHLEY PLANTATION |  | 1 | 8/25/1998 12:00:00 AM
VA2023030 | TC | TC | MN | RT | Y | DS001 | TCR01 |  | ASHLEY PLANTATION | ASHLEY PLANTATION |  | 3 | 8/25/1998 12:00:00 AM
VA2023030 | GE | CYN | 9Y | RT | Y | EP010 | EP010 | COMBINED ENTRY POINT | ASHLEY PLANTATION | COMBINED ENTRY POINT |  | 1 | 8/25/1998 12:00:00 AM
VA2023030 | GE | ICMT | 3Y | RT | Y | EP010 | EP010 | COMBINED ENTRY POINT | ASHLEY PLANTATION | COMBINED ENTRY POINT |  | 1 | 8/25/1998 12:00:00 AM
VA2023030 | GE | RADA | 6Y | RT | Y | EP010 | EP010 | COMBINED ENTRY POINT | ASHLEY PLANTATION | COMBINED ENTRY POINT |  | 1 | 8/25/1998 12:00:00 AM
VA2023030 | GE | VOC | 3Y | RT | Y | EP010 | EP010 | COMBINED ENTRY POINT | ASHLEY PLANTATION | COMBINED ENTRY POINT |  | 1 | 8/25/1998 12:00:00 AM
VA2023030 | GE | MPN | QT | RT | Y | WL003 | RW003 | WELL 3 RAW TAP | ASHLEY PLANTATION | WELL 3 |  | 1 | 8/25/1998 12:00:00 AM
VA2023030 | GE | MPN | QT | RT | Y | WL004 | RW004 | WELL 4 RAW TAP | ASHLEY PLANTATION | WELL 4 |  | 1 | 8/25/1998 12:00:00 AM
VA2023030 | GE | MPN | QT | RT | Y | WL005 | RW005 | WELL 5 RAW TAP | ASHLEY PLANTATION | WELL 5 |  | 1 | 8/25/1998 12:00:00 AM
VA2023030 | GE | MPN | QT | RT | Y | WL007 | RW007 | WELL 7 RAW TAP | ASHLEY PLANTATION | WELL 7 |  | 1 | 8/25/1998 12:00:00 AM
VA2023030 | GE | MPN | QT | RT | Y | WL008 | RW008 | WELL 8 RAW TAP | ASHLEY PLANTATION | WELL 8 |  | 1 | 8/25/1998 12:00:00 AM
VA2023040 | PB | PBCU | 3Y | RT | Y | DS001 | LCR01 | 81 HOBSON WAY | BLUE RIDGE COMMUNITY | BLUE RIDGE COMMUNITY | FSD | 1 | 9/13/1977 12:00:00 AM
VA2023040 | PB | PBCU | 3Y | RT | Y | DS001 | LCR02 | 1102 COLONIAL ROAD | BLUE RIDGE COMMUNITY | BLUE RIDGE COMMUNITY | FSD | 1 | 9/13/1977 12:00:00 AM
VA2023040 | PB | PBCU | 3Y | RT | Y | DS001 | LCR03 | 85 OLD SCHOOLHOUSE LANE | BLUE RIDGE COMMUNITY | BLUE RIDGE COMMUNITY | FSD | 1 | 9/13/1977 12:00:00 AM
VA2023040 | PB | PBCU | 3Y | RT | Y | DS001 | LCR04 | 1359 COLONIAL ROAD | BLUE RIDGE COMMUNITY | BLUE RIDGE COMMUNITY | FSD | 1 | 9/13/1977 12:00:00 AM
VA2023040 | PB | PBCU | 3Y | RT | Y | DS001 | LCR07 | 1239 COLONIAL ROAD | BLUE RIDGE COMMUNITY | BLUE RIDGE COMMUNITY | FSD | 1 | 9/13/1977 12:00:00 AM
VA2023040 | TC | TC | MN | RT | Y | DS001 | TCR01 |  | BLUE RIDGE COMMUNITY | BLUE RIDGE COMMUNITY |  | 3 | 9/13/1977 12:00:00 AM
VA2023040 | GE | MPN | QT | RT | Y | WL001 | RW001 | WELL RAW TAP | BLUE RIDGE COMMUNITY | WELL 1 |  | 1 | 9/13/1977 12:00:00 AM
VA2023060 | PB | PBCU | 3Y | RT | Y | DS001 | LCR02 | 231 BLUE RIDGE DR | BLUE RIDGE HEIGHTS | BLUE RIDGE HEIGHTS | FSD | 1 | 10/16/1997 12:00:00 AM
VA2023060 | PB | PBCU | 3Y | RT | Y | DS001 | LCR05 | 1091 4TH ST | BLUE RIDGE HEIGHTS | BLUE RIDGE HEIGHTS | FSD | 1 | 10/16/1997 12:00:00 AM
VA2023060 | PB | PBCU | 3Y | RT | Y | DS001 | LCR06 | 851 OAK DR | BLUE RIDGE HEIGHTS | BLUE RIDGE HEIGHTS | FSD | 1 | 10/16/1997 12:00:00 AM
VA2023060 | PB | PBCU | 3Y | RT | Y | DS001 | LCR07 | 122 BLUE RIDGE DR | BLUE RIDGE HEIGHTS | BLUE RIDGE HEIGHTS | FSD | 1 | 10/16/1997 12:00:00 AM
VA2023060 | PB | PBCU | 3Y | RT | Y | DS001 | LCR08 | 676 BLUE RIDGE DR | BLUE RIDGE HEIGHTS | BLUE RIDGE HEIGHTS | FSD | 1 | 10/16/1997 12:00:00 AM
VA2023060 | TC | TC | MN | RT | Y | DS001 | TCR01 |  | BLUE RIDGE HEIGHTS | BLUE RIDGE HEIGHTS |  | 3 | 10/16/1997 12:00:00 AM
VA2023060 | GE | MPN | QT | RT | Y | WL002 | RW002 | RAW WELL 2 BRH | BLUE RIDGE HEIGHTS | WELL 2 - BLUE RIDGE HEIGHTS |  | 1 | 10/16/1997 12:00:00 AM
VA2023060 | GE | MPN | QT | RT | Y | WL006 | RW006 | RAW WELL 6 BRH | BLUE RIDGE HEIGHTS | WELL 6 - BLUE RIDGE HEIGHTS |  | 1 | 10/16/1997 12:00:00 AM
VA2023070 | TC | TC | QT | RT | Y | DS001 | TCR01 |  | INTERSTATE-81 REST AREA | I-81 [BOTETOURT] REST AREA |  | 1 | 3/25/2010 12:00:00 AM
VA2023070 | GE | MPN | QT | RT | Y | WL001 | RW001 | WELL TAP | INTERSTATE-81 REST AREA | WELL - I-81 [BOTETOURT] REST AREA |  | 1 | 3/25/2010 12:00:00 AM
VA2023080 | TC | TC | MN | RT | Y | DS001 | TCR01 |  | BOTETOURT GOLF AND SWIM CLUB | BOTETOURT COUNTRY CLUB REST |  | 3 | 7/11/2002 12:00:00 AM
VA2023080 | GE | MPN | QT | RT | Y | WL001 | RW001 | RAW WATER WELL TAP | BOTETOURT GOLF AND SWIM CLUB | WELL |  | 1 | 7/11/2002 12:00:00 AM
VA2023140 | PB | PBCU | 3Y | RT | Y | DS001 | LCR02 | 21 ROBIN HOOD CIR | BRITISH WOODS | BRITISH WOODS | FSD | 1 | 10/13/1994 12:00:00 AM
VA2023140 | PB | PBCU | 3Y | RT | Y | DS001 | LCR05 | 144 CHELSEA DR | BRITISH WOODS | BRITISH WOODS | FSD | 1 | 10/13/1994 12:00:00 AM
VA2023140 | PB | PBCU | 3Y | RT | Y | DS001 | LCR07 | 164 CANTERBURY CIR | BRITISH WOODS | BRITISH WOODS | FSD | 1 | 10/13/1994 12:00:00 AM
VA2023140 | PB | PBCU | 3Y | RT | Y | DS001 | LCR08 | 286 BRITISH WOODS DR | BRITISH WOODS | BRITISH WOODS | FSD | 1 | 10/13/1994 12:00:00 AM
VA2023140 | PB | PBCU | 3Y | RT | Y | DS001 | LCR09 | 11 CANTERBURY CIR | BRITISH WOODS | BRITISH WOODS | FSD | 1 | 10/13/1994 12:00:00 AM
VA2023140 | TC | TC | MN | RT | Y | DS001 | TCR01 |  | BRITISH WOODS | BRITISH WOODS |  | 3 | 10/13/1994 12:00:00 AM
VA2023140 | GE | MPN | QT | RT | Y | WL001 | RW001 | WELL - BRITISH WOODS | BRITISH WOODS | WELL - BRITISH WOODS |  | 1 | 10/13/1994 12:00:00 AM
VA2023150 | GE | THH5 | 3Y | RT | Y | DS001 | DBP01 | 125 BROOKFIELD LANE | BROOKFIELD | BROOKFIELD |  | 1 | 4/9/1997 12:00:00 AM
VA2023150 | TC | TC | MN | RT | Y | DS001 | TCR01 |  | BROOKFIELD | BROOKFIELD |  | 3 | 4/9/1997 12:00:00 AM
VA2023150 | GE | MPN | QT | RT | Y | WL001 | RW001 | WELL 1 RAW TAP | BROOKFIELD | WELL 1 |  | 1 | 4/9/1997 12:00:00 AM
VA2023150 | GE | MPN | QT | RT | Y | WL003 | RW003 | WELL 3 RAW TAP | BROOKFIELD | WELL 3 |  | 1 | 4/9/1997 12:00:00 AM
VA2023155 | TC | TC | QT | RT | Y | DS001 | TCR01 |  | BRUGHS MILL COUNTRY STORE | DISTRIBTUTION SYSTEM |  | 1 | 1/25/2001 12:00:00 AM
VA2023155 | GE | MPN | QT | RT | Y | WL001 | RW001 | RAW WATER WELL TAP | BRUGHS MILL COUNTRY STORE | DRILLED WELL |  | 1 | 1/25/2001 12:00:00 AM
VA2023160 | GE | THH5 | YR | RT | Y | DS001 | DBP01 | 19753 MAIN ST | BUCHANAN, TOWN OF | TOWN OF BUCHANAN |  | 1 | 4/24/1995 12:00:00 AM
VA2023160 | PB | PBCU | 3Y | RT | Y | DS001 | LCR01 | 220 CULPEPPER AVE | BUCHANAN, TOWN OF | TOWN OF BUCHANAN | FSD | 1 | 4/24/1995 12:00:00 AM
VA2023160 | PB | PBCU | 3Y | RT | Y | DS001 | LCR02 | 130 CULPEPPER AVE | BUCHANAN, TOWN OF | TOWN OF BUCHANAN | FSD | 1 | 4/24/1995 12:00:00 AM
VA2023160 | PB | PBCU | 3Y | RT | Y | DS001 | LCR03 | 107 BRIDGE ST | BUCHANAN, TOWN OF | TOWN OF BUCHANAN | FSD | 1 | 4/24/1995 12:00:00 AM
VA2023160 | PB | PBCU | 3Y | RT | Y | DS001 | LCR04 | 343 2ND ST | BUCHANAN, TOWN OF | TOWN OF BUCHANAN | FSD | 1 | 4/24/1995 12:00:00 AM
VA2023160 | PB | PBCU | 3Y | RT | Y | DS001 | LCR05 | 256 NEWTOWN RD | BUCHANAN, TOWN OF | TOWN OF BUCHANAN | FSD | 1 | 4/24/1995 12:00:00 AM
VA2023160 | PB | PBCU | 3Y | RT | Y | DS001 | LCR07 | 20405 MAIN ST | BUCHANAN, TOWN OF | TOWN OF BUCHANAN | FSD | 1 | 4/24/1995 12:00:00 AM
VA2023160 | PB | PBCU | 3Y | RT | Y | DS001 | LCR08 | 699 JAMES RIVER TER | BUCHANAN, TOWN OF | TOWN OF BUCHANAN | FSD | 1 | 4/24/1995 12:00:00 AM
VA2023160 | PB | PBCU | 3Y | RT | Y | DS001 | LCR09 | 19602 MAIN ST | BUCHANAN, TOWN OF | TOWN OF BUCHANAN | FSD | 1 | 4/24/1995 12:00:00 AM
VA2023160 | PB | PBCU | 3Y | RT | Y | DS001 | LCR10 | 134 13TH ST | BUCHANAN, TOWN OF | TOWN OF BUCHANAN | FSD | 1 | 4/24/1995 12:00:00 AM
VA2023160 | PB | PBCU | 3Y | RT | Y | DS001 | LCR11 | 325 4TH ST | BUCHANAN, TOWN OF | TOWN OF BUCHANAN | FSD | 1 | 4/24/1995 12:00:00 AM
VA2023160 | TC | TC | MN | RT | Y | DS001 | TCR01 |  | BUCHANAN, TOWN OF | TOWN OF BUCHANAN |  | 6 | 4/24/1995 12:00:00 AM
VA2023160 | GE | MPN | QT | RT | Y | WL001 | RW001 | WELL 1 - BUCHANAN | BUCHANAN, TOWN OF | WELL 1 - BUCHANAN |  | 1 | 4/24/1995 12:00:00 AM
VA2023160 | GE | MPN | QT | RT | Y | WL002 | RW002 | WELL 2 - BUCHANAN | BUCHANAN, TOWN OF | WELL 2 - BUCHANAN |  | 1 | 4/24/1995 12:00:00 AM
VA2023162 | TC | TC | QT | RT | Y | DS001 | TCR01 |  | CARVINS COVE CABIN | CARVINS COVE CABIN |  | 1 | 1/26/2018 12:00:00 AM
VA2023162 | GE | MPN | QT | RT | Y | WL001 | RW001 | RAW WATER WELL TAP | CARVINS COVE CABIN | WELL |  | 1 | 1/26/2018 12:00:00 AM
VA2023165 | TC | TC | QT | RT | Y | DS001 | TCR01 |  | CAMP BETHEL | CAMP BETHEL TES |  | 2 | 6/18/2002 12:00:00 AM
VA2023165 | GE | MPN | QT | RT | Y | WL001 | RW001 | WELL RAW TAP | CAMP BETHEL | WELL |  | 1 | 6/18/2002 12:00:00 AM
VA2023168 | TC | TC | QT | RT | Y | DS001 | TCR01 |  | CAMP EAGLE | CAMP EAGLE |  | 1 | 11/3/2016 12:00:00 AM
VA2023168 | GE | NIT | YR | RT | Y | EP001 | EP001 | COMBINED EP CAMP & JACKS WELLS | CAMP EAGLE | COMBINED EP CAMP & JACKS WELLS |  | 1 | 11/3/2016 12:00:00 AM
VA2023168 | GE | MPN | YR | RT | Y | WL001 | RW001 | CAMP WELL | CAMP EAGLE | CAMP WELL |  | 1 | 11/3/2016 12:00:00 AM
VA2023168 | GE | MPN | YR | RT | Y | WL002 | RW002 | JACK'S WELL | CAMP EAGLE | JACK'S WELL |  | 1 | 11/3/2016 12:00:00 AM
VA2023170 | TC | TC | QT | RT | Y | DS001 | TCR01 |  | PRESERVE AT CROOKED RUN | CAMP FINCASTLE |  | 1 | 12/1/2014 12:00:00 AM
VA2023170 | GE | MPN | QT | RT | Y | WL001 | RW001 | WELL | PRESERVE AT CROOKED RUN | WELL |  | 1 | 12/1/2014 12:00:00 AM
VA2023172 | PB | PBCU | 3Y | RT | Y | DS001 | DBP01 | BREAKROOM SINK | CARRIS PLASTICS | POTABLE DISTRIBUTION SYSTEM | FSD | 1 | 6/8/1999 12:00:00 AM
VA2023172 | GE | THH5 | 3Y | RT | Y | DS001 | DBP01 | BREAKROOM SINK | CARRIS PLASTICS | POTABLE DISTRIBUTION SYSTEM |  | 1 | 6/8/1999 12:00:00 AM
VA2023172 | PB | PBCU | 3Y | RT | Y | DS001 | LCR02 | MENS RESTROOM SINK | CARRIS PLASTICS | POTABLE DISTRIBUTION SYSTEM | FSD | 1 | 6/8/1999 12:00:00 AM
VA2023172 | PB | PBCU | 3Y | RT | Y | DS001 | LCR04 | WOMENS RESTROOM SINK | CARRIS PLASTICS | POTABLE DISTRIBUTION SYSTEM | FSD | 1 | 6/8/1999 12:00:00 AM
VA2023172 | TC | TC | MN | RT | Y | DS001 | TCR01 |  | CARRIS PLASTICS | POTABLE DISTRIBUTION SYSTEM |  | 3 | 6/8/1999 12:00:00 AM
VA2023172 | GE | MPN | MN | RT | Y | WL001 | RW001 | WELL - RAW WATER | CARRIS PLASTICS | WELL - CARRIS PLASTICS |  | 3 | 6/8/1999 12:00:00 AM
VA2023178 | TC | TC | MN | RT | Y | DS001 | TCR01 |  | ECONOMY OVERNIGHT | DISTRIBUTION SYSTEM |  | 3 | 6/10/1974 12:00:00 AM
VA2023178 | GE | MPN | QT | RT | Y | WL001 | RW001 | RAW WATER WELL TAP | ECONOMY OVERNIGHT | DRILLED WELL |  | 1 | 6/10/1974 12:00:00 AM
VA2023180 | GE | THH5 | 3Y | RT | Y | DS001 | DBP01 | CORE BLDG | ROANOKE CEMENT COMPANY | ROANOKE CEMENT COMPANY |  | 1 | 5/15/1992 12:00:00 AM
VA2023180 | PB | PBCU | 3Y | RT | Y | DS001 | LCR01 | QUARRY TAP | ROANOKE CEMENT COMPANY | ROANOKE CEMENT COMPANY | FSD | 1 | 5/15/1992 12:00:00 AM
VA2023180 | PB | PBCU | 3Y | RT | Y | DS001 | LCR02 | LAB TAP | ROANOKE CEMENT COMPANY | ROANOKE CEMENT COMPANY | FSD | 1 | 5/15/1992 12:00:00 AM
VA2023180 | PB | PBCU | 3Y | RT | Y | DS001 | LCR03 | REPAIR DEPT TAP. | ROANOKE CEMENT COMPANY | ROANOKE CEMENT COMPANY | FSD | 1 | 5/15/1992 12:00:00 AM
VA2023180 | PB | PBCU | 3Y | RT | Y | DS001 | LCR04 | NEW PACK HOUSE TAP | ROANOKE CEMENT COMPANY | ROANOKE CEMENT COMPANY | FSD | 1 | 5/15/1992 12:00:00 AM
VA2023180 | PB | PBCU | 3Y | RT | Y | DS001 | LCR05 | FRONT OFFICE TAP | ROANOKE CEMENT COMPANY | ROANOKE CEMENT COMPANY | FSD | 1 | 5/15/1992 12:00:00 AM
VA2023180 | TC | TC | MN | RT | Y | DS001 | TCR01 |  | ROANOKE CEMENT COMPANY | ROANOKE CEMENT COMPANY |  | 3 | 5/15/1992 12:00:00 AM
VA2023180 | GE | MPN | MN | RT | Y | WL001 | RW001 | WELL - RAW WATER TAP | ROANOKE CEMENT COMPANY | WELL - ROANOKE CEMENT COMPANY |  | 3 | 5/15/1992 12:00:00 AM
VA2023280 | PB | PBCU | 3Y | RT | Y | DS001 | LCR01 | 293 HIGH ST | EAGLE ROCK | EAGLE ROCK | FSD | 1 | 2/15/1978 12:00:00 AM
VA2023280 | PB | PBCU | 3Y | RT | Y | DS001 | LCR02 | 14776 CHURCH ST | EAGLE ROCK | EAGLE ROCK | FSD | 1 | 2/15/1978 12:00:00 AM
VA2023280 | PB | PBCU | 3Y | RT | Y | DS001 | LCR04 | 14604 CHURCH ST | EAGLE ROCK | EAGLE ROCK | FSD | 1 | 2/15/1978 12:00:00 AM
VA2023280 | PB | PBCU | 3Y | RT | Y | DS001 | LCR05 | 95 BRANCH RD | EAGLE ROCK | EAGLE ROCK | FSD | 1 | 2/15/1978 12:00:00 AM
VA2023280 | PB | PBCU | 3Y | RT | Y | DS001 | LCR06 | 14603 CHURCH ST | EAGLE ROCK | EAGLE ROCK | FSD | 1 | 2/15/1978 12:00:00 AM
VA2023280 | TC | TC | MN | RT | Y | DS001 | TCR01 |  | EAGLE ROCK | EAGLE ROCK |  | 3 | 2/15/1978 12:00:00 AM
VA2023280 | GE | VOC | QT | RT | Y | EP003 | EP003 | STORAGE TANK TAP | EAGLE ROCK | EP - COMBINED WELLS |  | 1 | 2/15/1978 12:00:00 AM
VA2023280 | GE | MPN | QT | RT | Y | WL001 | RW001 | RAW WATER WELL TAP | EAGLE ROCK | WELL 1 - EAGLE ROCK |  | 1 | 2/15/1978 12:00:00 AM
VA2023280 | GE | MPN | QT | RT | Y | WL002 | RW002 | RAW WATER WELL TAP | EAGLE ROCK | WELL 2 - EAGLE ROCK |  | 1 | 2/15/1978 12:00:00 AM
VA2023285 | TC | TC | MN | RT | Y | DS001 | TCR01 |  | EAGLE ROCK ELEMENTARY SCHOOL | EAGLE ROCK ELEMENTARY SCHOOL |  | 3 | 5/22/1992 12:00:00 AM
VA2023285 | GE | MPN | QT | RT | Y | WL001 | RW001 | WEL #1 RAW TAP | EAGLE ROCK ELEMENTARY SCHOOL | WELL #1 |  | 1 | 5/22/1992 12:00:00 AM
VA2023295 | GE | THH5 | 3Y | RT | Y | DS001 | DBP01 | STAFF RESTROOM | FINCASTLE BAPTIST CHURCH | CHURCH |  | 1 | 9/26/2008 12:00:00 AM
VA2023295 | TC | TC | MN | RT | Y | DS001 | TCR01 |  | FINCASTLE BAPTIST CHURCH | CHURCH |  | 3 | 9/26/2008 12:00:00 AM
VA2023295 | GE | MPN | QT | RT | Y | WL001 | WL001 | WELL NO. 1 | FINCASTLE BAPTIST CHURCH | WELL NO. 1 |  | 1 | 9/26/2008 12:00:00 AM
VA2023298 | PB | PBCU | 6M | RT | Y | DS001 | LCR01 | UTILITY ROOM SINK | FINCASTLE MENNONITE CHURCH | FINCASTLE MENNONITE CHURCH | FSD | 1 | 8/28/2024 12:00:00 AM
VA2023298 | PB | PBCU | 6M | RT | Y | DS001 | LCR02 | KITCHENETTE SINK | FINCASTLE MENNONITE CHURCH | FINCASTLE MENNONITE CHURCH | FSD | 1 | 8/28/2024 12:00:00 AM
VA2023298 | PB | PBCU | 6M | RT | Y | DS001 | LCR03 | MENS ROOM SINK | FINCASTLE MENNONITE CHURCH | FINCASTLE MENNONITE CHURCH | FSD | 1 | 8/28/2024 12:00:00 AM
VA2023298 | PB | PBCU | 6M | RT | Y | DS001 | LCR04 | LADIES ROOM SINK | FINCASTLE MENNONITE CHURCH | FINCASTLE MENNONITE CHURCH | FSD | 1 | 8/28/2024 12:00:00 AM
VA2023298 | PB | PBCU | 6M | RT | Y | DS001 | LCR05 | NORTHEAST CLASSROOM SINK | FINCASTLE MENNONITE CHURCH | FINCASTLE MENNONITE CHURCH | FSD | 1 | 8/28/2024 12:00:00 AM
VA2023298 | TC | TC | MN | RT | Y | DS001 | TCR01 |  | FINCASTLE MENNONITE CHURCH | FINCASTLE MENNONITE CHURCH |  | 3 | 8/28/2024 12:00:00 AM
VA2023298 | GE | NIT | YR | RT | Y | EP001 | EP001 | TREATED WATER TAP | FINCASTLE MENNONITE CHURCH | ENTRY POINT TAP |  | 1 | 8/28/2024 12:00:00 AM
VA2023298 | GE | VOC | QT | RT | Y | EP001 | EP001 | TREATED WATER TAP | FINCASTLE MENNONITE CHURCH | ENTRY POINT TAP |  | 1 | 8/28/2024 12:00:00 AM
VA2023300 | GE | THH5 | YR | RT | Y | DS001 | DBP01 | #2 WASTEWATER PLT | FINCASTLE, TOWN OF | TOWN OF FINCASTLE |  | 1 | 6/16/1980 12:00:00 AM
VA2023300 | PB | PBCU | 3Y | RT | Y | DS001 | LCR01 | 8216 ROANOKE RD | FINCASTLE, TOWN OF | TOWN OF FINCASTLE | FSD | 1 | 6/16/1980 12:00:00 AM
VA2023300 | PB | PBCU | 3Y | RT | Y | DS001 | LCR02 | 11 ACADEMY ST | FINCASTLE, TOWN OF | TOWN OF FINCASTLE | FSD | 1 | 6/16/1980 12:00:00 AM
VA2023300 | PB | PBCU | 3Y | RT | Y | DS001 | LCR04 | 120 JEFFERSON ST | FINCASTLE, TOWN OF | TOWN OF FINCASTLE | FSD | 1 | 6/16/1980 12:00:00 AM
VA2023300 | PB | PBCU | 3Y | RT | Y | DS001 | LCR07 | 40 EAST MAIN ST | FINCASTLE, TOWN OF | TOWN OF FINCASTLE | FSD | 1 | 6/16/1980 12:00:00 AM
VA2023300 | PB | PBCU | 3Y | RT | Y | DS001 | LCR08 | 6406 BLUE RIDGE TPKE | FINCASTLE, TOWN OF | TOWN OF FINCASTLE | FSD | 1 | 6/16/1980 12:00:00 AM
VA2023300 | PB | PBCU | 3Y | RT | Y | DS001 | LCR09 | 1420 BOTETOURT RD | FINCASTLE, TOWN OF | TOWN OF FINCASTLE | FSD | 1 | 6/16/1980 12:00:00 AM
VA2023300 | PB | PBCU | 3Y | RT | Y | DS001 | LCR10 | 17 S CHURCH ST | FINCASTLE, TOWN OF | TOWN OF FINCASTLE | FSD | 1 | 6/16/1980 12:00:00 AM
VA2023300 | PB | PBCU | 3Y | RT | Y | DS001 | LCR11 | 367 POOR FARM RD | FINCASTLE, TOWN OF | TOWN OF FINCASTLE | FSD | 1 | 6/16/1980 12:00:00 AM
VA2023300 | PB | PBCU | 3Y | RT | Y | DS001 | LCR15 | 27 E MURRAY ST | FINCASTLE, TOWN OF | TOWN OF FINCASTLE | FSD | 1 | 6/16/1980 12:00:00 AM
VA2023300 | PB | PBCU | 3Y | RT | Y | DS001 | LCR17 | 36 BOTETOURT RD | FINCASTLE, TOWN OF | TOWN OF FINCASTLE | FSD | 1 | 6/16/1980 12:00:00 AM
VA2023300 | TC | TC | MN | RT | Y | DS001 | TCR01 |  | FINCASTLE, TOWN OF | TOWN OF FINCASTLE |  | 3 | 6/16/1980 12:00:00 AM
VA2023300 | GE | MPN | QT | RT | Y | WL001 | RW001 | RAW WATER WELL TAP | FINCASTLE, TOWN OF | WELL 1 - FINCASTLE |  | 1 | 6/16/1980 12:00:00 AM
VA2023300 | GE | MPN | QT | RT | Y | WL002 | RW002 | RAW WATER WELL TAP | FINCASTLE, TOWN OF | WELL 2 - FINCASTLE |  | 1 | 6/16/1980 12:00:00 AM
VA2023332 | TC | TC | MN | RT | Y | DS001 | TCR01 |  | NORTH CREEK CAMPGROUND(USFS) | NORTH CREEK CAMPGROUND |  | 3 | 7/8/1996 12:00:00 AM
VA2023332 | GE | MPN | QT | RT | Y | WL003 | RW003 | WELL 3 RAW WATER TAP | NORTH CREEK CAMPGROUND(USFS) | WELL 3 - NORTH CREEK CAMPGROUND |  | 1 | 7/8/1996 12:00:00 AM
VA2023360 | PB | PBCU | 3Y | RT | Y | DS001 | LCR02 | M BATHROOM BLDG 2 | GALA INDUSTRIES, INC. | GALA INDUSTRIES | FSD | 1 | 8/1/1991 12:00:00 AM
VA2023360 | PB | PBCU | 3Y | RT | Y | DS001 | LCR03 | M. BATHROOM BLDG 3 | GALA INDUSTRIES, INC. | GALA INDUSTRIES | FSD | 1 | 8/1/1991 12:00:00 AM
VA2023360 | PB | PBCU | 3Y | RT | Y | DS001 | LCR04 | LAB OFFICE BLDG 4 | GALA INDUSTRIES, INC. | GALA INDUSTRIES | FSD | 1 | 8/1/1991 12:00:00 AM
VA2023360 | PB | PBCU | 3Y | RT | Y | DS001 | LCR05 | M. BATHROOM BLDG 5 | GALA INDUSTRIES, INC. | GALA INDUSTRIES | FSD | 1 | 8/1/1991 12:00:00 AM
VA2023360 | PB | PBCU | 3Y | RT | Y | DS001 | LCR08 | M BATHROOM BLDG 1 | GALA INDUSTRIES, INC. | GALA INDUSTRIES | FSD | 1 | 8/1/1991 12:00:00 AM
VA2023360 | TC | TC | MN | RT | Y | DS001 | TCR01 |  | GALA INDUSTRIES, INC. | GALA INDUSTRIES |  | 3 | 8/1/1991 12:00:00 AM
VA2023360 | GE | MPN | QT | RT | Y | WL001 | RW001 | WELL 3 - RAW TAP | GALA INDUSTRIES, INC. | WELL 3 - GALA INDUSTRIES |  | 1 | 8/1/1991 12:00:00 AM
VA2023380 | PB | PBCU | 3Y | RT | Y | DS001 | LCR01 | 43 QUARY DR | GLEN WILTON | GLEN WILTON | FSD | 1 | 11/15/1982 12:00:00 AM
VA2023380 | PB | PBCU | 3Y | RT | Y | DS001 | LCR02 | 121 FIELDALE RD | GLEN WILTON | GLEN WILTON | FSD | 1 | 11/15/1982 12:00:00 AM
VA2023380 | PB | PBCU | 3Y | RT | Y | DS001 | LCR03 | 289 BRIDGE ST | GLEN WILTON | GLEN WILTON | FSD | 1 | 11/15/1982 12:00:00 AM
VA2023380 | PB | PBCU | 3Y | RT | Y | DS001 | LCR06 | 674 FIELDALE RD | GLEN WILTON | GLEN WILTON | FSD | 1 | 11/15/1982 12:00:00 AM
VA2023380 | PB | PBCU | 3Y | RT | Y | DS001 | LCR07 | 624 FIELDALE RD | GLEN WILTON | GLEN WILTON | FSD | 1 | 11/15/1982 12:00:00 AM
VA2023380 | TC | TC | MN | RT | Y | DS001 | TCR01 |  | GLEN WILTON | GLEN WILTON |  | 3 | 11/15/1982 12:00:00 AM
VA2023380 | GE | MPN | YR | RT | Y | WL001 | RW001 | WELL 1 RAW TAP | GLEN WILTON | WELL 1 - GLEN WILTON |  | 1 | 11/15/1982 12:00:00 AM
VA2023380 | GE | MPN | YR | RT | Y | WL002 | RW002 | WELL 2 RAW TAP | GLEN WILTON | WELL 2 - GLEN WILTON |  | 1 | 11/15/1982 12:00:00 AM
VA2023380 | GE | MPN | YR | RT | Y | WL003 | RW003 | WELL 3 RAW TAP | GLEN WILTON | WELL 3 - GLEN WILTON |  | 1 | 11/15/1982 12:00:00 AM
VA2023390 | TC | TC | QT | RT | Y | DS001 | TCR01 |  | BOXWOOD APARTMENTS | GREENWOOD RESTURANT |  | 1 | 7/9/2002 12:00:00 AM
VA2023390 | GE | MPN | QT | RT | Y | WL001 | RW001 | WELL RAW TAP | BOXWOOD APARTMENTS | DRILLED WELL |  | 1 | 7/9/2002 12:00:00 AM
VA2023400 | PB | PBCU | 3Y | RT | Y | DS001 | LCR01 | 1005 MILDRED ST | GRIFFITH PARK | GRIFFITH PARK | FSD | 1 | 4/5/1995 12:00:00 AM
VA2023400 | PB | PBCU | 3Y | RT | Y | DS001 | LCR03 | 351 TIMBER RIDGE | GRIFFITH PARK | GRIFFITH PARK | FSD | 1 | 4/5/1995 12:00:00 AM
VA2023400 | PB | PBCU | 3Y | RT | Y | DS001 | LCR05 | 465 TIMBER RIDGE | GRIFFITH PARK | GRIFFITH PARK | FSD | 1 | 4/5/1995 12:00:00 AM
VA2023400 | PB | PBCU | 3Y | RT | Y | DS001 | LCR08 | 391 TIMBER RIDGE | GRIFFITH PARK | GRIFFITH PARK | FSD | 1 | 4/5/1995 12:00:00 AM
VA2023400 | PB | PBCU | 3Y | RT | Y | DS001 | LCR09 | 1098 MILDRED ST | GRIFFITH PARK | GRIFFITH PARK | FSD | 1 | 4/5/1995 12:00:00 AM
VA2023400 | TC | TC | MN | RT | Y | DS001 | TCR01 |  | GRIFFITH PARK | GRIFFITH PARK |  | 3 | 4/5/1995 12:00:00 AM
VA2023400 | GE | MPN | QT | RT | Y | WL001 | RW001 | WELL RAW TAP | GRIFFITH PARK | WELL - GRIFFITH PARK |  | 1 | 4/5/1995 12:00:00 AM
VA2023410 | PB | PBCU | 3Y | RT | Y | DS001 | LCR01 | 21 QUEEN REGENT CT | HEATHERSTONE/BOTETOURT FOREST | HEATHERSTONE/BOTETOURT FOREST | FSD | 1 | 11/16/1994 12:00:00 AM
VA2023410 | PB | PBCU | 3Y | RT | Y | DS001 | LCR03 | 226 QUEEN REGENT CT | HEATHERSTONE/BOTETOURT FOREST | HEATHERSTONE/BOTETOURT FOREST | FSD | 1 | 11/16/1994 12:00:00 AM
VA2023410 | PB | PBCU | 3Y | RT | Y | DS001 | LCR04 | 125 MACGREGOR DR | HEATHERSTONE/BOTETOURT FOREST | HEATHERSTONE/BOTETOURT FOREST | FSD | 1 | 11/16/1994 12:00:00 AM
VA2023410 | PB | PBCU | 3Y | RT | Y | DS001 | LCR06 | 87 QUEEN REGENT CT | HEATHERSTONE/BOTETOURT FOREST | HEATHERSTONE/BOTETOURT FOREST | FSD | 1 | 11/16/1994 12:00:00 AM
VA2023410 | PB | PBCU | 3Y | RT | Y | DS001 | LCR07 | 207 QUEEN REGENT CT | HEATHERSTONE/BOTETOURT FOREST | HEATHERSTONE/BOTETOURT FOREST | FSD | 1 | 11/16/1994 12:00:00 AM
VA2023410 | TC | TC | MN | RT | Y | DS001 | TCR01 |  | HEATHERSTONE/BOTETOURT FOREST | HEATHERSTONE/BOTETOURT FOREST |  | 3 | 11/16/1994 12:00:00 AM
VA2023410 | GE | MPN | QT | RT | Y | WL001 | RW001 | WELL 1 RAW TAP | HEATHERSTONE/BOTETOURT FOREST | WELL 1 - HEATHERSTONE #1 |  | 1 | 11/16/1994 12:00:00 AM
VA2023410 | GE | MPN | QT | RT | Y | WL002 | RW002 | WELL 2 RAW TAP | HEATHERSTONE/BOTETOURT FOREST | WELL 2 - HEATHERSTONE #2 |  | 1 | 11/16/1994 12:00:00 AM
VA2023410 | GE | MPN | QT | RT | Y | WL003 | RW003 | RAW TAP BOTETOURT FOREST | HEATHERSTONE/BOTETOURT FOREST | WELL 3 - BOTETOURT FOREST #1 |  | 1 | 11/16/1994 12:00:00 AM
VA2023420 | GE | THH5 | YR | RT | Y | DS001 | DBP01 | LOT NO. 46 | HOLLINS MOBILE HOME PARK | HOLLINS MOBILE HOME PARK |  | 1 | 5/9/1995 12:00:00 AM
VA2023420 | PB | PBCU | 3Y | RT | Y | DS001 | LCR01 | 106 CREEKSIDE CIRCLE | HOLLINS MOBILE HOME PARK | HOLLINS MOBILE HOME PARK | FSD | 1 | 5/9/1995 12:00:00 AM
VA2023420 | PB | PBCU | 3Y | RT | Y | DS001 | LCR02 | 67 CREEKSIDE CIRCLE | HOLLINS MOBILE HOME PARK | HOLLINS MOBILE HOME PARK | FSD | 1 | 5/9/1995 12:00:00 AM
VA2023420 | PB | PBCU | 3Y | RT | Y | DS001 | LCR03 | 58 CREEKSIDE CIRCLE | HOLLINS MOBILE HOME PARK | HOLLINS MOBILE HOME PARK | FSD | 1 | 5/9/1995 12:00:00 AM
VA2023420 | PB | PBCU | 3Y | RT | Y | DS001 | LCR05 | 88 CREEKSIDE CIRCLE | HOLLINS MOBILE HOME PARK | HOLLINS MOBILE HOME PARK | FSD | 1 | 5/9/1995 12:00:00 AM
VA2023420 | PB | PBCU | 3Y | RT | Y | DS001 | LCR06 | 16 CREEKSIDE CIRCLE | HOLLINS MOBILE HOME PARK | HOLLINS MOBILE HOME PARK | FSD | 1 | 5/9/1995 12:00:00 AM
VA2023420 | TC | TC | MN | RT | Y | DS001 | TCR01 |  | HOLLINS MOBILE HOME PARK | HOLLINS MOBILE HOME PARK |  | 3 | 5/9/1995 12:00:00 AM
VA2023430 | GE | THH5 | YR | RT | Y | DS001 | DBP01 | 2ND FLOOR FOUNTAIN | JAMES RIVER HIGH SCHOOL | JAMES RIVER HIGH SCHOOL |  | 1 | 5/22/1992 12:00:00 AM
VA2023430 | PB | PBCU | 3Y | RT | Y | DS001 | LCR01 | UPSTAIRS FOUNTAIN 2 | JAMES RIVER HIGH SCHOOL | JAMES RIVER HIGH SCHOOL | FSD | 1 | 5/22/1992 12:00:00 AM
VA2023430 | PB | PBCU | 3Y | RT | Y | DS001 | LCR02 | HOME EC.ROOM 109 | JAMES RIVER HIGH SCHOOL | JAMES RIVER HIGH SCHOOL | FSD | 1 | 5/22/1992 12:00:00 AM
VA2023430 | PB | PBCU | 3Y | RT | Y | DS001 | LCR03 | KITCHEN CAFETERIA SINK | JAMES RIVER HIGH SCHOOL | JAMES RIVER HIGH SCHOOL | FSD | 1 | 5/22/1992 12:00:00 AM
VA2023430 | PB | PBCU | 3Y | RT | Y | DS001 | LCR04 | LAB ROOM | JAMES RIVER HIGH SCHOOL | JAMES RIVER HIGH SCHOOL | FSD | 1 | 5/22/1992 12:00:00 AM
VA2023430 | PB | PBCU | 3Y | RT | Y | DS001 | LCR05 | NURSES STATION | JAMES RIVER HIGH SCHOOL | JAMES RIVER HIGH SCHOOL | FSD | 1 | 5/22/1992 12:00:00 AM
VA2023430 | PB | PBCU | 3Y | RT | Y | DS001 | LCR06 | UPSTAIRS FOUNTAIN 2 | JAMES RIVER HIGH SCHOOL | JAMES RIVER HIGH SCHOOL | FSD | 1 | 5/22/1992 12:00:00 AM
VA2023430 | PB | PBCU | 3Y | RT | Y | DS001 | LCR07 | HOME EC ROOM 109 | JAMES RIVER HIGH SCHOOL | JAMES RIVER HIGH SCHOOL | FSD | 1 | 5/22/1992 12:00:00 AM
VA2023430 | PB | PBCU | 3Y | RT | Y | DS001 | LCR08 | KITCHEN CAFETERIA SINK | JAMES RIVER HIGH SCHOOL | JAMES RIVER HIGH SCHOOL | FSD | 1 | 5/22/1992 12:00:00 AM
VA2023430 | PB | PBCU | 3Y | RT | Y | DS001 | LCR09 | LAB ROOM | JAMES RIVER HIGH SCHOOL | JAMES RIVER HIGH SCHOOL | FSD | 1 | 5/22/1992 12:00:00 AM
VA2023430 | PB | PBCU | 3Y | RT | Y | DS001 | LCR10 | NURSES STATION | JAMES RIVER HIGH SCHOOL | JAMES RIVER HIGH SCHOOL | FSD | 1 | 5/22/1992 12:00:00 AM
VA2023430 | TC | TC | MN | RT | Y | DS001 | TCR01 |  | JAMES RIVER HIGH SCHOOL | JAMES RIVER HIGH SCHOOL |  | 3 | 5/22/1992 12:00:00 AM
VA2023430 | GE | MPN | QT | RT | Y | WL001 | RW001 | RAW WATER WELL TAP | JAMES RIVER HIGH SCHOOL | WELL - JAMES RIVER HIGH SCHOOL |  | 1 | 5/22/1992 12:00:00 AM
VA2023440 | TC | TC | QT | RT | Y | DS001 | TCR01 |  | MIDDLE CREEK CAMPGROUND | DISTRIBUTION |  | 2 | 1/1/1997 12:00:00 AM
VA2023440 | GE | MPN | QT | RT | Y | WL001 | RW001 | HILL WELL RAW TAP | MIDDLE CREEK CAMPGROUND | HILL WELL |  | 1 | 1/1/1997 12:00:00 AM
VA2023440 | GE | MPN | QT | RT | Y | WL002 | RW002 | HOUSE WELL RAW TAP | MIDDLE CREEK CAMPGROUND | HOUSE WELL |  | 1 | 1/1/1997 12:00:00 AM
VA2023450 | TC | TC | MN | RT | Y | DS001 | TCR01 |  | MOUNTAIN CREST | DISTRIBUTON |  | 3 | 1/11/2001 12:00:00 AM
VA2023450 | GE | MPN | QT | RT | Y | WL001 | RW001 | WELL 1 RAW TAP | MOUNTAIN CREST | WELL NO. 1 |  | 1 | 1/11/2001 12:00:00 AM
VA2023460 | TC | TC | MN | RT | Y | DS001 | TCR01 |  | KESWICK FARMS | KESWICK FARMS |  | 3 | 1/21/1992 12:00:00 AM
VA2023460 | GE | VOC | YR | RT | Y | EP001 | EP001 | WELL ENTRY POINT | KESWICK FARMS | EP - WELL - KESWICK FARMS |  | 1 | 1/21/1992 12:00:00 AM
VA2023460 | GE | MPN | QT | RT | Y | WL001 | RW001 | WELL RAW TAP | KESWICK FARMS | WELL - KESWICK FARMS |  | 1 | 1/21/1992 12:00:00 AM
VA2023462 | TC | TC | MN | RT | Y | DS001 | TCR01 |  | LIMESTONE PARK MINISTRIES | LIMESTONE PARK MINISTRIES |  | 3 | 2/1/2017 12:00:00 AM
VA2023464 | TC | TC | MN | RT | Y | DS001 | TCR01 |  | MILL CREEK CHILD CARE | MILL CREEK CHILD CARE |  | 3 | 5/15/1997 12:00:00 AM
VA2023464 | GE | MPN | QT | RT | Y | WL001 | RW001 | WELL 2 RAW TAP | MILL CREEK CHILD CARE | WELL 2 |  | 1 | 5/15/1997 12:00:00 AM
VA2023468 | PB | PBCU | 3Y | RT | Y | DS001 | LCR01 | LOT 71 BRITTANI CR | MOUNT JOY MOBILE VILLAGE | MOUNT JOY MOBILE VILLAGE | FSD | 1 | 11/19/1984 12:00:00 AM
VA2023468 | PB | PBCU | 3Y | RT | Y | DS001 | LCR02 | LOT 84 BRITTANI CR | MOUNT JOY MOBILE VILLAGE | MOUNT JOY MOBILE VILLAGE | FSD | 1 | 11/19/1984 12:00:00 AM
VA2023468 | PB | PBCU | 3Y | RT | Y | DS001 | LCR03 | LOT 93 BRITTANI CR | MOUNT JOY MOBILE VILLAGE | MOUNT JOY MOBILE VILLAGE | FSD | 1 | 11/19/1984 12:00:00 AM
VA2023468 | PB | PBCU | 3Y | RT | Y | DS001 | LCR05 | LOT 203 BRITTANI CR | MOUNT JOY MOBILE VILLAGE | MOUNT JOY MOBILE VILLAGE | FSD | 1 | 11/19/1984 12:00:00 AM
VA2023468 | PB | PBCU | 3Y | RT | Y | DS001 | LCR12 | LOT 153 BRITTANI CR | MOUNT JOY MOBILE VILLAGE | MOUNT JOY MOBILE VILLAGE | FSD | 1 | 11/19/1984 12:00:00 AM
VA2023468 | TC | TC | MN | RT | Y | DS001 | TCR01 |  | MOUNT JOY MOBILE VILLAGE | MOUNT JOY MOBILE VILLAGE |  | 3 | 11/19/1984 12:00:00 AM
VA2023468 | GE | MPN | QT | RT | Y | WL001 | RW001 | WELL 1A RAW TAP | MOUNT JOY MOBILE VILLAGE | WELL 1A - MOUNT JOY MOBILE VILLAGE |  | 1 | 11/19/1984 12:00:00 AM
VA2023469 | TC | TC | QT | RT | Y | DS001 | TCR01 |  | NORTH STAR RESTAURANT | NORTH STAR RESTAURANT |  | 1 | 6/25/2002 12:00:00 AM
VA2023469 | GE | MPN | QT | RT | Y | WL001 | RW001 | WELL RAW TAP | NORTH STAR RESTAURANT | WELL |  | 1 | 6/25/2002 12:00:00 AM
VA2023470 | GE | THH5 | YR | RT | Y | DS001 | DBP01 | 424 PARKVIEW DR | OAKWOOD/PARKVIEW | OAKWOOD/PARKVIEW |  | 1 | 10/19/1990 12:00:00 AM
VA2023470 | TC | TC | MN | RT | Y | DS001 | TCR01 |  | OAKWOOD/PARKVIEW | OAKWOOD/PARKVIEW |  | 3 | 10/19/1990 12:00:00 AM
VA2023470 | GE | NIT | YR | RT | Y | EP005 | EP005 | WELL 5 ENTRY POINT | OAKWOOD/PARKVIEW | EP - WELL 5 - COBBLESTONE WELL |  | 1 | 10/19/1990 12:00:00 AM
VA2023470 | GE | RADA | QT | RT | Y | EP005 | EP005 | WELL 5 ENTRY POINT | OAKWOOD/PARKVIEW | EP - WELL 5 - COBBLESTONE WELL |  | 1 | 10/19/1990 12:00:00 AM
VA2023470 | GE | NIT | YR | RT | Y | EP006 | EP006 | WELLS 1 + 2 ENTRY PT | OAKWOOD/PARKVIEW | EP - COMBINED WELLS 1 & 2 - OAKWOOD |  | 1 | 10/19/1990 12:00:00 AM
VA2023470 | GE | MPN | QT | RT | Y | WL001 | RW001 | RAW WELL 1 (OAK) | OAKWOOD/PARKVIEW | WELL 1 - OAKWOOD 1 |  | 1 | 10/19/1990 12:00:00 AM
VA2023470 | GE | MPN | QT | RT | Y | WL002 | RW002 | RAW WELL 2 (OAK) | OAKWOOD/PARKVIEW | WELL 2 - OAKWOOD 2 |  | 1 | 10/19/1990 12:00:00 AM
VA2023470 | GE | MPN | QT | RT | Y | WL004 | RW004 | RAW WELL 4 (PV) | OAKWOOD/PARKVIEW | WELL 4 - PARKVIEW WELL |  | 1 | 10/19/1990 12:00:00 AM
VA2023470 | GE | MPN | QT | RT | Y | WL005 | RW005 | RAW WELL 5 (COBST) | OAKWOOD/PARKVIEW | WELL 5 - COBBLESTONE WELL |  | 1 | 10/19/1990 12:00:00 AM
VA2023475 | TC | TC | MN | RT | Y | DS001 | TCR01 |  | PEAKS OF OTTER | PEAKS OF OTTER |  | 3 | 3/8/1991 12:00:00 AM
VA2023475 | GE | NIT | YR | RT | Y | EP001 | EP001 | WELL 1 ENTRY POINT | PEAKS OF OTTER | EP - WELL 1 (MONS WELL) - PEAKS OF OTTER |  | 1 | 3/8/1991 12:00:00 AM
VA2023475 | GE | NIT | YR | RT | Y | EP002 | EP002 | WELL 2 ENTRY POINT | PEAKS OF OTTER | EP - WELL 2 (VC WELL) - PEAKS OF OTTER |  | 1 | 3/8/1991 12:00:00 AM
VA2023475 | GE | MPN | YR | RT | Y | WL001 | RW001 | RAW WATER WELL TAP | PEAKS OF OTTER | WELL 1 (MONS WELL) - PEAKS OF OTTER |  | 1 | 3/8/1991 12:00:00 AM
VA2023475 | GE | MPN | YR | RT | Y | WL002 | RW002 | RAW WATER WELL TAP | PEAKS OF OTTER | WELL 2 (VC WELL) - PEAKS OF OTTER |  | 1 | 3/8/1991 12:00:00 AM
VA2023480 | GE | THH5 | YR | RT | Y | DS001 | DBP01 | 1078 KNOLLWOOD DR | RAINBOW FOREST | RAINBOW FOREST/CLEARVIEW ESTATES |  | 1 | 3/10/1995 12:00:00 AM
VA2023480 | PB | PBCU | 3Y | RT | Y | DS001 | LCR01 | 193 RIDGEWOOD DR | RAINBOW FOREST | RAINBOW FOREST/CLEARVIEW ESTATES | FSD | 1 | 3/10/1995 12:00:00 AM
VA2023480 | PB | PBCU | 3Y | RT | Y | DS001 | LCR02 | 302 HILLANDALE DR | RAINBOW FOREST | RAINBOW FOREST/CLEARVIEW ESTATES | FSD | 1 | 3/10/1995 12:00:00 AM
VA2023480 | PB | PBCU | 3Y | RT | Y | DS001 | LCR06 | 1300 KNOLLWOOD DR | RAINBOW FOREST | RAINBOW FOREST/CLEARVIEW ESTATES | FSD | 1 | 3/10/1995 12:00:00 AM
VA2023480 | PB | PBCU | 3Y | RT | Y | DS001 | LCR07 | 70 BEACHVIEW LN | RAINBOW FOREST | RAINBOW FOREST/CLEARVIEW ESTATES | FSD | 1 | 3/10/1995 12:00:00 AM
VA2023480 | PB | PBCU | 3Y | RT | Y | DS001 | LCR10 | 294 FAIRFIELD LN | RAINBOW FOREST | RAINBOW FOREST/CLEARVIEW ESTATES | FSD | 1 | 3/10/1995 12:00:00 AM
VA2023480 | PB | PBCU | 3Y | RT | Y | DS001 | LCR11 | 747 KNOLLWOOD DR | RAINBOW FOREST | RAINBOW FOREST/CLEARVIEW ESTATES | FSD | 1 | 3/10/1995 12:00:00 AM
VA2023480 | PB | PBCU | 3Y | RT | Y | DS001 | LCR12 | 127 DAWNRIDGE LN | RAINBOW FOREST | RAINBOW FOREST/CLEARVIEW ESTATES | FSD | 1 | 3/10/1995 12:00:00 AM
VA2023480 | PB | PBCU | 3Y | RT | Y | DS001 | LCR13 | 1205 LAKERIDGE CIR | RAINBOW FOREST | RAINBOW FOREST/CLEARVIEW ESTATES | FSD | 1 | 3/10/1995 12:00:00 AM
VA2023480 | PB | PBCU | 3Y | RT | Y | DS001 | LCR14 | 1289 LAKERIDGE CIR | RAINBOW FOREST | RAINBOW FOREST/CLEARVIEW ESTATES | FSD | 1 | 3/10/1995 12:00:00 AM
VA2023480 | PB | PBCU | 3Y | RT | Y | DS001 | LCR15 | 1805 RAINBOW FOREST DR | RAINBOW FOREST | RAINBOW FOREST/CLEARVIEW ESTATES | FSD | 1 | 3/10/1995 12:00:00 AM
VA2023480 | TC | TC | MN | RT | Y | DS001 | TCR01 |  | RAINBOW FOREST | RAINBOW FOREST/CLEARVIEW ESTATES |  | 6 | 3/10/1995 12:00:00 AM
VA2023480 | GE | NIT | YR | RT | Y | EP003 | EP003 | WELLS 1,2,4,5 EP | RAINBOW FOREST | EP - COMBINED WELLS 1,2,4,5 |  | 1 | 3/10/1995 12:00:00 AM
VA2023480 | GE | NIT | YR | RT | Y | EP006 | EP006 | CV WELLS 1,2 EP | RAINBOW FOREST | EP - COMBINED CLEARVIEW 1 & 2 |  | 1 | 3/10/1995 12:00:00 AM
VA2023480 | GE | MPN | QT | RT | Y | WL001 | RW001 | RAW WELL 1 (RAINBOW) | RAINBOW FOREST | WELL 1 - RAINBOW FOREST 1 |  | 1 | 3/10/1995 12:00:00 AM
VA2023480 | GE | MPN | QT | RT | Y | WL002 | RW002 | RAW WELL 2 (RAINBOW) | RAINBOW FOREST | WELL 2 - RAINBOW FOREST 2 |  | 1 | 3/10/1995 12:00:00 AM
VA2023480 | GE | MPN | QT | RT | Y | WL004 | RW004 | RAW WELL 4 (RAINBOW) | RAINBOW FOREST | WELL 4 - RAINBOW FOREST 4 |  | 1 | 3/10/1995 12:00:00 AM
VA2023480 | GE | MPN | QT | RT | Y | WL005 | RW005 | RAW WELL 5 (RAINBOW) | RAINBOW FOREST | WELL 5 - RAINBOW FOREST 5 |  | 1 | 3/10/1995 12:00:00 AM
VA2023480 | GE | MPN | QT | RT | Y | WL006 | RWCV1 | RAW WELL 6 (CLRVW 1) | RAINBOW FOREST | WELL 6 - CLEARVIEW ESTATES 1 |  | 1 | 3/10/1995 12:00:00 AM
VA2023480 | GE | MPN | QT | RT | Y | WL007 | RWCV2 | RAW WELL 27(CLRVW 2) | RAINBOW FOREST | WELL 7 - CLEARVIEW ESTATES 2 |  | 1 | 3/10/1995 12:00:00 AM
VA2023555 | GE | THH5 | 3Y | RT | Y | DS001 | DBP01 | 507 FRONTIER WAY | SANTILLANE | SANTILLANE |  | 1 | 9/11/2006 12:00:00 AM
VA2023555 | TC | TC | MN | RT | Y | DS001 | TCR01 |  | SANTILLANE | SANTILLANE |  | 3 | 9/11/2006 12:00:00 AM
VA2023555 | GE | NIT | YR | RT | Y | EP001 | EP001 | EP - FINISHED WATER | SANTILLANE | EP - SANTILLANE WELL 1 |  | 1 | 9/11/2006 12:00:00 AM
VA2023555 | GE | MPN | QT | RT | Y | WL001 | RW001 | WELL 1 RAW TAP | SANTILLANE | WELL NO. 1 SANTILLANE |  | 1 | 9/11/2006 12:00:00 AM
VA2023575 | GE | THH5 | 3Y | RT | Y | DS001 | DBP01 | 85 HOMESTEAD CIRCLE | SOMMERSBY | SOMMERSBY |  | 1 | 2/3/1995 12:00:00 AM
VA2023575 | TC | TC | MN | RT | Y | DS001 | TCR01 |  | SOMMERSBY | SOMMERSBY |  | 3 | 2/3/1995 12:00:00 AM
VA2023575 | GE | RADA | 6Y | RT | Y | EP003 | EP003 | COMBINED ENTRY PT | SOMMERSBY | EP - COMBINED WELLS |  | 1 | 2/3/1995 12:00:00 AM
VA2023575 | GE | MPN | QT | RT | Y | WL001 | RW001 | WELL 1 RAW TAP | SOMMERSBY | WELL 1 - SOMMERSBY |  | 1 | 2/3/1995 12:00:00 AM
VA2023575 | GE | MPN | QT | RT | Y | WL002 | RW002 | WELL 2 RAW TAP | SOMMERSBY | WELL 2 - SOMMERSBY |  | 1 | 2/3/1995 12:00:00 AM
VA2023590 | GE | THH5 | YR | RT | Y | DS001 | DBP01 | KITCHEN SINK | CAVE CREEK ASSISTED LIVING FACILITY | CAVE CREEK ADULT HOME |  | 1 | 11/22/1994 12:00:00 AM
VA2023590 | PB | PBCU | 3Y | RT | Y | DS001 | LCR01 | KITCHEN | CAVE CREEK ASSISTED LIVING FACILITY | CAVE CREEK ADULT HOME | FSD | 1 | 11/22/1994 12:00:00 AM
VA2023590 | PB | PBCU | 3Y | RT | Y | DS001 | LCR02 | NURSES STATION | CAVE CREEK ASSISTED LIVING FACILITY | CAVE CREEK ADULT HOME | FSD | 1 | 11/22/1994 12:00:00 AM
VA2023590 | PB | PBCU | 3Y | RT | Y | DS001 | LCR03 | ROOM # 22 | CAVE CREEK ASSISTED LIVING FACILITY | CAVE CREEK ADULT HOME | FSD | 1 | 11/22/1994 12:00:00 AM
VA2023590 | PB | PBCU | 3Y | RT | Y | DS001 | LCR04 | CANTEEN | CAVE CREEK ASSISTED LIVING FACILITY | CAVE CREEK ADULT HOME | FSD | 1 | 11/22/1994 12:00:00 AM
VA2023590 | PB | PBCU | 3Y | RT | Y | DS001 | LCR05 | OFFICE | CAVE CREEK ASSISTED LIVING FACILITY | CAVE CREEK ADULT HOME | FSD | 1 | 11/22/1994 12:00:00 AM
VA2023590 | TC | TC | MN | RT | Y | DS001 | TCR01 |  | CAVE CREEK ASSISTED LIVING FACILITY | CAVE CREEK ADULT HOME |  | 3 | 11/22/1994 12:00:00 AM
VA2023590 | GE | NIT | YR | RT | Y | EP001 | EP001 | WELL ENTRY POINT | CAVE CREEK ASSISTED LIVING FACILITY | EP - WELL 3 [CHURCH WELL] - CAVE CREEK |  | 1 | 11/22/1994 12:00:00 AM
VA2023590 | GE | MPN | QT | RT | Y | WL003 | RW003 | RAW WATER TAP | CAVE CREEK ASSISTED LIVING FACILITY | WELL 3 [CHURCH WELL] - CAVE CREEK |  | 1 | 11/22/1994 12:00:00 AM
VA2023661 | TC | TC | QT | RT | Y | DS001 | TCR01 |  | CITGO | DISTRIBUTION SYSTEM |  | 1 | 5/4/2000 12:00:00 AM
VA2023661 | GE | MPN | QT | RT | Y | WL001 | RW001 | WELL RAW TAP | CITGO | WELL |  | 1 | 5/4/2000 12:00:00 AM
VA2023662 | TC | TC | MN | RT | Y | DS001 | TCR01 |  | EAGLE ROCK MARKET | EAGLE ROCK MARKET |  | 3 | 2/10/1996 12:00:00 AM
VA2023662 | GE | NIT | YR | RT | Y | EP001 | EP001 | WELL ENTRY POINT | EAGLE ROCK MARKET | EP WELL |  | 1 | 2/10/1996 12:00:00 AM
VA2023720 | GE | THH5 | YR | RT | Y | DS001 | DBP01 | 118 TRINITY ROAD | TROUTVILLE, TOWN OF | TOWN OF TROUTVILLE |  | 1 | 9/20/1994 12:00:00 AM
VA2023720 | GE | THH5 | YR | RT | Y | DS001 | DBP02 | 249 MAPLE AVENUE | TROUTVILLE, TOWN OF | TOWN OF TROUTVILLE |  | 1 | 9/20/1994 12:00:00 AM
VA2023720 | PB | PBCU | 3Y | RT | Y | DS001 | LCR01 | 5546 LEE HIGHWAY | TROUTVILLE, TOWN OF | TOWN OF TROUTVILLE | FSD | 1 | 9/20/1994 12:00:00 AM
VA2023720 | PB | PBCU | 3Y | RT | Y | DS001 | LCR02 | 22 MAPLE AVENUE | TROUTVILLE, TOWN OF | TOWN OF TROUTVILLE | FSD | 1 | 9/20/1994 12:00:00 AM
VA2023720 | PB | PBCU | 3Y | RT | Y | DS001 | LCR03 | 5610 LEE HIGHWAY | TROUTVILLE, TOWN OF | TOWN OF TROUTVILLE | FSD | 1 | 9/20/1994 12:00:00 AM
VA2023720 | PB | PBCU | 3Y | RT | Y | DS001 | LCR05 | 210 LEATHERNECK RD | TROUTVILLE, TOWN OF | TOWN OF TROUTVILLE | FSD | 1 | 9/20/1994 12:00:00 AM
VA2023720 | PB | PBCU | 3Y | RT | Y | DS001 | LCR06 | 249 MAPLE AVE | TROUTVILLE, TOWN OF | TOWN OF TROUTVILLE | FSD | 1 | 9/20/1994 12:00:00 AM
VA2023720 | TC | TC | MN | RT | Y | DS001 | TCR01 |  | TROUTVILLE, TOWN OF | TOWN OF TROUTVILLE |  | 3 | 9/20/1994 12:00:00 AM
VA2023720 | GE | NIT | YR | RT | Y | EP001 | EP001 | WELL 1 ENTRY POINT | TROUTVILLE, TOWN OF | EP - WELL 1 - TROUTVILLE |  | 1 | 9/20/1994 12:00:00 AM
VA2023720 | GE | NIT | YR | RT | Y | EP002 | EP002 | WELL 2 ENTRY POINT | TROUTVILLE, TOWN OF | EP - WELL 2 - TROUTVILLE |  | 1 | 9/20/1994 12:00:00 AM
VA2023720 | GE | NIT | YR | RT | Y | EP003 | EP003 | WELL 3 ENTRY POINT | TROUTVILLE, TOWN OF | EP - WELL 3 - TROUTVILLE |  | 1 | 9/20/1994 12:00:00 AM
VA2023720 | GE | DIQ | YR | RT | Y | EP005 | EP005 | WELL 5 ENTRY POINT | TROUTVILLE, TOWN OF | EP - WELL 5 - TROUTVILLE |  | 1 | 9/20/1994 12:00:00 AM
VA2023720 | GE | NIT | YR | RT | Y | EP005 | EP005 | WELL 5 ENTRY POINT | TROUTVILLE, TOWN OF | EP - WELL 5 - TROUTVILLE |  | 1 | 9/20/1994 12:00:00 AM
VA2023720 | GE | S001 | YR | RT | Y | EP005 | EP005 | WELL 5 ENTRY POINT | TROUTVILLE, TOWN OF | EP - WELL 5 - TROUTVILLE |  | 1 | 9/20/1994 12:00:00 AM
VA2023720 | GE | S009 | YR | RT | Y | EP005 | EP005 | WELL 5 ENTRY POINT | TROUTVILLE, TOWN OF | EP - WELL 5 - TROUTVILLE |  | 1 | 9/20/1994 12:00:00 AM
VA2023720 | GE | S113 | YR | RT | Y | EP005 | EP005 | WELL 5 ENTRY POINT | TROUTVILLE, TOWN OF | EP - WELL 5 - TROUTVILLE |  | 1 | 9/20/1994 12:00:00 AM
VA2023720 | GE | S125 | YR | RT | Y | EP005 | EP005 | WELL 5 ENTRY POINT | TROUTVILLE, TOWN OF | EP - WELL 5 - TROUTVILLE |  | 1 | 9/20/1994 12:00:00 AM
VA2023720 | GE | MPN | QT | RT | Y | WL001 | RW001 | WELL 1 RAW TAP | TROUTVILLE, TOWN OF | WELL 1 - TROUTVILLE |  | 1 | 9/20/1994 12:00:00 AM
VA2023720 | GE | MPN | QT | RT | Y | WL002 | RW002 | WELL 2 RAW TAP | TROUTVILLE, TOWN OF | WELL 2 - TROUTVILLE |  | 1 | 9/20/1994 12:00:00 AM
VA2023720 | GE | MPN | QT | RT | Y | WL003 | RW003 | WELL 3 RAW TAP | TROUTVILLE, TOWN OF | WELL 3 - TROUTVILLE |  | 1 | 9/20/1994 12:00:00 AM
VA2023720 | GE | MPN | QT | RT | Y | WL005 | RW005 | WELL 5 RAW TAP | TROUTVILLE, TOWN OF | WELL 5 - TROUTVILLE |  | 1 | 9/20/1994 12:00:00 AM
VA2023722 | PB | PBCU | 3Y | RT | Y | DS001 | LCR03 | KINDERGARTEN ROOM 10 | TROUTVILLE ELEMENTARY SCHOOL | TROUTVILLE ELEMENTARY SCHOOL | FSD | 1 | 5/22/1992 12:00:00 AM
VA2023722 | PB | PBCU | 3Y | RT | Y | DS001 | LCR04 | NURSES OFFICE ROOM 3 | TROUTVILLE ELEMENTARY SCHOOL | TROUTVILLE ELEMENTARY SCHOOL | FSD | 1 | 5/22/1992 12:00:00 AM
VA2023722 | PB | PBCU | 3Y | RT | Y | DS001 | LCR05 | HANDICAPPED BATHRM | TROUTVILLE ELEMENTARY SCHOOL | TROUTVILLE ELEMENTARY SCHOOL | FSD | 1 | 5/22/1992 12:00:00 AM
VA2023722 | PB | PBCU | 3Y | RT | Y | DS001 | LCR06 | ROOM 406 | TROUTVILLE ELEMENTARY SCHOOL | TROUTVILLE ELEMENTARY SCHOOL | FSD | 1 | 5/22/1992 12:00:00 AM
VA2023722 | PB | PBCU | 3Y | RT | Y | DS001 | LCR07 | KITCHEN | TROUTVILLE ELEMENTARY SCHOOL | TROUTVILLE ELEMENTARY SCHOOL | FSD | 1 | 5/22/1992 12:00:00 AM
VA2023722 | TC | TC | MN | RT | Y | DS001 | TCR01 |  | TROUTVILLE ELEMENTARY SCHOOL | TROUTVILLE ELEMENTARY SCHOOL |  | 3 | 5/22/1992 12:00:00 AM
VA2023722 | GE | NIT | YR | RT | Y | EP001 | EP001 | WELL 2 ENTRY POINT | TROUTVILLE ELEMENTARY SCHOOL | EP - WELL 2 - TROUTVILLE ELEMENTARY SCHO |  | 1 | 5/22/1992 12:00:00 AM
VA2023722 | GE | MPN | QT | RT | Y | WL001 | RW001 | RAW WATER WELL TAP | TROUTVILLE ELEMENTARY SCHOOL | WELL 2 - TROUTVILLE ELEMENTARY SCHOOL |  | 1 | 5/22/1992 12:00:00 AM
VA2023730 | PB | PBCU | 3Y | RT | Y | DS001 | LCR02 | 74 QUAIL LN | DAL-NITA HILLS | DAL-NITA HILLS | FSD | 1 | 1/21/1992 12:00:00 AM
VA2023730 | PB | PBCU | 3Y | RT | Y | DS001 | LCR07 | 290 ANDREW DR | DAL-NITA HILLS | DAL-NITA HILLS | FSD | 1 | 1/21/1992 12:00:00 AM
VA2023730 | PB | PBCU | 3Y | RT | Y | DS001 | LCR10 | 156 ANTHONY LN | DAL-NITA HILLS | DAL-NITA HILLS | FSD | 1 | 1/21/1992 12:00:00 AM
VA2023730 | PB | PBCU | 3Y | RT | Y | DS001 | LCR11 | 101 ANDREW DR | DAL-NITA HILLS | DAL-NITA HILLS | FSD | 1 | 1/21/1992 12:00:00 AM
VA2023730 | PB | PBCU | 3Y | RT | Y | DS001 | LCR22 | 129 ANDREW DR | DAL-NITA HILLS | DAL-NITA HILLS | FSD | 1 | 1/21/1992 12:00:00 AM
VA2023730 | TC | TC | MN | RT | Y | DS001 | TCR01 |  | DAL-NITA HILLS | DAL-NITA HILLS |  | 3 | 1/21/1992 12:00:00 AM
VA2023730 | GE | NIT | YR | RT | Y | EP002 | EP002 | WELL ENTRY POINT | DAL-NITA HILLS | EP2 - WELL - DAL-NITA HILLS |  | 1 | 1/21/1992 12:00:00 AM
VA2023730 | GE | MPN | QT | RT | Y | WL002 | RW002 | WELL RAW TAP | DAL-NITA HILLS | WELL 2 - DAL-NITA HILLS |  | 1 | 1/21/1992 12:00:00 AM
VA2023734 | PB | PBCU | 3Y | RT | Y | DS001 | LCR01 | 105 WALNUT MANOR DR | WALNUT MANOR | DISTRIBUTION SYSYEM | FSD | 1 | 3/4/2003 12:00:00 AM
VA2023734 | PB | PBCU | 3Y | RT | Y | DS001 | LCR02 | 117 WALNUT MANOR DR | WALNUT MANOR | DISTRIBUTION SYSYEM | FSD | 1 | 3/4/2003 12:00:00 AM
VA2023734 | PB | PBCU | 3Y | RT | Y | DS001 | LCR04 | 147 WALNUT MANOR DR | WALNUT MANOR | DISTRIBUTION SYSYEM | FSD | 1 | 3/4/2003 12:00:00 AM
VA2023734 | PB | PBCU | 3Y | RT | Y | DS001 | LCR06 | 44 FOX MOOR CT | WALNUT MANOR | DISTRIBUTION SYSYEM | FSD | 1 | 3/4/2003 12:00:00 AM
VA2023734 | PB | PBCU | 3Y | RT | Y | DS001 | LCR07 | 90 WALNUT MANOR DR | WALNUT MANOR | DISTRIBUTION SYSYEM | FSD | 1 | 3/4/2003 12:00:00 AM
VA2023734 | TC | TC | MN | RT | Y | DS001 | TCR01 |  | WALNUT MANOR | DISTRIBUTION SYSYEM |  | 3 | 3/4/2003 12:00:00 AM
VA2023734 | GE | NIT | YR | RT | Y | EP003 | EP003 | EP WALNUT MANOR WELL | WALNUT MANOR | EP WALNUT MANOR WELL |  | 1 | 3/4/2003 12:00:00 AM
VA2023734 | GE | MPN | QT | RT | Y | WL003 | RW003 | RAW TAP | WALNUT MANOR | WALNUT MANOR WELL 3 |  | 1 | 3/4/2003 12:00:00 AM
VA2023736 | TC | TC | MN | RT | Y | DS001 | TCR01 |  | WATTSTULL MOTEL | WATTSTULL MOTEL RESTAURANT |  | 3 | 7/20/1999 12:00:00 AM
VA2023736 | GE | MPN | QT | RT | Y | WL001 | RW001 | WELL RAW TAP | WATTSTULL MOTEL | DRILLED WELL |  | 1 | 7/20/1999 12:00:00 AM
VA2023740 | GE | THH5 | YR | RT | Y | DS001 | DBP04 | 160 THORNBLADE WAY | WHITE OAK ESTATES | WHITE OAK ESTATES |  | 1 | 6/7/1982 12:00:00 AM
VA2023740 | PB | PBCU | 3Y | RT | Y | DS001 | LCR04 | 117 BIRCH DR | WHITE OAK ESTATES | WHITE OAK ESTATES | FSD | 1 | 6/7/1982 12:00:00 AM
VA2023740 | PB | PBCU | 3Y | RT | Y | DS001 | LCR06 | 424 SHERWOOD DR | WHITE OAK ESTATES | WHITE OAK ESTATES | FSD | 1 | 6/7/1982 12:00:00 AM
VA2023740 | PB | PBCU | 3Y | RT | Y | DS001 | LCR07 | 452 SHERWOOD DR | WHITE OAK ESTATES | WHITE OAK ESTATES | FSD | 1 | 6/7/1982 12:00:00 AM
VA2023740 | PB | PBCU | 3Y | RT | Y | DS001 | LCR08 | 29 BIRCH DR | WHITE OAK ESTATES | WHITE OAK ESTATES | FSD | 1 | 6/7/1982 12:00:00 AM
VA2023740 | PB | PBCU | 3Y | RT | Y | DS001 | LCR10 | 356 PIN OAK DR | WHITE OAK ESTATES | WHITE OAK ESTATES | FSD | 1 | 6/7/1982 12:00:00 AM
VA2023740 | PB | PBCU | 3Y | RT | Y | DS001 | LCR13 | 124 STRATFORD DR | WHITE OAK ESTATES | WHITE OAK ESTATES | FSD | 1 | 6/7/1982 12:00:00 AM
VA2023740 | PB | PBCU | 3Y | RT | Y | DS001 | LCR15 | 53 OAK LEAF DR | WHITE OAK ESTATES | WHITE OAK ESTATES | FSD | 1 | 6/7/1982 12:00:00 AM
VA2023740 | PB | PBCU | 3Y | RT | Y | DS001 | LCR16 | 138 SILVERBIRCH DR | WHITE OAK ESTATES | WHITE OAK ESTATES | FSD | 1 | 6/7/1982 12:00:00 AM
VA2023740 | PB | PBCU | 3Y | RT | Y | DS001 | LCR17 | 105 SILVERBIRCH DR | WHITE OAK ESTATES | WHITE OAK ESTATES | FSD | 1 | 6/7/1982 12:00:00 AM
VA2023740 | PB | PBCU | 3Y | RT | Y | DS001 | LCR18 | 201 BEACHMONT DR | WHITE OAK ESTATES | WHITE OAK ESTATES | FSD | 1 | 6/7/1982 12:00:00 AM
VA2023740 | TC | TC | MN | RT | Y | DS001 | TCR01 |  | WHITE OAK ESTATES | WHITE OAK ESTATES |  | 3 | 6/7/1982 12:00:00 AM
VA2023740 | GE | NIT | YR | RT | Y | EP001 | EP001 | RESERVOIR HYDRANT | WHITE OAK ESTATES | EP - COMBINED WELLS 1 & 2 |  | 1 | 6/7/1982 12:00:00 AM
VA2023740 | GE | NIT | YR | RT | Y | EP003 | EP003 | WELL 3 FINISHED WATER | WHITE OAK ESTATES | EP - WELL 3 |  | 1 | 6/7/1982 12:00:00 AM
VA2023740 | GE | MPN | QT | RT | Y | WL001 | RW001 | RAW TAP WELL 1 | WHITE OAK ESTATES | WELL 1 - WHITE OAK 1 |  | 1 | 6/7/1982 12:00:00 AM
VA2023740 | GE | MPN | QT | RT | Y | WL002 | RW002 | RAW TAP WELL 2 | WHITE OAK ESTATES | WELL 2 - WHITE OAK 2 |  | 1 | 6/7/1982 12:00:00 AM
VA2023780 | TC | TC | MN | RT | Y | DS001 | TCR01 |  | WILLOWBROOK MOBILE HOME PARK | WILLOWBROOK MOBILE HOME PARK |  | 3 | 10/6/1997 12:00:00 AM
VA2023780 | GE | NIT | YR | RT | Y | EP001 | EP001 | WELL 1A ENTRY POINT | WILLOWBROOK MOBILE HOME PARK | EP - WELL 1A - WILLOWBROOK MHP |  | 1 | 10/6/1997 12:00:00 AM
VA2023780 | GE | RADA | 6Y | RT | Y | EP001 | EP001 | WELL 1A ENTRY POINT | WILLOWBROOK MOBILE HOME PARK | EP - WELL 1A - WILLOWBROOK MHP |  | 1 | 10/6/1997 12:00:00 AM
VA2023780 | GE | MPN | QT | RT | Y | WL001 | RW001 | WELL 1A RAW TAP | WILLOWBROOK MOBILE HOME PARK | WELL 1A - WILLOWBROOK MHP |  | 1 | 10/6/1997 12:00:00 AM
VA2023870 | GE | THH5 | YR | RT | Y | DS001 | DBP01 | 23577 BOTETOURT RD | WVWA NORTH BOTETOURT | DISTRIBUTION SYSTEM |  | 1 | 11/5/2022 12:00:00 AM
VA2023870 | PB | PBCU | YR | RT | Y | DS001 | LCR01 | 203 12TH ST | WVWA NORTH BOTETOURT | DISTRIBUTION SYSTEM | FSD | 1 | 11/5/2022 12:00:00 AM
VA2023870 | PB | PBCU | YR | RT | Y | DS001 | LCR02 | 1012 SPRING ST | WVWA NORTH BOTETOURT | DISTRIBUTION SYSTEM | FSD | 1 | 11/5/2022 12:00:00 AM
VA2023870 | PB | PBCU | YR | RT | Y | DS001 | LCR03 | 103 11TH ST | WVWA NORTH BOTETOURT | DISTRIBUTION SYSTEM | FSD | 1 | 11/5/2022 12:00:00 AM
VA2023870 | PB | PBCU | YR | RT | Y | DS001 | LCR04 | 105 11TH ST | WVWA NORTH BOTETOURT | DISTRIBUTION SYSTEM | FSD | 1 | 11/5/2022 12:00:00 AM
VA2023870 | PB | PBCU | YR | RT | Y | DS001 | LCR05 | 107 11TH ST | WVWA NORTH BOTETOURT | DISTRIBUTION SYSTEM | FSD | 1 | 11/5/2022 12:00:00 AM
VA2023870 | TC | TC | MN | RT | Y | DS001 | TCR01 |  | WVWA NORTH BOTETOURT | DISTRIBUTION SYSTEM |  | 3 | 11/5/2022 12:00:00 AM
VA2043120 | TC | TC | QT | RT | Y | DS001 | TCR01 |  | BEAR'S DEN TRAIL CENTER | DISTRIBUTION SYSTEM |  | 1 | 10/31/2016 12:00:00 AM
VA2043125 | GE | THH5 | QT | RT | Y | DS950 | DS009 | 320 DUNLOP BLVD. | BERRYVILLE, TOWN OF | BERRYVILLE, TOWN OF |  | 1 | 10/21/1926 12:00:00 AM
VA2043125 | GE | THH5 | QT | RT | Y | DS950 | DS024 | 409 MCNEIL STREET | BERRYVILLE, TOWN OF | BERRYVILLE, TOWN OF |  | 1 | 10/21/1926 12:00:00 AM
VA2043125 | TC | TC | MN | RT | Y | DS950 | TCR01 |  | BERRYVILLE, TOWN OF | BERRYVILLE, TOWN OF |  | 15 | 10/21/1926 12:00:00 AM
VA2043125 | GE | TOCA | QT | RT | Y | IN001 | RW006 | INTAKE RAW WATER | BERRYVILLE, TOWN OF | SHENANDOAH RIVER |  | 1 | 10/21/1926 12:00:00 AM
VA2043125 | GE | FRFL | MN | ST | N | SS003 | EP005 | FINISHED TAP- RT 647 | BERRYVILLE, TOWN OF | ENTRY POINT -FINISHED WATER TAP (RT 647) |  | 3 | 10/21/1926 12:00:00 AM
VA2043125 | GE | TOC | QT | RT | Y | TP002 | UP007 | COMBINED FILTER EFFL | BERRYVILLE, TOWN OF | WATER TREATMENT PLANT |  | 1 | 10/21/1926 12:00:00 AM
VA2043140 | TC | TC | QT | RT | Y | DS950 | TCR01 |  | BERRYVILLE MOOSE LODGE | BERRYVILLE MOOSE LODGE DS |  | 1 | 1/1/2003 12:00:00 AM
VA2043140 | GE | MPN | YR | RT | Y | WL001 | RW001 | WELL RAW DISCH TAP | BERRYVILLE MOOSE LODGE | WELL NO. 1 |  | 1 | 1/1/2003 12:00:00 AM
VA2043195 | TC | TC | QT | RT | Y | DS950 | TCR01 |  | BLANDY EXPERIMENTAL FARM | BLANDY EXPERIMENTAL FARM |  | 1 | 1/1/2003 12:00:00 AM
VA2043195 | GE | MPN | YR | RT | Y | WL001 | RW001 | WELL NO. 1 | BLANDY EXPERIMENTAL FARM | WELL NO. 1 |  | 1 | 1/1/2003 12:00:00 AM
VA2043227 | TC | TC | MN | RT | Y | DS001 | TCR01 |  | BLUE RIDGE WILDLIFE CENTER | BLUE RIDGE WILDLIFE CENTER |  | 3 | 10/1/2023 12:00:00 AM
VA2043227 | GE | NIT | YR | RT | Y | EP001 | EP001 | ENTRY POINT - TAP AFTER TREATMENT | BLUE RIDGE WILDLIFE CENTER | ENTRY POINT - TAP AFTER TREATMENT |  | 1 | 10/1/2023 12:00:00 AM
VA2043250 | GE | THH5 | YR | RT | Y | DS950 | DS003 | 209 YISTA LANE - MRT | CLARKE COUNTY SANITARY AUTHORITY | CLARKE COUNTY SANITARY AUTHORITY |  | 1 | 7/27/1973 12:00:00 AM
VA2043250 | TC | TC | MN | RT | Y | DS950 | TCR01 |  | CLARKE COUNTY SANITARY AUTHORITY | CLARKE COUNTY SANITARY AUTHORITY |  | 6 | 7/27/1973 12:00:00 AM
VA2043250 | GE | NIT | YR | RT | Y | SS006 | EP001 | TAP | CLARKE COUNTY SANITARY AUTHORITY | ENTRY POINT - TREATMENT PLANT |  | 1 | 7/27/1973 12:00:00 AM
VA2043333 | TC | TC | QT | RT | Y | DS001 | TCR01 |  | CHILLY HOLLOW BREWING | CHILLY HOLLOW |  | 1 | 2/3/2025 12:00:00 AM
VA2043333 | GE | NIT | YR | RT | Y | EP001 | EP001 | HAND SINK COLD TAP | CHILLY HOLLOW BREWING | ENTRY POINT |  | 1 | 2/3/2025 12:00:00 AM
VA2043333 | GE | MPN | QT | RT | Y | WL002 | RW002 | UNTREATED WATER TAP | CHILLY HOLLOW BREWING | WELL DRILLED 2/8-2/12/2024 - NEAR ROAD |  | 1 | 2/3/2025 12:00:00 AM
VA2043622 | TC | TC | QT | RT | Y | DS950 | TCR01 |  | CALCAGNINI CONTEMPLATIVE CENTER | CALCAGNINI CONTEMPLATIVE CTR DIST SYSTEM |  | 1 | 8/1/2014 12:00:00 AM
VA2043622 | GE | MPN | YR | RT | Y | WL001 | RW001 | WELL 1 DISCH TAP | CALCAGNINI CONTEMPLATIVE CENTER | WELL NO. 1 |  | 1 | 8/1/2014 12:00:00 AM
VA2043622 | GE | MPN | YR | RT | Y | WL002 | RW002 | WELL 2 DISCH TAP | CALCAGNINI CONTEMPLATIVE CENTER | WELL NO. 2 |  | 1 | 8/1/2014 12:00:00 AM
VA2043625 | TC | TC | MN | RT | Y | DS950 | TCR01 |  | GRAFTON SCHOOL | GRAFTON SCHOOL |  | 3 | 11/3/1977 12:00:00 AM
VA2043625 | GE | MPN | QT | RT | Y | WL001 | RW001 | WELL 1 RAW TAP - WELL 1 RUNNING ONLY | GRAFTON SCHOOL | WELL NO. 1 |  | 1 | 11/3/1977 12:00:00 AM
VA2043627 | TC | TC | QT | RT | Y | DS001 | TCR01 |  | JIM'S COUNTRY STORE | DISTRIBUTION SYSTEM |  | 1 | 2/15/2017 12:00:00 AM
VA2043627 | GE | MPN | QT | RT | Y | WL001 | RW001 | DRILLED WELL | JIM'S COUNTRY STORE | DRILLED WELL |  | 1 | 2/15/2017 12:00:00 AM
VA2043629 | GE | THH5 | QT | RT | Y | DS950 | DBP101 | EDUCATION WING LADIES RESTROOM | KEYSTONE BAPTIST CHURCH | KEYSTONE BAPTIST CHURCH |  | 1 | 5/21/1991 12:00:00 AM
VA2043629 | TC | TC | MN | RT | Y | DS950 | TCR01 |  | KEYSTONE BAPTIST CHURCH | KEYSTONE BAPTIST CHURCH |  | 3 | 5/21/1991 12:00:00 AM
VA2043629 | GE | MPN | QT | RT | Y | WL001 | RW001 | WELL 1 RAW TAP | KEYSTONE BAPTIST CHURCH | WELL NO 1 |  | 1 | 5/21/1991 12:00:00 AM
VA2043629 | GE | MPN | QT | RT | Y | WL003 | RW003 | WELL 3 RAW TAP | KEYSTONE BAPTIST CHURCH | WELL NO 3 (2001) |  | 1 | 5/21/1991 12:00:00 AM
VA2043629 | GE | MPN | QT | RT | Y | WL005 | RW005 | WELL 5 (2021) | KEYSTONE BAPTIST CHURCH | WELL NO 5 (2021) |  | 1 | 5/21/1991 12:00:00 AM
VA2043632 | TC | TC | QT | RT | Y | DS001 | TCR01 |  | LONE OAK TAVERN, THE | THE LONE OAK RESTAURANT DS |  | 1 | 11/13/2018 12:00:00 AM
VA2043632 | GE | MPN | QT | RT | Y | WL001 | RW001 | RAW TAP | LONE OAK TAVERN, THE | DRILLED WELL |  | 1 | 11/13/2018 12:00:00 AM
VA2043633 | TC | TC | QT | RT | Y | DS950 | TCR01 |  | L`AUBERGE PROVENCALE | L'AUBERGE PROVENCALE REST |  | 1 | 1/1/2003 12:00:00 AM
VA2043633 | GE | MPN | QT | RT | Y | WL001 | RW001 | WELL 1 DISCH LINE | L`AUBERGE PROVENCALE | WELL NO. 1 |  | 1 | 1/1/2003 12:00:00 AM
VA2043634 | GE | THH5 | QT | RT | Y | DS950 | DS008 | BUILDING 733-DBP | MOUNT WEATHER EMERGENCY OPERATIONS CENTE | MOUNT WEATHER |  | 1 | 8/9/1978 12:00:00 AM
VA2043634 | GE | THH5 | QT | RT | Y | DS950 | DS016 | BUILDING 142-DBP | MOUNT WEATHER EMERGENCY OPERATIONS CENTE | MOUNT WEATHER |  | 1 | 8/9/1978 12:00:00 AM
VA2043634 | TC | TC | MN | RT | Y | DS950 | TCR01 |  | MOUNT WEATHER EMERGENCY OPERATIONS CENTE | MOUNT WEATHER |  | 3 | 8/9/1978 12:00:00 AM
VA2043634 | GE | TOCA | QT | RT | Y | IN001 | RW002 | INTAKE RAW WATER | MOUNT WEATHER EMERGENCY OPERATIONS CENTE | SHENANDOAH RIVER |  | 1 | 8/9/1978 12:00:00 AM
VA2043634 | GE | TOC | QT | RT | Y | TP002 | UP001 | COMBINED FILTER EFFL | MOUNT WEATHER EMERGENCY OPERATIONS CENTE | WATER TREATMENT PLANT |  | 1 | 8/9/1978 12:00:00 AM
VA2043644 | TC | TC | QT | RT | Y | DS950 | TCR01 |  | NORTHERN VIRGINIA LIONS YOUTH CAMP | NORTHERN VA LIONS CLUB YOUTH CAMP |  | 1 | 5/2/2008 12:00:00 AM
VA2043644 | GE | MPN | YR | RT | Y | WL001 | RW001 | TAP WELL DISCH LINE | NORTHERN VIRGINIA LIONS YOUTH CAMP | WELL NO. 1 |  | 1 | 5/2/2008 12:00:00 AM
VA2043644 | GE | MPN | YR | RT | Y | WL004 | RW003 | WELL NO 2 DISCH LINE | NORTHERN VIRGINIA LIONS YOUTH CAMP | WELL NO. 2 |  | 1 | 5/2/2008 12:00:00 AM
VA2043725 | TC | TC | QT | RT | Y | DS950 | TCR01 |  | PINE GROVE RESTAURANT | PINE GROVE RESTAURANT |  | 1 | 9/15/2023 12:00:00 AM
VA2043725 | GE | NIT | YR | RT | Y | SS003 | EP001 | EP WELL TAP | PINE GROVE RESTAURANT | ENTRY POINT WELL 1 |  | 1 | 9/15/2023 12:00:00 AM
VA2043875 | GE | THH5 | YR | RT | Y | DS950 | DS004 | 631 CEDAR LN - MRT | RETREAT | SHENANDOAH RETREAT LAND CORP |  | 1 | 8/23/1977 12:00:00 AM
VA2043875 | GE | THH5 | YR | RT | Y | DS950 | DS005 | 574 TIMBERLANE - MRT | RETREAT | SHENANDOAH RETREAT LAND CORP |  | 1 | 8/23/1977 12:00:00 AM
VA2043875 | GE | THH5 | YR | RT | Y | DS950 | DS006 | 26 HONEYSUCKLE CT | RETREAT | SHENANDOAH RETREAT LAND CORP |  | 1 | 8/23/1977 12:00:00 AM
VA2043875 | TC | TC | MN | RT | Y | DS950 | TCR01 |  | RETREAT | SHENANDOAH RETREAT LAND CORP |  | 3 | 8/23/1977 12:00:00 AM
VA2043875 | GE | MPN | YR | RT | Y | WL001 | RW001 | LAUREL LANE WELL #1 | RETREAT | LAUREL LANE WELL #1 |  | 1 | 8/23/1977 12:00:00 AM
VA2043875 | GE | MPN | YR | RT | Y | WL002 | RW002 | CLUBHSE WELL DISCH TAP | RETREAT | CLUBHOUSE WELL |  | 1 | 8/23/1977 12:00:00 AM
VA2043875 | GE | MPN | YR | RT | Y | WL003 | RW003 | PINE GROVE WELL #1 | RETREAT | PINE GROVE WELL #1 |  | 1 | 8/23/1977 12:00:00 AM
VA2043875 | GE | MPN | YR | RT | Y | WL005 | RW005 | RIVERVIEW REMOTE NO. | RETREAT | RIVERVIEW REMOTE NO. 2 |  | 1 | 8/23/1977 12:00:00 AM
VA2043875 | GE | MPN | YR | RT | Y | WL006 | RW006 | RIVERVIEW WELL NO. 3 | RETREAT | RIVERVIEW WELL NO. 3 |  | 1 | 8/23/1977 12:00:00 AM
VA2043875 | GE | MPN | YR | RT | Y | WL020 | RW008 | CLUBHSE WEL 2 DISCH TAP | RETREAT | CLUBHOUSE WELL 2 |  | 1 | 8/23/1977 12:00:00 AM
VA2043875 | GE | ICMT | 3Y | RT | Y | SS017 | EP002 | PINE CREST RES. TAP | RETREAT | ENTRY POINT - PINE CREST RESERVOIR |  | 1 | 1977-08-23
VA2043875 | GE | ICMT | 3Y | RT | Y | SS018 | EP003 | PINE GROVE RES. TAP | RETREAT | ENTRY POINT - PINE GROVE RESERVOIR |  | 1 | 1977-08-23
VA2043875 | GE | ICMT | 3Y | RT | Y | SS019 | EP001 | RIVERVIEW RES. TAP | RETREAT | ENTRY POINT - RIVERVIEW RESERVOIR |  | 1 | 1977-08-23
VA2043875 | GE | VOC | 3Y | RT | Y | SS017 | EP002 | PINE CREST RES. TAP | RETREAT | ENTRY POINT - PINE CREST RESERVOIR |  | 1 | 1977-08-23
VA2043875 | GE | VOC | 3Y | RT | Y | SS018 | EP003 | PINE GROVE RES. TAP | RETREAT | ENTRY POINT - PINE GROVE RESERVOIR |  | 1 | 1977-08-23
VA2043875 | GE | VOC | 3Y | RT | Y | SS019 | EP001 | RIVERVIEW RES. TAP | RETREAT | ENTRY POINT - RIVERVIEW RESERVOIR |  | 1 | 1977-08-23
VA2043900 | PB | PBCU | 6M | RT | Y | DS950 | LCR02 | 463 RIVER PARK LANE | RIVER PARK | RIVER PARK | FSD | 1 | 10/21/1977 12:00:00 AM
VA2043900 | PB | PBCU | 6M | RT | Y | DS950 | LCR04 | 424 RIVER PARK LANE | RIVER PARK | RIVER PARK | FSD | 1 | 10/21/1977 12:00:00 AM
VA2043900 | PB | PBCU | 6M | RT | Y | DS950 | LCR05 | 444 RIVER PARK LANE | RIVER PARK | RIVER PARK | FSD | 1 | 10/21/1977 12:00:00 AM
VA2043900 | PB | PBCU | 6M | RT | Y | DS950 | LCR07 | 483 RIVER PARK LANE | RIVER PARK | RIVER PARK | FSD | 1 | 10/21/1977 12:00:00 AM
VA2043900 | PB | PBCU | 6M | RT | Y | DS950 | LCR09 | 524 RIVER PARK LANE | RIVER PARK | RIVER PARK | FSD | 1 | 10/21/1977 12:00:00 AM
VA2043900 | TC | TC | MN | RT | Y | DS950 | TCR01 |  | RIVER PARK | RIVER PARK |  | 3 | 10/21/1977 12:00:00 AM
VA2043900 | GE | ICMT | 3Y | RT | Y | SS004 | EP001 | TAP | RIVER PARK | ENTRY POINT - WELL 1 |  | 1 | 1977-10-21
VA2043900 | GE | VOC | 3Y | RT | Y | SS004 | EP001 | TAP | RIVER PARK | ENTRY POINT - WELL 1 |  | 1 | 1977-10-21
VA2043923 | TC | TC | QT | RT | Y | DS950 | TCR01 |  | SHEN-VALLEY AUCTION CO INC | SHEN-VALLEY AUCTION CO |  | 1 | 1/1/2003 12:00:00 AM
VA2043935 | TC | TC | QT | RT | Y | DS001 | TCR01 |  | TWISTED OAK FARM BREWERY | DISTRIBUTION SYSTEM |  | 1 | 6/9/2023 12:00:00 AM
VA2043935 | GE | MPN | YR | RT | Y | WL001 | RW001 | TAP AT BLADDER TANK | TWISTED OAK FARM BREWERY | WELL DRILLED 2007 |  | 1 | 6/9/2023 12:00:00 AM
VA2043942 | TC | TC | QT | RT | Y | DS950 | TCR01 |  | WATERMELON PARK CAMPGROUND | WATERMELON PARK CAMPGROUND |  | 1 | 1/1/2003 12:00:00 AM
VA2043942 | GE | MPN | YR | RT | Y | WL001 | RW002 | WELL 1 DISCH LINE | WATERMELON PARK CAMPGROUND | WELL NO. 1 |  | 1 | 1/1/2003 12:00:00 AM
VA2045075 | TC | TC | QT | RT | Y | DS001 | TCR01 |  | CAMP EASTER SEALS WEST | CAMP EASTER SEAL TES |  | 1 | 6/6/2002 12:00:00 AM
VA2045075 | GE | NIT | YR | RT | Y | EP001 | EP001 | EP COMBINED WELLS | CAMP EASTER SEALS WEST | EP COMBINED WELLS |  | 1 | 6/6/2002 12:00:00 AM
VA2045075 | GE | MPN | QT | RT | Y | WL001 | RW001 | RAW WATER WELL TAP | CAMP EASTER SEALS WEST | WELL 1 |  | 1 | 6/6/2002 12:00:00 AM
VA2045075 | GE | MPN | QT | RT | Y | WL002 | RW002 | RAW WATER WELL TAP | CAMP EASTER SEALS WEST | WELL 2 |  | 1 | 6/6/2002 12:00:00 AM
VA2045160 | GE | THH5 | YR | RT | Y | DS001 | DBP01 | 84 WAGENER ST | CRAIG-NEW CASTLE PSA | CRAIG/NEW CASTLE PSA |  | 1 | 7/10/1996 12:00:00 AM
VA2045160 | TC | TC | MN | RT | Y | DS001 | TCR01 |  | CRAIG-NEW CASTLE PSA | CRAIG/NEW CASTLE PSA |  | 6 | 7/10/1996 12:00:00 AM
VA2045160 | GE | NIT | YR | RT | Y | EP003 | EP003 | WELL 3 ENTRY POINT | CRAIG-NEW CASTLE PSA | EP - WELL 3 - CRAIG/NEW CASTLE PSA |  | 1 | 7/10/1996 12:00:00 AM
VA2045160 | GE | NIT | YR | RT | Y | EP004 | EP004 | SCHOOL WELL EP | CRAIG-NEW CASTLE PSA | EP - WELL 4 - SCHOOL WELL |  | 1 | 7/10/1996 12:00:00 AM
VA2045160 | GE | MPN | QT | RT | Y | WL003 | RW003 | RAW WATER WELL TAP | CRAIG-NEW CASTLE PSA | WELL 3 - CRAIG/NEW CASTLE PSA |  | 1 | 7/10/1996 12:00:00 AM
VA2045160 | GE | MPN | QT | RT | Y | WL004 | RW004 | RAW WATER WELL TAP | CRAIG-NEW CASTLE PSA | WELL 4 - SCHOOL WELL |  | 1 | 7/10/1996 12:00:00 AM
VA2045165 | TC | TC | MN | RT | Y | DS001 | TCR01 |  | CRAIG SPRINGS CAMP | CRAIG SPRINGS CAMP TES |  | 3 | 5/17/2021 12:00:00 AM
VA2045165 | GE | NIT | YR | RT | Y | EP001 | EP001 | SPRING EP | CRAIG SPRINGS CAMP | EP-SPRING |  | 1 | 5/17/2021 12:00:00 AM
VA2045165 | GE | MPN | MN | RT | Y | SP001 | RW001 | SPRING TAP | CRAIG SPRINGS CAMP | SPRING |  | 3 | 5/17/2021 12:00:00 AM
VA2045225 | TC | TC | QT | RT | Y | DS001 | TCR01 |  | PAINT BANK GENERAL STORE | PAINT BANK GENERAL STORE DS |  | 1 | 3/27/2006 12:00:00 AM
VA2045225 | GE | NIT | YR | RT | Y | EP003 | EP003 | TAP AFTER TREATMENT | PAINT BANK GENERAL STORE | ENTRY POINT 3 |  | 1 | 3/27/2006 12:00:00 AM
VA2045225 | GE | MPN | QT | RT | Y | WL003 | RW003 | WELL 3 (NEW WELL) | PAINT BANK GENERAL STORE | WELL 3 (NEW WELL) |  | 1 | 3/27/2006 12:00:00 AM
VA2045252 | TC | TC | QT | RT | Y | DS001 | TCR01 |  | PINE TOP RESTAURANT | PINE TOP RESTAURANT |  | 1 | 12/18/1997 12:00:00 AM
VA2045252 | GE | MPN | QT | RT | Y | WL001 | RW001 | RAW WATER WELL TAP | PINE TOP RESTAURANT | WELL |  | 1 | 12/18/1997 12:00:00 AM
VA2045253 | TC | TC | MN | RT | Y | DS001 | TCR01 |  | PINES CAMPGROUND (USFS) | DISTRIBUTION SYSTEM |  | 3 | 5/28/2020 12:00:00 AM
VA2045253 | GE | NIT | YR | RT | Y | EP001 | EP001 | WELL ENTRY POINT | PINES CAMPGROUND (USFS) | EP - WELL - THE PINES CAMPGROUND |  | 1 | 5/28/2020 12:00:00 AM
VA2045254 | TC | TC | MN | RT | Y | DS001 | TCR01 |  | WILDERNESS ADVENTURE AT EAGLE LANDING | DISTRIBUTION SYSTEM |  | 3 | 6/21/2000 12:00:00 AM
VA2045254 | GE | MPN | QT | RT | Y | WL002 | RW002 | WELL 2 RAW TAP | WILDERNESS ADVENTURE AT EAGLE LANDING | WELL 2 |  | 1 | 6/21/2000 12:00:00 AM
VA2065040 | TC | TC | MN | RT | Y | DS001 | TCR01 |  | ANTIOCH CHRISTIAN ACADEMY DAYCARE CENTER | DISTRIBUTION SYSTEM |  | 3 | 1/24/2024 12:00:00 AM
VA2065040 | GE | VOC | QT | RT | Y | EP001 | EP001 | ENTRY POINT TAP | ANTIOCH CHRISTIAN ACADEMY DAYCARE CENTER | ENTRY POINT TAP |  | 1 | 1/24/2024 12:00:00 AM
VA2065050 | TC | TC | QT | RT | Y | DS001 | TCR01 |  | CAMP FRIENDSHIP - DINING HALL/LAKE | DISTRIBUTION SYSTEM |  | 1 | 10/15/1999 12:00:00 AM
VA2065050 | GE | NIT | YR | RT | Y | EP001 | EP001 | EP WELL 1 (DINING) | CAMP FRIENDSHIP - DINING HALL/LAKE | EP WELL 1 (DINING HALL/LAKE) |  | 1 | 10/15/1999 12:00:00 AM
VA2065050 | GE | MPN | YR | RT | Y | WL001 | RW001 | RAW TAP - DINING HALL WELL | CAMP FRIENDSHIP - DINING HALL/LAKE | WELL 1 (DINING HALL/LAKE) |  | 1 | 10/15/1999 12:00:00 AM
VA2065051 | TC | TC | MN | RT | Y | DS001 | TCR01 |  | CAMP FRIENDSHIP - GYMNASTICS CENTER | DISTRIBUTION SYSTEM |  | 2 | 6/22/2021 12:00:00 AM
VA2065052 | TC | TC | MN | RT | Y | DS001 | TCR01 |  | CAMP FRIENDSHIP - HICKORY VILLAGE | DISTRIBUTION SYSTEM |  | 3 | 6/14/2021 12:00:00 AM
VA2065052 | GE | NIT | YR | RT | Y | EP001 | EP001 | EP WELL 1 (HICKORY) | CAMP FRIENDSHIP - HICKORY VILLAGE | HICKORY WELL ENTRY POINT |  | 1 | 6/14/2021 12:00:00 AM
VA2065052 | GE | MPN | YR | RT | Y | WL001 | RW001 | RAW TAP - HICKORY WELL | CAMP FRIENDSHIP - HICKORY VILLAGE | HICKORY WELL |  | 1 | 6/14/2021 12:00:00 AM
VA2065053 | TC | TC | QT | RT | Y | DS001 | TCR01 |  | CAMP FRIENDSHIP - OWNER SYSTEM | DISTRIBUTION SYSTEM |  | 1 | 1/28/2015 12:00:00 AM
VA2065053 | GE | NIT | YR | RT | Y | EP001 | EP001 | OWNERS WELL ENTRY POINT | CAMP FRIENDSHIP - OWNER SYSTEM | OWNERS WELL ENTRY POINT |  | 1 | 1/28/2015 12:00:00 AM
VA2065053 | GE | MPN | YR | RT | Y | WL001 | RW001 | RAW WATER TAP | CAMP FRIENDSHIP - OWNER SYSTEM | OWNERS WELL |  | 1 | 1/28/2015 12:00:00 AM
VA2065054 | TC | TC | QT | RT | Y | DS001 | TCR01 |  | CAMP FRIENDSHIP - POOL/EQUESTRIAN | DISTRIBUTION SYSTEM |  | 1 | 1/28/2015 12:00:00 AM
VA2065054 | GE | NIT | YR | RT | Y | EP001 | EP001 | EP WELL 1 (POOL) | CAMP FRIENDSHIP - POOL/EQUESTRIAN | POOL WELL ENTRY POINT |  | 1 | 1/28/2015 12:00:00 AM
VA2065054 | GE | NIT | YR | RT | Y | EP002 | EP002 | EP WELL 2 (EQUEST) | CAMP FRIENDSHIP - POOL/EQUESTRIAN | EQUESTRIAN WELL ENTRY POINT |  | 1 | 1/28/2015 12:00:00 AM
VA2065054 | GE | MPN | YR | RT | Y | WL001 | RW001 | RAW TAP - POOL WELL | CAMP FRIENDSHIP - POOL/EQUESTRIAN | POOL WELL |  | 1 | 1/28/2015 12:00:00 AM
VA2065054 | GE | MPN | QT | RT | Y | WL002 | RW002 | RAW TAP - EQUESTRIAN WELL | CAMP FRIENDSHIP - POOL/EQUESTRIAN | EQUESTRIAN WELL |  | 1 | 1/28/2015 12:00:00 AM
VA2065120 | GE | THH5 | 3Y | RT | Y | DS001 | DBP01 | POST OFFICE - 17 CAMERON | COLUMBIA | DISTRIBUTION SYSTEM |  | 1 | 2/11/1997 12:00:00 AM
VA2065120 | TC | TC | MN | RT | Y | DS001 | TCR01 |  | COLUMBIA | DISTRIBUTION SYSTEM |  | 3 | 2/11/1997 12:00:00 AM
VA2065120 | GE | NIT | YR | RT | Y | EP001 | EP001 | EP WELL | COLUMBIA | ENTRY POINT WELL #1 |  | 1 | 2/11/1997 12:00:00 AM
VA2065120 | GE | NIT | YR | RT | Y | EP002 | EP002 | ENTRY POINT WELL #2 | COLUMBIA | ENTRY POINT WELL #2 |  | 1 | 2/11/1997 12:00:00 AM
VA2065120 | GE | MPN | YR | RT | Y | WL001 | RW001 | WELL #1 RAW TAP | COLUMBIA | WELL #1 (OLD) |  | 1 | 2/11/1997 12:00:00 AM
VA2065120 | GE | MPN | YR | RT | Y | WL002 | RW002 | WELL #2 RAW TAP | COLUMBIA | WELL #2 (NEW) |  | 1 | 2/11/1997 12:00:00 AM
VA2065195 | TC | TC | MN | RT | Y | DS001 | TCR01 |  | THE LIGHT ACADEMY | DISTRIBUTION SYSTEM |  | 3 | 5/30/2018 12:00:00 AM
VA2065195 | GE | NIT | YR | RT | Y | EP001 | EP001 | FINISHED WATER TAP | THE LIGHT ACADEMY | ENTRY POINT |  | 1 | 5/30/2018 12:00:00 AM
VA2065195 | GE | MPN | YR | RT | Y | WL002 | RW002 | WELL 2 RAW WATER | THE LIGHT ACADEMY | WELL 2 |  | 1 | 5/30/2018 12:00:00 AM
VA2065245 | GE | THH5 | 3Y | RT | Y | DS001 | DBP01 | KITCHEN - MRT | FLUVANNA COUNTY COURTHOUSE | DISTRIBUTION SYSTEM |  | 1 | 11/29/2001 12:00:00 AM
VA2065245 | TC | TC | MN | RT | Y | DS001 | TCR01 |  | FLUVANNA COUNTY COURTHOUSE | DISTRIBUTION SYSTEM |  | 3 | 11/29/2001 12:00:00 AM
VA2065245 | GE | NIT | YR | RT | Y | EP001 | EP001 | FINISHED WATER TAP | FLUVANNA COUNTY COURTHOUSE | ENTRY POINT TAP |  | 1 | 11/29/2001 12:00:00 AM
VA2065245 | GE | MPN | YR | RT | Y | WL001 | RW001 | WELL RAW WATER TAP | FLUVANNA COUNTY COURTHOUSE | WELL 1 |  | 1 | 11/29/2001 12:00:00 AM
VA2065250 | GE | THH5 | QT | RT | Y | DS001 | DBP01 | BLDG AND GROUNDS | FLUVANNA CORRECTIONAL CENTER FOR WOMEN | DISTRIBUTION SYSTEM |  | 1 | 1/1/1998 12:00:00 AM
VA2065250 | GE | THH5 | QT | RT | Y | DS001 | DBP02 | MEDICAL BUILDING | FLUVANNA CORRECTIONAL CENTER FOR WOMEN | DISTRIBUTION SYSTEM |  | 1 | 1/1/1998 12:00:00 AM
VA2065250 | TC | TC | MN | RT | Y | DS001 | TCR01 |  | FLUVANNA CORRECTIONAL CENTER FOR WOMEN | DISTRIBUTION SYSTEM |  | 6 | 1/1/1998 12:00:00 AM
VA2065250 | GE | ICMT | YR | RT | Y | EP001 | EP001 | FINISHED WATER TAP | FLUVANNA CORRECTIONAL CENTER FOR WOMEN | WATER TREATMENT PLANT (EP) |  | 1 | 1/1/1998 12:00:00 AM
VA2065250 | GE | VOC | QT | RT | Y | EP001 | EP001 | FINISHED WATER TAP | FLUVANNA CORRECTIONAL CENTER FOR WOMEN | WATER TREATMENT PLANT (EP) |  | 1 | 1/1/1998 12:00:00 AM
VA2065250 | GE | TOCA | QT | RT | Y | RW001 | RW001 | RAW WATER | FLUVANNA CORRECTIONAL CENTER FOR WOMEN | COMBINED RAW WATER - FCCW WTP |  | 1 | 1/1/1998 12:00:00 AM
VA2065250 | GE | TOC | QT | RT | Y | TP001 | UP001 | COMBINED FILTER EFF | FLUVANNA CORRECTIONAL CENTER FOR WOMEN | WATER TREATMENT PLANT |  | 1 | 1/1/1998 12:00:00 AM
VA2065255 | PB | PBCU | 3Y | RT | Y | DS001 | DBP02 | ELEM KITCHEN | FLUVANNA COUNTY MIDDLE SCHOOL | DISTRIBUTION SYSTEM | FSD | 1 | 2/11/1997 12:00:00 AM
VA2065255 | GE | THH5 | YR | RT | Y | DS001 | DBP02 | ELEM KITCHEN | FLUVANNA COUNTY MIDDLE SCHOOL | DISTRIBUTION SYSTEM |  | 1 | 2/11/1997 12:00:00 AM
VA2065255 | PB | PBCU | 3Y | RT | Y | DS001 | LCR01 | M.S. KITCHEN | FLUVANNA COUNTY MIDDLE SCHOOL | DISTRIBUTION SYSTEM | FSD | 1 | 2/11/1997 12:00:00 AM
VA2065255 | PB | PBCU | 3Y | RT | Y | DS001 | LCR02 | MS BOYS RM VO-AG WING | FLUVANNA COUNTY MIDDLE SCHOOL | DISTRIBUTION SYSTEM | FSD | 1 | 2/11/1997 12:00:00 AM
VA2065255 | PB | PBCU | 3Y | RT | Y | DS001 | LCR03 | MS GIRLS RM MAIN BLD DOWN | FLUVANNA COUNTY MIDDLE SCHOOL | DISTRIBUTION SYSTEM | FSD | 1 | 2/11/1997 12:00:00 AM
VA2065255 | PB | PBCU | 3Y | RT | Y | DS001 | LCR04 | MS BOYS RM OFFICE | FLUVANNA COUNTY MIDDLE SCHOOL | DISTRIBUTION SYSTEM | FSD | 1 | 2/11/1997 12:00:00 AM
VA2065255 | PB | PBCU | 3Y | RT | Y | DS001 | LCR06 | ELEM BOYS RM DOWN MAIN HALL | FLUVANNA COUNTY MIDDLE SCHOOL | DISTRIBUTION SYSTEM | FSD | 1 | 2/11/1997 12:00:00 AM
VA2065255 | PB | PBCU | 3Y | RT | Y | DS001 | LCR07 | ELEM GIRLS RM DOWN MAIN HALL | FLUVANNA COUNTY MIDDLE SCHOOL | DISTRIBUTION SYSTEM | FSD | 1 | 2/11/1997 12:00:00 AM
VA2065255 | PB | PBCU | 3Y | RT | Y | DS001 | LCR09 | ELEM BOYS RM W WING | FLUVANNA COUNTY MIDDLE SCHOOL | DISTRIBUTION SYSTEM | FSD | 1 | 2/11/1997 12:00:00 AM
VA2065255 | PB | PBCU | 3Y | RT | Y | DS001 | LCR11 | W WING WATER FOUNTAIN ELEM | FLUVANNA COUNTY MIDDLE SCHOOL | DISTRIBUTION SYSTEM | FSD | 1 | 2/11/1997 12:00:00 AM
VA2065255 | PB | PBCU | 3Y | RT | Y | DS001 | LCR12 | GUIDANCE WATER FOUNTAIN | FLUVANNA COUNTY MIDDLE SCHOOL | DISTRIBUTION SYSTEM | FSD | 1 | 2/11/1997 12:00:00 AM
VA2065255 | TC | TC | MN | RT | Y | DS001 | TCR01 |  | FLUVANNA COUNTY MIDDLE SCHOOL | DISTRIBUTION SYSTEM |  | 6 | 2/11/1997 12:00:00 AM
VA2065255 | GE | NIT | YR | RT | Y | EP001 | EP001 | EP COMBINED WELLS | FLUVANNA COUNTY MIDDLE SCHOOL | COMBINED WELLS 1,2,3 & 4 |  | 1 | 2/11/1997 12:00:00 AM
VA2065255 | GE | MPN | YR | RT | Y | WL001 | RW001 | MIDDLE SCHOOL WELL | FLUVANNA COUNTY MIDDLE SCHOOL | MIDDLE SCHOOL WELL |  | 1 | 2/11/1997 12:00:00 AM
VA2065255 | GE | MPN | YR | RT | Y | WL002 | RW002 | FOOTBALL WELL TAP | FLUVANNA COUNTY MIDDLE SCHOOL | FOOTBALL WELL |  | 1 | 2/11/1997 12:00:00 AM
VA2065255 | GE | MPN | YR | RT | Y | WL003 | RW003 | CENTRAL WELL TAP | FLUVANNA COUNTY MIDDLE SCHOOL | CENTRAL WELL |  | 1 | 2/11/1997 12:00:00 AM
VA2065256 | GE | THH5 | YR | RT | Y | DS001 | DBP02 | ROOM 4314 | FLUVANNA COUNTY HIGH SCHOOL | DISTRIBUTION SYSTEM |  | 1 | 7/11/2012 12:00:00 AM
VA2065256 | TC | TC | MN | RT | Y | DS001 | TCR01 |  | FLUVANNA COUNTY HIGH SCHOOL | DISTRIBUTION SYSTEM |  | 6 | 7/11/2012 12:00:00 AM
VA2065256 | GE | MPN | YR | RT | Y | WL003 | RW003 | PARK WELL | FLUVANNA COUNTY HIGH SCHOOL | PARK BALLFIELD WELL |  | 1 | 7/11/2012 12:00:00 AM
VA2065265 | GE | HAA5 | QT | RT | Y | DS001 | DBP01 | 4222 RICHMOND RD | FLUVANNA COUNTY ZION CROSSROADS | DISTRIBUTION SYSTEM |  | 1 | 2/28/2023 12:00:00 AM
VA2065265 | GE | TTHM | QT | RT | Y | DS001 | DBP02 | 21337 JAMES MADISON HWY | FLUVANNA COUNTY ZION CROSSROADS | DISTRIBUTION SYSTEM |  | 1 | 2/28/2023 12:00:00 AM
VA2065265 | PB | PBCU | 6M | RT | Y | DS001 | LCR01 | LCR SITE 1 | FLUVANNA COUNTY ZION CROSSROADS | DISTRIBUTION SYSTEM | FSD | 1 | 2/28/2023 12:00:00 AM
VA2065265 | TC | TC | MN | RT | Y | DS001 | TCR01 |  | FLUVANNA COUNTY ZION CROSSROADS | DISTRIBUTION SYSTEM |  | 3 | 2/28/2023 12:00:00 AM
VA2065300 | GE | THH5 | YR | RT | Y | DS001 | DBP01 | MIDDLE SCHOOL TAP | FORK UNION SANITARY DISTRICT | DISTRIBUTION SYSTEM |  | 1 | 4/18/1993 12:00:00 AM
VA2065300 | PB | PBCU | 3Y | RT | Y | DS001 | LCR01 | 765 BREMO BLUFF RD | FORK UNION SANITARY DISTRICT | DISTRIBUTION SYSTEM | FSD | 1 | 4/18/1993 12:00:00 AM
VA2065300 | PB | PBCU | 3Y | RT | Y | DS001 | LCR02 | 152 CABEL LN | FORK UNION SANITARY DISTRICT | DISTRIBUTION SYSTEM | FSD | 1 | 4/18/1993 12:00:00 AM
VA2065300 | PB | PBCU | 3Y | RT | Y | DS001 | LCR03 | 4376 JAMES MADISON HWY | FORK UNION SANITARY DISTRICT | DISTRIBUTION SYSTEM | FSD | 1 | 4/18/1993 12:00:00 AM
VA2065300 | PB | PBCU | 3Y | RT | Y | DS001 | LCR04 | 83 CAREBY LN | FORK UNION SANITARY DISTRICT | DISTRIBUTION SYSTEM | FSD | 1 | 4/18/1993 12:00:00 AM
VA2065300 | PB | PBCU | 3Y | RT | Y | DS001 | LCR05 | 15145 WEST RIVER RD | FORK UNION SANITARY DISTRICT | DISTRIBUTION SYSTEM | FSD | 1 | 4/18/1993 12:00:00 AM
VA2065300 | PB | PBCU | 3Y | RT | Y | DS001 | LCR06 | 15383 WEST RIVER RD | FORK UNION SANITARY DISTRICT | DISTRIBUTION SYSTEM | FSD | 1 | 4/18/1993 12:00:00 AM
VA2065300 | PB | PBCU | 3Y | RT | Y | DS001 | LCR07 | 1095 WINNSVILLE DR | FORK UNION SANITARY DISTRICT | DISTRIBUTION SYSTEM | FSD | 1 | 4/18/1993 12:00:00 AM
VA2065300 | PB | PBCU | 3Y | RT | Y | DS001 | LCR08 | 5164 JAMES MADISON HWY | FORK UNION SANITARY DISTRICT | DISTRIBUTION SYSTEM | FSD | 1 | 4/18/1993 12:00:00 AM
VA2065300 | PB | PBCU | 3Y | RT | Y | DS001 | LCR09 | 149 STAGE RD | FORK UNION SANITARY DISTRICT | DISTRIBUTION SYSTEM | FSD | 1 | 4/18/1993 12:00:00 AM
VA2065300 | PB | PBCU | 3Y | RT | Y | DS001 | LCR10 | 390 WEST BOTTOM RD | FORK UNION SANITARY DISTRICT | DISTRIBUTION SYSTEM | FSD | 1 | 4/18/1993 12:00:00 AM
VA2065300 | TC | TC | MN | RT | Y | DS001 | TCR01 |  | FORK UNION SANITARY DISTRICT | DISTRIBUTION SYSTEM |  | 6 | 4/18/1993 12:00:00 AM
VA2065300 | GE | NIT | YR | RT | Y | EP001 | EP001 | WEST BOTTOM FINISHED | FORK UNION SANITARY DISTRICT | WEST BOTTOM ENTRY POINT |  | 1 | 4/18/1993 12:00:00 AM
VA2065300 | GE | NIT | YR | RT | Y | EP002 | EP002 | OWENS FINISHED | FORK UNION SANITARY DISTRICT | OWENS ENTRY POINT |  | 1 | 4/18/1993 12:00:00 AM
VA2065300 | GE | NIT | YR | RT | Y | EP003 | EP003 | BREMO FINISHED | FORK UNION SANITARY DISTRICT | BREMO ENTRY POINT |  | 1 | 4/18/1993 12:00:00 AM
VA2065300 | GE | NIT | YR | RT | Y | EP004 | EP004 | MELTON FINISHED | FORK UNION SANITARY DISTRICT | MELTON ENTRY POINT |  | 1 | 4/18/1993 12:00:00 AM
VA2065300 | GE | NIT | YR | RT | Y | EP005 | EP005 | MORRIS FINISHED | FORK UNION SANITARY DISTRICT | MORRIS ENTRY POINT |  | 1 | 4/18/1993 12:00:00 AM
VA2065300 | GE | VOC | YR | RT | Y | EP005 | EP005 | MORRIS FINISHED | FORK UNION SANITARY DISTRICT | MORRIS ENTRY POINT |  | 1 | 4/18/1993 12:00:00 AM
VA2065300 | GE | NIT | YR | RT | Y | EP006 | EP006 | OMOHUNDRO FINISHED | FORK UNION SANITARY DISTRICT | OMOHUNDRO ENTRY POINT |  | 1 | 4/18/1993 12:00:00 AM
VA2065300 | GE | MPN | YR | RT | Y | WL002 | RW002 | BREMO WELL RAW | FORK UNION SANITARY DISTRICT | BREMO WELL |  | 1 | 4/18/1993 12:00:00 AM
VA2065300 | GE | MPN | YR | RT | Y | WL003 | RW003 | OWENS WELL RAW | FORK UNION SANITARY DISTRICT | OWENS WELL |  | 1 | 4/18/1993 12:00:00 AM
VA2065300 | GE | MPN | YR | RT | Y | WL004 | RW004 | OMOHUNDRO WELL RAW | FORK UNION SANITARY DISTRICT | OMOHUNDRO WELL |  | 1 | 4/18/1993 12:00:00 AM
VA2065300 | GE | MPN | YR | RT | Y | WL006 | RW006 | MORRIS WELL RAW | FORK UNION SANITARY DISTRICT | MORRIS WELL |  | 1 | 4/18/1993 12:00:00 AM
VA2065300 | GE | MPN | YR | RT | Y | WL007 | RW007 | WEST BOTTOM WELL RAW | FORK UNION SANITARY DISTRICT | WEST BOTTOM WELL |  | 1 | 4/18/1993 12:00:00 AM
VA2065300 | GE | MPN | YR | RT | Y | WL008 | RW008 | MELTON WELL RAW | FORK UNION SANITARY DISTRICT | EMERGENCY MELTON WELL |  | 1 | 4/18/1993 12:00:00 AM
VA2065480 | GE | THH5 | QT | RT | Y | DS001 | DBP01 | SUBWAY STORE 264 TURKEYSAG | LAKE MONTICELLO | DISTRIBUTION SYSTEM |  | 1 | 6/24/1977 12:00:00 AM
VA2065480 | GE | THH5 | QT | RT | Y | DS001 | DBP02 | EFFORT BAPT. CHURCH | LAKE MONTICELLO | DISTRIBUTION SYSTEM |  | 1 | 6/24/1977 12:00:00 AM
VA2065480 | GE | THH5 | QT | RT | Y | DS001 | DBP03 | CLIFFORD BEAUTIFUL GATE | LAKE MONTICELLO | DISTRIBUTION SYSTEM |  | 1 | 6/24/1977 12:00:00 AM
VA2065480 | GE | THH5 | QT | RT | Y | DS001 | DBP04 | 13 GLEN BURNIE ROAD | LAKE MONTICELLO | DISTRIBUTION SYSTEM |  | 1 | 6/24/1977 12:00:00 AM
VA2065480 | PB | PBCU | 3Y | RT | Y | DS001 | LCR001 | 46 TANGLEWOOD RD | LAKE MONTICELLO | DISTRIBUTION SYSTEM | FSD | 1 | 6/24/1977 12:00:00 AM
VA2065480 | PB | PBCU | 3Y | RT | Y | DS001 | LCR002 | 15 BOLLING CIR | LAKE MONTICELLO | DISTRIBUTION SYSTEM | FSD | 1 | 6/24/1977 12:00:00 AM
VA2065480 | PB | PBCU | 3Y | RT | Y | DS001 | LCR003 | 13 CHATHAM LN | LAKE MONTICELLO | DISTRIBUTION SYSTEM | FSD | 1 | 6/24/1977 12:00:00 AM
VA2065480 | PB | PBCU | 3Y | RT | Y | DS001 | LCR005 | 5 PINEKNOLL CIR | LAKE MONTICELLO | DISTRIBUTION SYSTEM | FSD | 1 | 6/24/1977 12:00:00 AM
VA2065480 | PB | PBCU | 3Y | RT | Y | DS001 | LCR006 | 33 TANGLEWOOD RD | LAKE MONTICELLO | DISTRIBUTION SYSTEM | FSD | 1 | 6/24/1977 12:00:00 AM
VA2065480 | PB | PBCU | 3Y | RT | Y | DS001 | LCR007 | 63 FOREST DR | LAKE MONTICELLO | DISTRIBUTION SYSTEM | FSD | 1 | 6/24/1977 12:00:00 AM
VA2065480 | PB | PBCU | 3Y | RT | Y | DS001 | LCR008 | 5 SWAN CT | LAKE MONTICELLO | DISTRIBUTION SYSTEM | FSD | 1 | 6/24/1977 12:00:00 AM
VA2065480 | PB | PBCU | 3Y | RT | Y | DS001 | LCR010 | 61 FOREST DR | LAKE MONTICELLO | DISTRIBUTION SYSTEM | FSD | 1 | 6/24/1977 12:00:00 AM
VA2065480 | PB | PBCU | 3Y | RT | Y | DS001 | LCR011 | 705 JEFFERSON DR | LAKE MONTICELLO | DISTRIBUTION SYSTEM | FSD | 1 | 6/24/1977 12:00:00 AM
VA2065480 | PB | PBCU | 3Y | RT | Y | DS001 | LCR012 | 36 DOG LEG RD | LAKE MONTICELLO | DISTRIBUTION SYSTEM | FSD | 1 | 6/24/1977 12:00:00 AM
VA2065480 | PB | PBCU | 3Y | RT | Y | DS001 | LCR013 | 49 EAST POINT RD | LAKE MONTICELLO | DISTRIBUTION SYSTEM | FSD | 1 | 6/24/1977 12:00:00 AM
VA2065480 | PB | PBCU | 3Y | RT | Y | DS001 | LCR014 | 4 CHESTNUT CT | LAKE MONTICELLO | DISTRIBUTION SYSTEM | FSD | 1 | 6/24/1977 12:00:00 AM
VA2065480 | PB | PBCU | 3Y | RT | Y | DS001 | LCR016 | 678 JEFFERSON DR | LAKE MONTICELLO | DISTRIBUTION SYSTEM | FSD | 1 | 6/24/1977 12:00:00 AM
VA2065480 | PB | PBCU | 3Y | RT | Y | DS001 | LCR018 | 51 MARWOOD DR | LAKE MONTICELLO | DISTRIBUTION SYSTEM | FSD | 1 | 6/24/1977 12:00:00 AM
VA2065480 | PB | PBCU | 3Y | RT | Y | DS001 | LCR020 | 37 OUT OF BOUNDS RD | LAKE MONTICELLO | DISTRIBUTION SYSTEM | FSD | 1 | 6/24/1977 12:00:00 AM
VA2065480 | PB | PBCU | 3Y | RT | Y | DS001 | LCR022 | 2 CARDINAL PT | LAKE MONTICELLO | DISTRIBUTION SYSTEM | FSD | 1 | 6/24/1977 12:00:00 AM
VA2065480 | PB | PBCU | 3Y | RT | Y | DS001 | LCR028 | 1 ASHCAKE TER | LAKE MONTICELLO | DISTRIBUTION SYSTEM | FSD | 1 | 6/24/1977 12:00:00 AM
VA2065480 | PB | PBCU | 3Y | RT | Y | DS001 | LCR030 | 945 JEFFERSON DR | LAKE MONTICELLO | DISTRIBUTION SYSTEM | FSD | 1 | 6/24/1977 12:00:00 AM
VA2065480 | PB | PBCU | 3Y | RT | Y | DS001 | LCR031 | 5 WREN CT | LAKE MONTICELLO | DISTRIBUTION SYSTEM | FSD | 1 | 6/24/1977 12:00:00 AM
VA2065480 | PB | PBCU | 3Y | RT | Y | DS001 | LCR032 | 23 WHIPPORWILL LN | LAKE MONTICELLO | DISTRIBUTION SYSTEM | FSD | 1 | 6/24/1977 12:00:00 AM
VA2065480 | PB | PBCU | 3Y | RT | Y | DS001 | LCR033 | 4 TRAY CIR | LAKE MONTICELLO | DISTRIBUTION SYSTEM | FSD | 1 | 6/24/1977 12:00:00 AM
VA2065480 | PB | PBCU | 3Y | RT | Y | DS001 | LCR034 | 9 GREEN CT | LAKE MONTICELLO | DISTRIBUTION SYSTEM | FSD | 1 | 6/24/1977 12:00:00 AM
VA2065480 | PB | PBCU | 3Y | RT | Y | DS001 | LCR036 | 10 PINE KNOLL CIR | LAKE MONTICELLO | DISTRIBUTION SYSTEM | FSD | 1 | 6/24/1977 12:00:00 AM
VA2065480 | PB | PBCU | 3Y | RT | Y | DS001 | LCR037 | 7 DOVER CT | LAKE MONTICELLO | DISTRIBUTION SYSTEM | FSD | 1 | 6/24/1977 12:00:00 AM
VA2065480 | PB | PBCU | 3Y | RT | Y | DS001 | LCR038 | 4 HILLTOP CIR | LAKE MONTICELLO | DISTRIBUTION SYSTEM | FSD | 1 | 6/24/1977 12:00:00 AM
VA2065480 | PB | PBCU | 3Y | RT | Y | DS001 | LCR040 | 860 JEFFERSON DR | LAKE MONTICELLO | DISTRIBUTION SYSTEM | FSD | 1 | 6/24/1977 12:00:00 AM
VA2065480 | PB | PBCU | 3Y | RT | Y | DS001 | LCR041 | 437 JEFFERSON DR | LAKE MONTICELLO | DISTRIBUTION SYSTEM | FSD | 1 | 6/24/1977 12:00:00 AM
VA2065480 | PB | PBCU | 3Y | RT | Y | DS001 | LCR042 | 33 JEFFERSON DR | LAKE MONTICELLO | DISTRIBUTION SYSTEM | FSD | 1 | 6/24/1977 12:00:00 AM
VA2065480 | PB | PBCU | 3Y | RT | Y | DS001 | LCR044 | 201 JEFFERSON DR | LAKE MONTICELLO | DISTRIBUTION SYSTEM | FSD | 1 | 6/24/1977 12:00:00 AM
VA2065480 | PB | PBCU | 3Y | RT | Y | DS001 | LCR045 | 57 FOREST DR | LAKE MONTICELLO | DISTRIBUTION SYSTEM | FSD | 1 | 6/24/1977 12:00:00 AM
VA2065480 | TC | TC | MN | RT | Y | DS001 | TCR01 |  | LAKE MONTICELLO | DISTRIBUTION SYSTEM |  | 30 | 6/24/1977 12:00:00 AM
VA2065480 | GE | ICMT | YR | RT | Y | EP001 | EP001 | FINISHED WATER TAP | LAKE MONTICELLO | WATER TREATMENT PLANT (EP) |  | 1 | 6/24/1977 12:00:00 AM
VA2065480 | GE | NIT | YR | RT | Y | EP001 | EP001 | FINISHED WATER TAP | LAKE MONTICELLO | WATER TREATMENT PLANT (EP) |  | 1 | 6/24/1977 12:00:00 AM
VA2065480 | GE | TOCA | QT | RT | Y | RW001 | RW001 | RAW WATER | LAKE MONTICELLO | COMBINED RAW WATER - LAKE MONTICELLO WTP |  | 1 | 6/24/1977 12:00:00 AM
VA2065480 | GE | FRFL | MN | ST | N | TP001 | LB001 | LAB TAP | LAKE MONTICELLO | WATER TREATMENT PLANT |  | 3 | 6/24/1977 12:00:00 AM
VA2065480 | GE | TOC | QT | RT | Y | TP001 | UP001 | COMBINED FILTER EFF | LAKE MONTICELLO | WATER TREATMENT PLANT |  | 1 | 6/24/1977 12:00:00 AM
VA2065520 | GE | THH5 | 3Y | RT | Y | DS001 | DBP01 | GYM TAP - MRT | OAKLAND SCHOOL | DISTRIBUTION SYSTEM |  | 1 | 4/10/1992 12:00:00 AM
VA2065520 | TC | TC | MN | RT | Y | DS001 | TCR01 |  | OAKLAND SCHOOL | DISTRIBUTION SYSTEM |  | 3 | 4/10/1992 12:00:00 AM
VA2065520 | GE | MPN | YR | RT | Y | WL001 | RW001 | WELL 1 RAW WATER | OAKLAND SCHOOL | WELL 1 |  | 1 | 4/10/1992 12:00:00 AM
VA2065520 | GE | MPN | YR | RT | Y | WL002 | RW002 | WELL 2 RAW WATER | OAKLAND SCHOOL | WELL 2 (EMERGENCY) |  | 1 | 4/10/1992 12:00:00 AM
VA2065520 | GE | MPN | YR | RT | Y | WL003 | RW003 | WELL 3 RAW WATER | OAKLAND SCHOOL | WELL 3 |  | 1 | 4/10/1992 12:00:00 AM
VA2065520 | GE | MPN | YR | RT | Y | WL005 | RW005 | WELL 5 RAW WATER | OAKLAND SCHOOL | WELL 5 |  | 1 | 4/10/1992 12:00:00 AM
VA2065525 | TC | TC | MN | RT | Y | DS001 | TCR01 |  | OPEN DOOR CHRISTIAN SCHOOL | DISTRIBUTION SYSTEM |  | 3 | 10/11/1991 12:00:00 AM
VA2065540 | GE | THH5 | 3Y | RT | Y | DS001 | DBP01 | 141 MAIN ST. | PALMYRA | DISTRIBUTION SYSTEM |  | 1 | 2/11/1997 12:00:00 AM
VA2065540 | TC | TC | MN | RT | Y | DS001 | TCR01 |  | PALMYRA | DISTRIBUTION SYSTEM |  | 3 | 2/11/1997 12:00:00 AM
VA2065540 | GE | MPN | YR | RT | Y | WL003 | RW003 | WELL 3 RAW TAP | PALMYRA | WELL 3 |  | 1 | 2/11/1997 12:00:00 AM
VA2065540 | GE | MPN | YR | RT | Y | WL02A | RW02A | WELL 2A RAW TAP | PALMYRA | WELL 2A |  | 1 | 2/11/1997 12:00:00 AM
VA2065560 | GE | THH5 | 3Y | RT | Y | DS001 | DBP01 | KITCHEN - MRT | FLUVANNA COUNTY SCHOOL BOARD OFFICE | DISTRIBUTION SYSTEM |  | 1 | 2/11/1997 12:00:00 AM
VA2065560 | TC | TC | MN | RT | Y | DS001 | TCR01 |  | FLUVANNA COUNTY SCHOOL BOARD OFFICE | DISTRIBUTION SYSTEM |  | 3 | 2/11/1997 12:00:00 AM
VA2065560 | GE | MPN | YR | RT | Y | WL001 | RW001 | WELL RAW TAP | FLUVANNA COUNTY SCHOOL BOARD OFFICE | DRILLED WELL |  | 1 | 2/11/1997 12:00:00 AM
VA2065600 | GE | THH5 | 3Y | RT | Y | DS001 | DBP01 | HOUSE TAP - MRT | PINE GROVE MOBILE HOME PARK | DISTRIBUTION SYSTEM |  | 1 | 6/29/1993 12:00:00 AM
VA2065600 | TC | TC | MN | RT | Y | DS001 | TCR01 |  | PINE GROVE MOBILE HOME PARK | DISTRIBUTION SYSTEM |  | 3 | 6/29/1993 12:00:00 AM
VA2065600 | GE | RADA | 6Y | RT | Y | EP001 | EP001 | EP WELL | PINE GROVE MOBILE HOME PARK | EP WELL |  | 1 | 6/29/1993 12:00:00 AM
VA2065600 | GE | MPN | YR | RT | Y | WL001 | RW001 | WELL RAW TAP | PINE GROVE MOBILE HOME PARK | DRILLED WELL |  | 1 | 6/29/1993 12:00:00 AM
VA2065781 | TC | TC | MN | RT | Y | DS001 | TCR01 |  | STAGECOACH HILLS | DISTRIBUTION SYSTEM |  | 3 | 10/24/2001 12:00:00 AM
VA2065781 | GE | NIT | YR | RT | Y | EP001 | EP001 | EP WELL | STAGECOACH HILLS | EP WELL |  | 1 | 10/24/2001 12:00:00 AM
VA2065781 | GE | MPN | YR | RT | Y | WL001 | RW001 | WELL RAW TAP | STAGECOACH HILLS | WELL |  | 1 | 10/24/2001 12:00:00 AM
VA2065783 | TC | TC | MN | RT | Y | DS001 | TCR01 |  | TENASKA | DISTRIBUTION SYSTEM |  | 3 | 11/18/2003 12:00:00 AM
VA2065783 | GE | ICMT | 3Y | RT | Y | EP001 | EP001 | EP COMBINED WELLS | TENASKA | EP COMBINED WELLS |  | 1 | 11/18/2003 12:00:00 AM
VA2065783 | GE | NIT | YR | RT | Y | EP001 | EP001 | EP COMBINED WELLS | TENASKA | EP COMBINED WELLS |  | 1 | 11/18/2003 12:00:00 AM
VA2065783 | GE | VOC | 3Y | RT | Y | EP001 | EP001 | EP COMBINED WELLS | TENASKA | EP COMBINED WELLS |  | 1 | 11/18/2003 12:00:00 AM
VA2065783 | GE | MPN | YR | RT | Y | WL001 | RW001 | WELL 1 RAW TAP | TENASKA | WELL 1 |  | 1 | 11/18/2003 12:00:00 AM
VA2065783 | GE | MPN | YR | RT | Y | WL002 | RW002 | WELL 2 RAW TAP | TENASKA | WELL 2 |  | 1 | 11/18/2003 12:00:00 AM
VA2065950 | PB | PBCU | 3Y | RT | Y | DS001 | LCR01 | CAT/CSE BLDG | ZION STATION | DISTRIBUTION SYSTEM | FSD | 1 | 1/23/2012 12:00:00 AM
VA2065950 | PB | PBCU | 3Y | RT | Y | DS001 | LCR02 | OFFICE BLDG LUNCH ROOM | ZION STATION | DISTRIBUTION SYSTEM | FSD | 1 | 1/23/2012 12:00:00 AM
VA2065950 | PB | PBCU | 3Y | RT | Y | DS001 | LCR03 | OFFICE BLDG MEN'S ROOM | ZION STATION | DISTRIBUTION SYSTEM | FSD | 1 | 1/23/2012 12:00:00 AM
VA2065950 | PB | PBCU | 3Y | RT | Y | DS001 | LCR04 | S & N BLDG LUNCH ROOM | ZION STATION | DISTRIBUTION SYSTEM | FSD | 1 | 1/23/2012 12:00:00 AM
VA2065950 | PB | PBCU | 3Y | RT | Y | DS001 | LCR05 | S & N BLDG MEN'S ROOM | ZION STATION | DISTRIBUTION SYSTEM | FSD | 1 | 1/23/2012 12:00:00 AM
VA2065950 | TC | TC | MN | RT | Y | DS001 | TCR01 |  | ZION STATION | DISTRIBUTION SYSTEM |  | 3 | 1/23/2012 12:00:00 AM
VA2069022 | TC | TC | MN | RT | Y | DS950 | TCR01 |  | NINO'S PIZZARAMA (FORMERLY ANTHONY'S) | NINO'S DISTRIBUTION SYSTEM |  | 3 | 9/22/2016 12:00:00 AM
VA2069022 | GE | MPN | YR | RT | Y | WL001 | RW002 | WELL 1 DISCH LINE | NINO'S PIZZARAMA (FORMERLY ANTHONY'S) | WELL NO. 1 |  | 1 | 9/22/2016 12:00:00 AM
VA2069022 | GE | MPN | YR | RT | Y | WL002 | RW003 | WELL 2 DISCH LINE | NINO'S PIZZARAMA (FORMERLY ANTHONY'S) | WELL NO. 2 |  | 1 | 9/22/2016 12:00:00 AM
VA2069068 | TC | TC | QT | RT | Y | DS001 | TCR01 |  | BELLE GROVE PLANTATION | BELLE GROVE PLANTATION |  | 1 | 9/2/2022 12:00:00 AM
VA2069068 | GE | MPN | QT | RT | Y | WL001 | RW001 | RAW WATER TAP | BELLE GROVE PLANTATION | WELL NO. 1 |  | 1 | 9/2/2022 12:00:00 AM
VA2069070 | TC | TC | QT | RT | Y | DS950 | TCR01 |  | BETHEL LUTHERAN CHURCH | BETHEL LUTHERAN CHURCH |  | 1 | 9/1/2009 12:00:00 AM
VA2069070 | GE | MPN | YR | RT | Y | WL001 | RW001 | WELL NO 1 DISCH TAP | BETHEL LUTHERAN CHURCH | WELL NO. 1 |  | 1 | 9/1/2009 12:00:00 AM
VA2069100 | PB | PBCU | 3Y | RT | Y | DS950 | DS004 | UPSTAIRS MENS BATHROOM | CARMEUSE LIME & STONE- WINCHESTER QUARRY | CARMEUSE LIME & STONE | FSD | 1 | 11/20/2015 12:00:00 AM
VA2069100 | PB | PBCU | 3Y | RT | Y | DS950 | DS005 | UTILITY CLOSET | CARMEUSE LIME & STONE- WINCHESTER QUARRY | CARMEUSE LIME & STONE | FSD | 1 | 11/20/2015 12:00:00 AM
VA2069100 | PB | PBCU | 3Y | RT | Y | DS950 | DS006 | UPSTAIRS BAR SINK | CARMEUSE LIME & STONE- WINCHESTER QUARRY | CARMEUSE LIME & STONE | FSD | 1 | 11/20/2015 12:00:00 AM
VA2069100 | PB | PBCU | 3Y | RT | Y | DS950 | DS007 | DOWNSTAIRS WOMENS BATHRM | CARMEUSE LIME & STONE- WINCHESTER QUARRY | CARMEUSE LIME & STONE | FSD | 1 | 11/20/2015 12:00:00 AM
VA2069100 | PB | PBCU | 3Y | RT | Y | DS950 | DS008 | SHOP UTIITY SINK | CARMEUSE LIME & STONE- WINCHESTER QUARRY | CARMEUSE LIME & STONE | FSD | 1 | 11/20/2015 12:00:00 AM
VA2069100 | TC | TC | MN | RT | Y | DS950 | TCR01 |  | CARMEUSE LIME & STONE- WINCHESTER QUARRY | CARMEUSE LIME & STONE |  | 3 | 11/20/2015 12:00:00 AM
VA2069100 | GE | MPN | QT | RT | Y | WL001 | RW001 | WELL 1 DISCHARGE TAP | CARMEUSE LIME & STONE- WINCHESTER QUARRY | WELL NO 1 |  | 1 | 11/20/2015 12:00:00 AM
VA2069116 | TC | TC | QT | RT | Y | DS950 | TCR01 |  | CANDY HILL CAMPGROUND | CANDY HILL CAMPGROUND DS |  | 1 | 1/1/2003 12:00:00 AM
VA2069125 | TC | TC | MN | RT | Y | DS950 | TCR01 |  | CIVES STEEL COMPANY | CIVES STEEL COMPANY |  | 3 | 8/17/1977 12:00:00 AM
VA2069125 | GE | MPN | QT | RT | Y | WL001 | RW001 | WELL NO. 1 | CIVES STEEL COMPANY | WELL NO. 1 |  | 1 | 8/17/1977 12:00:00 AM
VA2069137 | TC | TC | QT | RT | Y | DS950 | TCR01 |  | COVE CAMPGROUND | COVE CAMPGROUND DS |  | 1 | 1/1/2003 12:00:00 AM
VA2069180 | TC | TC | MN | RT | Y | DS950 | TCR01 |  | ECHO VILLAGE MOTEL | ECHO VILLAGE MOTEL |  | 3 | 6/17/2002 12:00:00 AM
VA2069180 | GE | MPN | QT | RT | Y | WL001 | RW002 | WELL NO. 1 | ECHO VILLAGE MOTEL | WELL NO. 1 (WEST WELL) |  | 1 | 6/17/2002 12:00:00 AM
VA2069180 | GE | MPN | QT | RT | Y | WL002 | RW003 | WELL 2 DISCH LINE | ECHO VILLAGE MOTEL | WELL NO. 2 (EAST WELL) |  | 1 | 6/17/2002 12:00:00 AM
VA2069202 | TC | TC | MN | RT | Y | DS001 | TCR01 |  | EL PUEBLITO RESTAURANT | DISTRIBUTION SYSTEM |  | 3 | 10/31/2016 12:00:00 AM
VA2069202 | GE | MPN | YR | RT | Y | WL001 | RW001 | BASEMENT TAP BEFORE TREATMENT | EL PUEBLITO RESTAURANT | DRILLED WELL - OUT FRONT |  | 1 | 10/31/2016 12:00:00 AM
VA2069208 | TC | TC | QT | RT | Y | DS950 | TCR01 |  | HAYFIELD FAMILY RESTAURANT | HAYFIELD FAMILY REST |  | 1 | 1/1/2003 12:00:00 AM
VA2069208 | GE | MPN | YR | RT | Y | WL001 | RW002 | WELL 1 DISCH LINE | HAYFIELD FAMILY RESTAURANT | WELL NO. 1 |  | 1 | 1/1/2003 12:00:00 AM
VA2069216 | TC | TC | MN | RT | Y | DS001 | TCR01 |  | CORNERS BAR AND GRILL | DISTRIBUTION SYSTEM |  | 3 | 6/17/2020 12:00:00 AM
VA2069216 | GE | MPN | QT | RT | Y | WL001 | RW001 | WELL RAW TAP | CORNERS BAR AND GRILL | WELL NO. 1 |  | 1 | 6/17/2020 12:00:00 AM
VA2069250 | GE | THH5 | QT | RT | Y | DS950 | DS004 | 241 SUNSET DRIVE | FREDERICK WATER | FCSA |  | 1 | 4/15/1969 12:00:00 AM
VA2069250 | GE | THH5 | QT | RT | Y | DS950 | DS007 | 2239 FRONT ROYAL PIK | FREDERICK WATER | FCSA |  | 1 | 4/15/1969 12:00:00 AM
VA2069250 | GE | THH5 | QT | RT | Y | DS950 | IDSE043 | 2070 FRONT ROYAL PIKE | FREDERICK WATER | FCSA |  | 1 | 4/15/1969 12:00:00 AM
VA2069250 | GE | THH5 | QT | RT | Y | DS950 | IDSE044 | RACHEL CARSON DR - NORTH | FREDERICK WATER | FCSA |  | 1 | 4/15/1969 12:00:00 AM
VA2069250 | TC | TC | MN | RT | Y | DS950 | TCR01 |  | FREDERICK WATER | FCSA |  | 150 | 4/15/1969 12:00:00 AM
VA2069250 | GE | TOCA | QT | RT | Y | IN002 | RW001 | INTAKE RAW 1 - JDTP | FREDERICK WATER | STEPHENS CITY QUARRY (NORTH) |  | 1 | 4/15/1969 12:00:00 AM
VA2069250 | GE | TOCA | QT | RT | Y | IN022 | RW003 | INTAKE RAW 1 - NTP | FREDERICK WATER | CLEAR BROOK QUARRY (PIT 2) |  | 1 | 4/15/1969 12:00:00 AM
VA2069250 | GE | TOCA | MN | RT | Y | IN023 | RW023 | RAW TAP PIT 2 FOR SLIWINSKI | FREDERICK WATER | CLEAR BROOK PIT 2 TO SLIWINSKI |  | 3 | 4/15/1969 12:00:00 AM
VA2069250 | GE | FRFL | MN | ST | N | SS001 | EP001 | JAMES DIEHL FIN TAP | FREDERICK WATER | EP - JAMES DIEHL WTP |  | 3 | 4/15/1969 12:00:00 AM
VA2069250 | GE | FL2 | MN | ST | N | SS013 | EP013 | SLIWINSKI ENTRY POINT - USING PIT 2 | FREDERICK WATER | SLIWINSKI ENTRY POINT - USING PIT 2 |  | 3 | 4/15/1969 12:00:00 AM
VA2069250 | GE | NIT | YR | RT | Y | SS013 | EP013 | SLIWINSKI ENTRY POINT - USING PIT 2 | FREDERICK WATER | SLIWINSKI ENTRY POINT - USING PIT 2 |  | 1 | 4/15/1969 12:00:00 AM
VA2069250 | GE | RADA | QT | RT | Y | SS013 | EP013 | SLIWINSKI ENTRY POINT - USING PIT 2 | FREDERICK WATER | SLIWINSKI ENTRY POINT - USING PIT 2 |  | 1 | 4/15/1969 12:00:00 AM
VA2069250 | GE | S001 | QT | RT | Y | SS013 | EP013 | SLIWINSKI ENTRY POINT - USING PIT 2 | FREDERICK WATER | SLIWINSKI ENTRY POINT - USING PIT 2 |  | 1 | 4/15/1969 12:00:00 AM
VA2069250 | GE | S009 | QT | RT | Y | SS013 | EP013 | SLIWINSKI ENTRY POINT - USING PIT 2 | FREDERICK WATER | SLIWINSKI ENTRY POINT - USING PIT 2 |  | 1 | 4/15/1969 12:00:00 AM
VA2069250 | GE | S113 | QT | RT | Y | SS013 | EP013 | SLIWINSKI ENTRY POINT - USING PIT 2 | FREDERICK WATER | SLIWINSKI ENTRY POINT - USING PIT 2 |  | 1 | 4/15/1969 12:00:00 AM
VA2069250 | GE | S125 | QT | RT | Y | SS013 | EP013 | SLIWINSKI ENTRY POINT - USING PIT 2 | FREDERICK WATER | SLIWINSKI ENTRY POINT - USING PIT 2 |  | 1 | 4/15/1969 12:00:00 AM
VA2069250 | GE | VOC | QT | RT | Y | SS013 | EP013 | SLIWINSKI ENTRY POINT - USING PIT 2 | FREDERICK WATER | SLIWINSKI ENTRY POINT - USING PIT 2 |  | 1 | 4/15/1969 12:00:00 AM
VA2069250 | GE | FRFL | MN | ST | N | SS024 | EP002 | J ANDERSON FIN TAP | FREDERICK WATER | EP - JAMES T. ANDERSON WTP |  | 3 | 4/15/1969 12:00:00 AM
VA2069250 | GE | TOC | QT | RT | Y | TP003 | UP001 | COMB FILTER 1 - JDTP | FREDERICK WATER | JAMES DIEHL WATER TREATMENT PLANT |  | 1 | 4/15/1969 12:00:00 AM
VA2069250 | GE | TOC | QT | RT | Y | TP023 | UP003 | COMB FILTER 1- NTP | FREDERICK WATER | JAMES T. ANDERSON WATER TREATMENT PLANT |  | 1 | 4/15/1969 12:00:00 AM
VA2069250 | GE | TOC | MN | RT | Y | TP033 | UP005 | COMB FILTER | FREDERICK WATER | SLIWINSKI WTP - USING PIT 2 |  | 3 | 4/15/1969 12:00:00 AM
VA2069261 | GE | THH5 | YR | RT | Y | DS950 | DBP01 | GES RM 1- KINDERGARTEN SINK | GAINESBORO ELEMENTARY/MIDDLE SCHOOL | GAINESBORO ELEMENTARY/MIDDLE SCHOOL |  | 1 | 3/1/2017 12:00:00 AM
VA2069261 | TC | TC | MN | RT | Y | DS950 | TCR01 |  | GAINESBORO ELEMENTARY/MIDDLE SCHOOL | GAINESBORO ELEMENTARY/MIDDLE SCHOOL |  | 6 | 3/1/2017 12:00:00 AM
VA2069261 | GE | MPN | YR | RT | Y | WL005 | RW005 | DISCHARGE TAP WELL 5 | GAINESBORO ELEMENTARY/MIDDLE SCHOOL | WELL NO. 5 |  | 1 | 3/1/2017 12:00:00 AM
VA2069265 | TC | TC | QT | RT | Y | DS950 | TCR01 |  | PINE CREEK CAMP | PINE CREEK CAMP |  | 1 | 4/22/2008 12:00:00 AM
VA2069265 | GE | MPN | YR | RT | Y | WL001 | RW002 | WELL 1 DISCH LINE | PINE CREEK CAMP | WELL NO 1 |  | 1 | 4/22/2008 12:00:00 AM
VA2069265 | GE | MPN | YR | RT | Y | WL002 | RW003 | WELL 2 DISCH LINE | PINE CREEK CAMP | WELL NO 2 |  | 1 | 4/22/2008 12:00:00 AM
VA2069300 | TC | TC | MN | RT | Y | DS950 | TCR01 |  | HILLTOP MOBILE HOME PARK | HILL TOP TRAILER PARK |  | 3 | 3/23/1978 12:00:00 AM
VA2069300 | GE | MPN | QT | RT | Y | WL001 | RW001 | WELL NO. 1 | HILLTOP MOBILE HOME PARK | WELL NO. 1 |  | 1 | 3/23/1978 12:00:00 AM
VA2069305 | GE | THH5 | YR | RT | Y | DS950 | DS012 | CLINIC HAND SINK | INDIAN HOLLOW ELEMENTARY SCHOOL | INDIAN HOLLOW ELEMENTARY SCHOOL |  | 1 | 12/30/1991 12:00:00 AM
VA2069305 | PB | PBCU | 6M | RT | Y | DS950 | LCR02 | ROOM # 24 | INDIAN HOLLOW ELEMENTARY SCHOOL | INDIAN HOLLOW ELEMENTARY SCHOOL | FSD | 1 | 12/30/1991 12:00:00 AM
VA2069305 | PB | PBCU | 6M | RT | Y | DS950 | LCR03 | KITCHEN HAND SINK | INDIAN HOLLOW ELEMENTARY SCHOOL | INDIAN HOLLOW ELEMENTARY SCHOOL | FSD | 1 | 12/30/1991 12:00:00 AM
VA2069305 | PB | PBCU | 6M | RT | Y | DS950 | LCR04 | ROOM # 5 | INDIAN HOLLOW ELEMENTARY SCHOOL | INDIAN HOLLOW ELEMENTARY SCHOOL | FSD | 1 | 12/30/1991 12:00:00 AM
VA2069305 | PB | PBCU | 6M | RT | Y | DS950 | LCR05 | ROOM # 9 | INDIAN HOLLOW ELEMENTARY SCHOOL | INDIAN HOLLOW ELEMENTARY SCHOOL | FSD | 1 | 12/30/1991 12:00:00 AM
VA2069305 | PB | PBCU | 6M | RT | Y | DS950 | LCR07 | ROOM # 18 | INDIAN HOLLOW ELEMENTARY SCHOOL | INDIAN HOLLOW ELEMENTARY SCHOOL | FSD | 1 | 12/30/1991 12:00:00 AM
VA2069305 | PB | PBCU | 6M | RT | Y | DS950 | LCR10 | LOUNGE | INDIAN HOLLOW ELEMENTARY SCHOOL | INDIAN HOLLOW ELEMENTARY SCHOOL | FSD | 1 | 12/30/1991 12:00:00 AM
VA2069305 | PB | PBCU | 6M | RT | Y | DS950 | LCR11 | ROOM # 19 | INDIAN HOLLOW ELEMENTARY SCHOOL | INDIAN HOLLOW ELEMENTARY SCHOOL | FSD | 1 | 12/30/1991 12:00:00 AM
VA2069305 | PB | PBCU | 6M | RT | Y | DS950 | LCR14 | ROOM 22 | INDIAN HOLLOW ELEMENTARY SCHOOL | INDIAN HOLLOW ELEMENTARY SCHOOL | FSD | 1 | 12/30/1991 12:00:00 AM
VA2069305 | PB | PBCU | 6M | RT | Y | DS950 | LCR17 | ROOM 11 | INDIAN HOLLOW ELEMENTARY SCHOOL | INDIAN HOLLOW ELEMENTARY SCHOOL | FSD | 1 | 12/30/1991 12:00:00 AM
VA2069305 | PB | PBCU | 6M | RT | Y | DS950 | LCR21 | ROOM 15 | INDIAN HOLLOW ELEMENTARY SCHOOL | INDIAN HOLLOW ELEMENTARY SCHOOL | FSD | 1 | 12/30/1991 12:00:00 AM
VA2069305 | TC | TC | MN | RT | Y | DS950 | TCR01 |  | INDIAN HOLLOW ELEMENTARY SCHOOL | INDIAN HOLLOW ELEMENTARY SCHOOL |  | 3 | 12/30/1991 12:00:00 AM
VA2069305 | GE | MPN | YR | RT | Y | WL001 | RW001 | RAW TAP | INDIAN HOLLOW ELEMENTARY SCHOOL | WELL NO. 1 |  | 1 | 12/30/1991 12:00:00 AM
VA2069329 | TC | TC | MN | RT | Y | DS950 | TCR01 |  | TIMBER RIDGE SCHOOL | NEW CAMPUS (SERVED BY WELLS 2&3) |  | 3 | 8/19/1991 12:00:00 AM
VA2069329 | GE | MPN | YR | RT | Y | WL001 | RW004 | WELL NO. 1 | TIMBER RIDGE SCHOOL | WELL NO. 1 |  | 1 | 8/19/1991 12:00:00 AM
VA2069329 | GE | MPN | YR | RT | Y | WL002 | RW002 | WELL NO. 2 | TIMBER RIDGE SCHOOL | WELL NO. 2 |  | 1 | 8/19/1991 12:00:00 AM
VA2069329 | GE | MPN | YR | RT | Y | WL003 | RW003 | WELL NO. 3 | TIMBER RIDGE SCHOOL | WELL NO. 3 |  | 1 | 8/19/1991 12:00:00 AM
VA2069329 | GE | ICMT | 3Y | RT | Y | SS007 | EP001 | WELL 1 ENTRY POINT | TIMBER RIDGE SCHOOL | ENTRY POINT - WELL 1 |  | 1 | 1991-08-19
VA2069329 | GE | ICMT | 3Y | RT | Y | SS008 | EP002 | WELL 2/3 ENTRY POINT | TIMBER RIDGE SCHOOL | ENTRY POINT WELL 2/3 |  | 1 | 1991-08-19
VA2069329 | GE | VOC | 3Y | RT | Y | SS007 | EP001 | WELL 1 ENTRY POINT | TIMBER RIDGE SCHOOL | ENTRY POINT - WELL 1 |  | 1 | 1991-08-19
VA2069329 | GE | VOC | 3Y | RT | Y | SS008 | EP002 | WELL 2/3 ENTRY POINT | TIMBER RIDGE SCHOOL | ENTRY POINT WELL 2/3 |  | 1 | 1991-08-19
VA2069333 | GE | THH5 | QT | RT | Y | DS950 | DS018 | 91 RELIANCE ROAD | MIDDLETOWN, TOWN OF | MIDDLETOWN, TOWN OF |  | 1 | 2/14/1978 12:00:00 AM
VA2069333 | GE | THH5 | QT | RT | Y | DS950 | DS019 | 7855 MAIN STREET | MIDDLETOWN, TOWN OF | MIDDLETOWN, TOWN OF |  | 1 | 2/14/1978 12:00:00 AM
VA2069333 | TC | TC | MN | RT | Y | DS950 | TCR01 |  | MIDDLETOWN, TOWN OF | MIDDLETOWN, TOWN OF |  | 6 | 2/14/1978 12:00:00 AM
VA2069343 | TC | TC | QT | RT | Y | DS950 | TCR01 |  | NORTH MOUNTAIN FAMILY RESTAURANT | NORTH MTN FAM REST DS |  | 1 | 1/1/2003 12:00:00 AM
VA2069343 | GE | MPN | YR | RT | Y | WL001 | RW002 | WELL 1 DISCH LINE | NORTH MOUNTAIN FAMILY RESTAURANT | WELL NO. 1 |  | 1 | 1/1/2003 12:00:00 AM
VA2069345 | TC | TC | QT | RT | Y | DS950 | TCR01 |  | NORTH/SOUTH SKIRMISH WELL #1 | NORTH/SOUTH SKIRMISH 1 |  | 1 | 12/19/1997 12:00:00 AM
VA2069345 | GE | MPN | YR | RT | Y | WL001 | RW002 | WELL 1 DISCH LINE | NORTH/SOUTH SKIRMISH WELL #1 | WELL NO. 1 |  | 1 | 12/19/1997 12:00:00 AM
VA2069346 | TC | TC | QT | RT | Y | DS950 | TCR01 |  | NORTH/SOUTH SKIRMISH WELL #2 | NORTH/SOUTH SKIRMISH 2 |  | 1 | 12/19/1997 12:00:00 AM
VA2069346 | GE | MPN | YR | RT | Y | WL002 | RW002 | WELL 2 DISCH LINE | NORTH/SOUTH SKIRMISH WELL #2 | WELL NO. 2 |  | 1 | 12/19/1997 12:00:00 AM
VA2069347 | TC | TC | QT | RT | Y | DS950 | TCR01 |  | NORTH/SOUTH SKIRMISH WELL #3 | NORTH/SOUTH SKIRMISH #3 |  | 1 | 12/19/1997 12:00:00 AM
VA2069347 | GE | MPN | YR | RT | Y | WL003 | RW002 | WELL 3 DISCH LINE | NORTH/SOUTH SKIRMISH WELL #3 | WELL NO. 3 |  | 1 | 12/19/1997 12:00:00 AM
VA2069348 | TC | TC | QT | RT | Y | DS950 | TCR01 |  | NORTH/SOUTH SKIRMISH WELL #4 | NORTH/SOUTH SKIRMISH 4 |  | 1 | 12/19/1997 12:00:00 AM
VA2069348 | GE | MPN | YR | RT | Y | WL004 | RW002 | WELL 4 DISCH LINE | NORTH/SOUTH SKIRMISH WELL #4 | WELL NO. 4 |  | 1 | 12/19/1997 12:00:00 AM
VA2069349 | TC | TC | QT | RT | Y | DS950 | TCR01 |  | NORTH/SOUTH SKIRMISH WELL #5 | NORTH/SOUTH SKIRMISH 5 |  | 1 | 12/19/1997 12:00:00 AM
VA2069349 | GE | MPN | YR | RT | Y | WL005 | RW002 | WELL 5 DISCH LINE | NORTH/SOUTH SKIRMISH WELL #5 | WELL NO. 5 |  | 1 | 12/19/1997 12:00:00 AM
VA2069378 | GE | THH5 | YR | RT | Y | DS950 | DS009 | MINISTER'S CHAMBER | REDLAND CHURCH | REDLAND UNITED METHODIST CHURCH |  | 1 | 6/6/1997 12:00:00 AM
VA2069378 | TC | TC | MN | RT | Y | DS950 | TCR01 |  | REDLAND CHURCH | REDLAND UNITED METHODIST CHURCH |  | 3 | 6/6/1997 12:00:00 AM
VA2069378 | GE | MPN | QT | RT | Y | WL001 | RW008 | TAP - WELL DISCHARGE | REDLAND CHURCH | WELL NO. 1 |  | 1 | 6/6/1997 12:00:00 AM
VA2069378 | GE | ICMT | 3Y | RT | Y | SS004 | EP001 | TAP AFTER CCT | REDLAND CHURCH | EP - WELL 1 TMT PLT |  | 1 | 1997-06-06
VA2069378 | GE | VOC | 3Y | RT | Y | SS004 | EP001 | TAP AFTER CCT | REDLAND CHURCH | EP - WELL 1 TMT PLT |  | 1 | 1997-06-06
VA2069400 | TC | TC | MN | RT | Y | DS950 | TCR01 |  | CAMP ROCK ENON | ROCK ENON BOY SCOUT CAMP |  | 3 | 1/1/2003 12:00:00 AM
VA2069400 | GE | MPN | MN | RT | Y | SP001 | RW001 | SPRING 1 DISCH LINE | CAMP ROCK ENON | SPRING NO. 1 (MAIN) |  | 3 | 1/1/2003 12:00:00 AM
VA2069421 | TC | TC | MN | RT | Y | DS950 | TCR01 |  | LIGHTHOUSE BAPTIST CHURCH | LIGHTHOUSE CHRISTIAN ACADEMY |  | 6 | 1/17/1992 12:00:00 AM
VA2069421 | GE | MPN | QT | RT | Y | WL001 | RW003 | WELL 1 DISCH LINE | LIGHTHOUSE BAPTIST CHURCH | WELL NO. 1 (CHURCH WELL) |  | 1 | 1/17/1992 12:00:00 AM
VA2069421 | GE | MPN | QT | RT | Y | WL002 | RW004 | WELL 2 DISCH LINE | LIGHTHOUSE BAPTIST CHURCH | WELL NO. 2 (ACADEMY WELL) |  | 1 | 1/17/1992 12:00:00 AM
VA2069505 | TC | TC | QT | RT | Y | DS001 | TCR01 |  | WINCHESTER BATTLEFIELDS VISITOR CENTER | DISTRIBUTION SYSTEM |  | 2 | 6/7/2021 12:00:00 AM
VA2069505 | GE | MPN | QT | RT | Y | WL001 | RW001 | RAW WATER TAP | WINCHESTER BATTLEFIELDS VISITOR CENTER | WELL 1 |  | 1 | 6/7/2021 12:00:00 AM
VA2069525 | GE | THH5 | YR | RT | Y | DS950 | DS006 | 104 BLACK FEET TRAIL | SHAWNEE LAND | SHAWNEE LAND |  | 1 | 8/21/1972 12:00:00 AM
VA2069525 | GE | THH5 | YR | RT | Y | DS950 | DS007 | 106 ARROWHEAD TRAIL | SHAWNEE LAND | SHAWNEE LAND |  | 1 | 8/21/1972 12:00:00 AM
VA2069525 | TC | TC | MN | RT | Y | DS950 | TCR01 |  | SHAWNEE LAND | SHAWNEE LAND |  | 3 | 8/21/1972 12:00:00 AM
VA2069525 | GE | MPN | YR | RT | Y | WL001 | RW001 | RAW TAP | SHAWNEE LAND | WELL NO. 1 (NO. 1, SECTION 1) |  | 1 | 8/21/1972 12:00:00 AM
VA2069525 | GE | MPN | YR | RT | Y | WL002 | RW002 | RAW TAP | SHAWNEE LAND | WELL NO. 2 (NO. 2, SECTION 1) |  | 1 | 8/21/1972 12:00:00 AM
VA2069525 | GE | MPN | YR | RT | Y | WL003 | RW003 | RAW TAP | SHAWNEE LAND | WELL NO. 3 (N0. 1, SECTION 2) |  | 1 | 8/21/1972 12:00:00 AM
VA2069525 | GE | MPN | YR | RT | Y | WL004 | RW004 | RAW TAP | SHAWNEE LAND | WELL NO. 4 (NO. 2, SECTION 2) |  | 1 | 8/21/1972 12:00:00 AM
VA2069525 | GE | ICMT | 3Y | RT | Y | SS009 | EP001 | WELL 1/2 TP EFFLUENT | SHAWNEE LAND | ENTRY POINT - WELL 1/2 TREATMENT PLANT |  | 1 | 1972-08-21
VA2069525 | GE | ICMT | 3Y | RT | Y | SS010 | EP002 | WELL 3/4 TP EFFLUENT | SHAWNEE LAND | ENTRY POINT - WELL 3/4 TREATMENT PLANT |  | 1 | 1972-08-21
VA2069528 | TC | TC | QT | RT | Y | DS950 | TCR01 |  | SHAWNEE SPRINGS MARKET | SHAWNEE SPRINGS MARKET |  | 1 | 10/29/2003 12:00:00 AM
VA2069625 | TC | TC | QT | RT | Y | DS950 | TCR01 |  | SAN DAMIANO SPIRITUAL LIFE CENTER | SAN DAMIANO SPIRITUAL CENTER |  | 1 | 10/1/2009 12:00:00 AM
VA2069625 | GE | MPN | YR | RT | Y | WL001 | RW001 | WELL 2 DISCH LINE TAP | SAN DAMIANO SPIRITUAL LIFE CENTER | WELL NO. 2 |  | 1 | 10/1/2009 12:00:00 AM
VA2069634 | GE | THH5 | YR | RT | Y | DS950 | DS005 | 740 FAIRFAX ST | STEPHENS CITY, TOWN OF | STEPHENS CITY, TOWN OF |  | 1 | 2/13/1978 12:00:00 AM
VA2069634 | TC | TC | MN | RT | Y | DS950 | TCR01 |  | STEPHENS CITY, TOWN OF | STEPHENS CITY, TOWN OF |  | 6 | 2/13/1978 12:00:00 AM
VA2069647 | TC | TC | QT | RT | Y | DS001 | TCR01 |  | ROCK HARBOR GOLF COURSE | DISTRIBUTION SYSTEM |  | 1 | 1/26/2017 12:00:00 AM
VA2069647 | GE | MPN | YR | RT | Y | WL001 | WL001 | WELL TAP | ROCK HARBOR GOLF COURSE | DRILLED WELL |  | 1 | 1/26/2017 12:00:00 AM
VA2069650 | GE | THH5 | YR | RT | Y | DS950 | DS004 | 604 S. LAKEVIEW DR | LAKE HOLIDAY ESTATES | LAKE HOLIDAY |  | 1 | 7/18/1974 12:00:00 AM
VA2069650 | TC | TC | MN | RT | Y | DS950 | TCR01 |  | LAKE HOLIDAY ESTATES | LAKE HOLIDAY |  | 6 | 7/18/1974 12:00:00 AM
VA2069650 | GE | MPN | YR | RT | Y | WL005 | RW006 | WELL 6 DISCHARGE TAP | LAKE HOLIDAY ESTATES | WELL NO. 6 (NEAR TP ON MASTERS DR) |  | 1 | 7/18/1974 12:00:00 AM
VA2069650 | GE | MPN | YR | RT | Y | WL006 | RW007 | WELL 7 DISCHARGE TAP | LAKE HOLIDAY ESTATES | WELL NO. 7 (ACROSS MASTERS DR FROM TP) |  | 1 | 7/18/1974 12:00:00 AM
VA2069650 | GE | MPN | YR | RT | Y | WL007 | RW008 | WELL 8 DISCHARGE TAP | LAKE HOLIDAY ESTATES | WELL NO. 8 (NEAR BEND OF COLONIAL DR) |  | 1 | 7/18/1974 12:00:00 AM
VA2069650 | GE | MPN | YR | RT | Y | WL009 | RW009 | WELL 9 DISCHARGE TAP | LAKE HOLIDAY ESTATES | WELL NO 9 (NEAR BOAT STORAGE) |  | 1 | 7/18/1974 12:00:00 AM
VA2069650 | GE | MPN | YR | RT | Y | WL014 | RW010 | WELL 10 DISCHARGE TAP | LAKE HOLIDAY ESTATES | WELL NO. 10 (NEXT TO 10/10A TP) |  | 1 | 7/18/1974 12:00:00 AM
VA2069650 | GE | MPN | YR | RT | Y | WL015 | RW011 | WELL 10A DISCHARGE TAP | LAKE HOLIDAY ESTATES | WELL NO. 10A (BY BEACH) |  | 1 | 7/18/1974 12:00:00 AM
VA2069650 | GE | ICMT | 3Y | RT | Y | SS013 | EP002 | W6/7/8/9 FE/MN FIL EFF | LAKE HOLIDAY ESTATES | ENTRY PT - WELL 6/7/8/9 TMT PLT |  | 1 | 1974-07-18
VA2069668 | TC | TC | QT | RT | Y | DS950 | TCR01 |  | XPRESS STOP, INC | EXPRESS STOP,INC |  | 1 | 12/22/1997 12:00:00 AM
VA2069668 | GE | MPN | YR | RT | Y | WL001 | RW002 | WELL 1 DISCHARGE TAP | XPRESS STOP, INC | WELL NO. 1 |  | 1 | 12/22/1997 12:00:00 AM
VA2069725 | GE | THH5 | YR | RT | Y | DS950 | DS006 | 36933 GAVER MILL RD | TAVENNER PARK | TAVENNER TRAILER COURT |  | 1 | 5/24/1991 12:00:00 AM
VA2069725 | TC | TC | MN | RT | Y | DS950 | TCR01 |  | TAVENNER PARK | TAVENNER TRAILER COURT |  | 3 | 5/24/1991 12:00:00 AM
VA2069725 | GE | MPN | QT | RT | Y | WL001 | RW002 | WELL 1 DISCH TAP | TAVENNER PARK | WELL NO 1 (BLOCKHOUSE WELL) |  | 1 | 5/24/1991 12:00:00 AM
VA2069725 | GE | MPN | QT | RT | Y | WL003 | RW003 | WELL 4 DISCH TAP | TAVENNER PARK | WELL NO 4 (BALL PARK WELL) |  | 1 | 5/24/1991 12:00:00 AM
VA2069725 | GE | ICMT | 3Y | RT | Y | SS006 | EP001 | TAP AFTER CL2-WELL 1 | TAVENNER PARK | ENTRY POINT - WELL 1 TMT PLT |  | 1 | 1991-05-24
VA2069725 | GE | ICMT | 3Y | RT | Y | SS008 | EP004 | TAP - WELL 4 | TAVENNER PARK | ENTRY POINT - WELL 4 TMT PLT |  | 1 | 1991-05-24
VA2069725 | GE | VOC | 3Y | RT | Y | SS006 | EP001 | TAP AFTER CL2-WELL 1 | TAVENNER PARK | ENTRY POINT - WELL 1 TMT PLT |  | 1 | 1991-05-24
VA2069725 | GE | VOC | 3Y | RT | Y | SS008 | EP004 | TAP - WELL 4 | TAVENNER PARK | ENTRY POINT - WELL 4 TMT PLT |  | 1 | 1991-05-24
VA2069730 | TC | TC | QT | RT | Y | DS950 | TCR01 |  | HUNTING RIDGE RETREAT | HUNTING RIDGE RETREAT |  | 1 | 12/22/1997 12:00:00 AM
VA2069730 | GE | MPN | YR | RT | Y | WL002 | RW002 | WELL 2 DISCH TAP | HUNTING RIDGE RETREAT | WELL NO 2 |  | 1 | 12/22/1997 12:00:00 AM
VA2069772 | PB | PBCU | 3Y | RT | Y | DS950 | LCR01 | KITCHEN SINK DAY 1 | DARLING INGREDIENTS (PROC FACILITY) | VALLEY PROTEINS (PROCESSING FACILITY) | FSD | 1 | 3/8/1995 12:00:00 AM
VA2069772 | PB | PBCU | 3Y | RT | Y | DS950 | LCR02 | KITCHEN SINK DAY 2 | DARLING INGREDIENTS (PROC FACILITY) | VALLEY PROTEINS (PROCESSING FACILITY) | FSD | 1 | 3/8/1995 12:00:00 AM
VA2069772 | PB | PBCU | 3Y | RT | Y | DS950 | LCR03 | KITCHEN SINK DAY 3 | DARLING INGREDIENTS (PROC FACILITY) | VALLEY PROTEINS (PROCESSING FACILITY) | FSD | 1 | 3/8/1995 12:00:00 AM
VA2069772 | PB | PBCU | 3Y | RT | Y | DS950 | LCR04 | KITCHEN SINK DAY 4 | DARLING INGREDIENTS (PROC FACILITY) | VALLEY PROTEINS (PROCESSING FACILITY) | FSD | 1 | 3/8/1995 12:00:00 AM
VA2069772 | PB | PBCU | 3Y | RT | Y | DS950 | LCR05 | KITCHEN SINK DAY 5 | DARLING INGREDIENTS (PROC FACILITY) | VALLEY PROTEINS (PROCESSING FACILITY) | FSD | 1 | 3/8/1995 12:00:00 AM
VA2069772 | TC | TC | MN | RT | Y | DS950 | TCR01 |  | DARLING INGREDIENTS (PROC FACILITY) | VALLEY PROTEINS (PROCESSING FACILITY) |  | 3 | 3/8/1995 12:00:00 AM
VA2069772 | GE | MPN | YR | RT | Y | WL001 | RW002 | TAP WELL 3 DISCH LIN | DARLING INGREDIENTS (PROC FACILITY) | WELL NO. 3 |  | 1 | 3/8/1995 12:00:00 AM
VA2069772 | GE | MPN | YR | RT | Y | WL002 | RW003 | TAP WELL 5 DISCH LIN | DARLING INGREDIENTS (PROC FACILITY) | WELL NO. 5 |  | 1 | 3/8/1995 12:00:00 AM
VA2069773 | TC | TC | MN | RT | Y | DS950 | TCR01 |  | DARLING INGREDIENTS (CORP HEADQUARTERS) | VALLEY PROTEINS (CORPORATE HEADQUARTERS) |  | 3 | 6/12/1998 12:00:00 AM
VA2069773 | GE | MPN | YR | RT | Y | WL006 | WL006 | WELL NO 6 | DARLING INGREDIENTS (CORP HEADQUARTERS) | WELL NO 6 |  | 1 | 6/12/1998 12:00:00 AM
VA2069795 | TC | TC | QT | RT | Y | DS950 | TCR01 |  | VDOT - WINCHESTER COMPLEX | VDOT - WINCHESTER COMPLEX |  | 1 | 12/20/2000 12:00:00 AM
VA2069805 | PB | PBCU | 3Y | RT | Y | DS001 | LCR01 | TEACHER LOUNGE | WINCHESTER MONTESSORI SCHOOL | DISTRIBUTION SYSTEM | FSD | 1 | 9/28/2016 12:00:00 AM
VA2069805 | PB | PBCU | 3Y | RT | Y | DS001 | LCR02 | ROOM 101 | WINCHESTER MONTESSORI SCHOOL | DISTRIBUTION SYSTEM | FSD | 1 | 9/28/2016 12:00:00 AM
VA2069805 | PB | PBCU | 3Y | RT | Y | DS001 | LCR03 | ROOM 103 | WINCHESTER MONTESSORI SCHOOL | DISTRIBUTION SYSTEM | FSD | 1 | 9/28/2016 12:00:00 AM
VA2069805 | PB | PBCU | 3Y | RT | Y | DS001 | LCR04 | ROOM 107 | WINCHESTER MONTESSORI SCHOOL | DISTRIBUTION SYSTEM | FSD | 1 | 9/28/2016 12:00:00 AM
VA2069805 | PB | PBCU | 3Y | RT | Y | DS001 | LCR05 | KITCHEN | WINCHESTER MONTESSORI SCHOOL | DISTRIBUTION SYSTEM | FSD | 1 | 9/28/2016 12:00:00 AM
VA2069805 | TC | TC | MN | RT | Y | DS001 | TCR01 |  | WINCHESTER MONTESSORI SCHOOL | DISTRIBUTION SYSTEM |  | 3 | 9/28/2016 12:00:00 AM
VA2069805 | GE | MPN | QT | RT | Y | WL001 | RW001 | RAW WATER TAP | WINCHESTER MONTESSORI SCHOOL | WELL NO. 1 |  | 1 | 9/28/2016 12:00:00 AM
VA2069805 | GE | THH5 | 3Y | RT | Y | DS001 | DBP01 | ROOM 101 | WINCHESTER MONTESSORI SCHOOL | DISTRIBUTION SYSTEM |  | 1 | 2016-09-28
VA2079125 | GE | THH5 | 3Y | RT | Y | DS001 | DBP01 | LAKE HOUSE - MRT | BLUE RIDGE SCHOOL | DISTRIBUTION SYSTEM |  | 1 | 2/8/1996 12:00:00 AM
VA2079125 | TC | TC | MN | RT | Y | DS001 | TCR01 |  | BLUE RIDGE SCHOOL | DISTRIBUTION SYSTEM |  | 3 | 2/8/1996 12:00:00 AM
VA2079125 | GE | MPN | YR | RT | Y | WL001 | RW001 | WELL 1 RAW TAP | BLUE RIDGE SCHOOL | WELL 1 |  | 1 | 2/8/1996 12:00:00 AM
VA2079125 | GE | MPN | YR | RT | Y | WL002 | RW002 | WELL 2 RAW TAP | BLUE RIDGE SCHOOL | WELL 2 |  | 1 | 2/8/1996 12:00:00 AM
VA2079125 | GE | MPN | YR | RT | Y | WL003 | RW003 | WELL 3 RAW TAP | BLUE RIDGE SCHOOL | WELL 3 |  | 1 | 2/8/1996 12:00:00 AM
VA2079125 | GE | MPN | YR | RT | Y | WL004 | RW004 | WELL 4 RAW TAP | BLUE RIDGE SCHOOL | WELL 4 (EMERGENCY USE ONLY) |  | 1 | 2/8/1996 12:00:00 AM
VA2079125 | GE | MPN | YR | RT | Y | WL005 | RW005 | WELL 5 RAW TAP | BLUE RIDGE SCHOOL | WELL 5 |  | 1 | 2/8/1996 12:00:00 AM
VA2079125 | GE | MPN | YR | RT | Y | WL006 | RW006 | WELL 6 RAW TAP | BLUE RIDGE SCHOOL | WELL 6 |  | 1 | 2/8/1996 12:00:00 AM
VA2079400 | TC | TC | QT | RT | Y | DS001 | TCR01 |  | DUNLIN FARM | DISTRIBUTION SYSTEM |  | 1 | 12/10/2019 12:00:00 AM
VA2079400 | GE | MPN | YR | RT | Y | WL001 | RW001 | WELL RAW WATER TAP | DUNLIN FARM | DRILLED WELL |  | 1 | 12/10/2019 12:00:00 AM
VA2079485 | TC | TC | QT | RT | Y | DS001 | TCR01 |  | GREENE COUNTY COMMUNITY PARK | DISTRIBUTION |  | 1 | 4/5/2012 12:00:00 AM
VA2079495 | TC | TC | MN | RT | Y | DS001 | TCR01 |  | GREENE HILLS CLUB, INC. | DISTRIBUTION SYSTEM |  | 3 | 4/15/2002 12:00:00 AM
VA2079495 | GE | MPN | YR | RT | Y | WL001 | WL001 | WELL 1 | GREENE HILLS CLUB, INC. | WELL 1 |  | 1 | 4/15/2002 12:00:00 AM
VA2079495 | GE | MPN | YR | RT | Y | WL002 | WL002 | WELL 2 | GREENE HILLS CLUB, INC. | WELL 2 |  | 1 | 4/15/2002 12:00:00 AM
VA2079498 | TC | TC | QT | RT | Y | DS001 | TCR01 |  | GETAWAY VA | DISTRIBUTION SYSTEM |  | 1 | 4/19/2018 12:00:00 AM
VA2079580 | TC | TC | MN | RT | Y | DS001 | TCR01 |  | LYDIA MOUNTAIN LODGE | LYDIA MOUNTAIN LODGE |  | 3 | 2/17/2022 12:00:00 AM
VA2079580 | GE | NIT | YR | RT | Y | EP001 | EP001 | FINISHED WATER TAP | LYDIA MOUNTAIN LODGE | ENTRY POINT TAP |  | 1 | 2/17/2022 12:00:00 AM
VA2079585 | TC | TC | MN | RT | Y | DS001 | TCR01 |  | MAYBELLE`S MARKET | DISTRIBUTION SYSTEM |  | 3 | 9/17/2020 12:00:00 AM
VA2079590 | GE | THH5 | YR | RT | Y | DS001 | DBP01 | 901 MORNING GLORY TURN | MOUNTAIN LAKES WATER COMPANY | DISTRIBUTION SYSTEM |  | 1 | 11/3/2008 12:00:00 AM
VA2079590 | GE | THH5 | YR | RT | Y | DS001 | DBP02 | 1655 SWIFT RUN RD | MOUNTAIN LAKES WATER COMPANY | DISTRIBUTION SYSTEM |  | 1 | 11/3/2008 12:00:00 AM
VA2079590 | TC | TC | MN | RT | Y | DS001 | TCR01 |  | MOUNTAIN LAKES WATER COMPANY | DISTRIBUTION SYSTEM |  | 6 | 11/3/2008 12:00:00 AM
VA2079590 | GE | NIT | YR | RT | Y | EP215 | EP215 | EP GML WELL 215 | MOUNTAIN LAKES WATER COMPANY | EP GML WELL 215 |  | 1 | 11/3/2008 12:00:00 AM
VA2079590 | GE | NIT | YR | RT | Y | EPB21 | EPB21 | EP WELL B-21 TL | MOUNTAIN LAKES WATER COMPANY | EP WELL B-21 TL |  | 1 | 11/3/2008 12:00:00 AM
VA2079590 | GE | RADA | 6Y | RT | Y | EPB21 | EPB21 | EP WELL B-21 TL | MOUNTAIN LAKES WATER COMPANY | EP WELL B-21 TL |  | 1 | 11/3/2008 12:00:00 AM
VA2079590 | GE | NIT | YR | RT | Y | EPBLR | EPBLR | EP COMB. BLUE RUN | MOUNTAIN LAKES WATER COMPANY | EP COMBINED BLUE RUN WELLS |  | 1 | 11/3/2008 12:00:00 AM
VA2079590 | GE | NIT | YR | RT | Y | EPDRM | EPDRM | EP COMBINED DURHAM | MOUNTAIN LAKES WATER COMPANY | EP COMBINED DURHAM WELLS |  | 1 | 11/3/2008 12:00:00 AM
VA2079590 | GE | IOCA | 3Y | RT | Y | EPG02 | EPG02 | EP WELL 2 GML | MOUNTAIN LAKES WATER COMPANY | EP WELL 2 GML |  | 1 | 11/3/2008 12:00:00 AM
VA2079590 | GE | META | YR | RT | Y | EPG02 | EPG02 | EP WELL 2 GML | MOUNTAIN LAKES WATER COMPANY | EP WELL 2 GML |  | 1 | 11/3/2008 12:00:00 AM
VA2079590 | GE | NIT | YR | RT | Y | EPG02 | EPG02 | EP WELL 2 GML | MOUNTAIN LAKES WATER COMPANY | EP WELL 2 GML |  | 1 | 11/3/2008 12:00:00 AM
VA2079590 | GE | VOC | YR | RT | Y | EPG02 | EPG02 | EP WELL 2 GML | MOUNTAIN LAKES WATER COMPANY | EP WELL 2 GML |  | 1 | 11/3/2008 12:00:00 AM
VA2079590 | GE | NIT | YR | RT | Y | EPQ3 | EPQ3 | EP Q-3 WELL HOUSE | MOUNTAIN LAKES WATER COMPANY | EP COMBINED WELLS Q-3/Q-4 |  | 1 | 11/3/2008 12:00:00 AM
VA2079590 | GE | RADA | QT | RT | Y | EPQ3 | EPQ3 | EP Q-3 WELL HOUSE | MOUNTAIN LAKES WATER COMPANY | EP COMBINED WELLS Q-3/Q-4 |  | 1 | 11/3/2008 12:00:00 AM
VA2079590 | GE | NIT | YR | RT | Y | EPSTV | EPSTV | EP COMB STANARDSVL | MOUNTAIN LAKES WATER COMPANY | EP COMBINED STANARDSVILLE |  | 1 | 11/3/2008 12:00:00 AM
VA2079590 | GE | NIT | YR | RT | Y | EPWW1 | EPWW1 | ENTRY POINT WESTWOOD | MOUNTAIN LAKES WATER COMPANY | EP WESTWOOD WELL |  | 1 | 11/3/2008 12:00:00 AM
VA2079590 | GE | RADA | 6Y | RT | Y | EPWW1 | EPWW1 | ENTRY POINT WESTWOOD | MOUNTAIN LAKES WATER COMPANY | EP WESTWOOD WELL |  | 1 | 11/3/2008 12:00:00 AM
VA2079590 | GE | MPN | YR | RT | Y | WL215 | RW215 | GML 215 WELL1 | MOUNTAIN LAKES WATER COMPANY | GML 215 WELL 1 |  | 1 | 11/3/2008 12:00:00 AM
VA2079590 | GE | MPN | YR | RT | Y | WLB21 | RWB21 | WELL B-21 RAW TAP | MOUNTAIN LAKES WATER COMPANY | TWIN LAKES B21 WL1 |  | 1 | 11/3/2008 12:00:00 AM
VA2079590 | GE | MPN | YR | RT | Y | WLBR1 | RWBR1 | BLUE RUN WELL 1 RAW | MOUNTAIN LAKES WATER COMPANY | BLUE RUN WL 1 |  | 1 | 11/3/2008 12:00:00 AM
VA2079590 | GE | MPN | YR | RT | Y | WLBR2 | RWBR2 | BLUE RUN WELL 2 RAW | MOUNTAIN LAKES WATER COMPANY | BLUE RUN WL 2 |  | 1 | 11/3/2008 12:00:00 AM
VA2079590 | GE | MPN | QT | RT | Y | WLDR2 | RWDR2 | DURHAM 2 RAW TAP | MOUNTAIN LAKES WATER COMPANY | DURHAM WELL 2 |  | 1 | 11/3/2008 12:00:00 AM
VA2079590 | GE | MPN | YR | RT | Y | WLDR3 | RWDR3 | DURHAM WELL 3 RAW | MOUNTAIN LAKES WATER COMPANY | DURHAM WELL 3 |  | 1 | 11/3/2008 12:00:00 AM
VA2079590 | GE | MPN | YR | RT | Y | WLDR5 | RWDR5 | DURHAM 5 RAW | MOUNTAIN LAKES WATER COMPANY | DURHAM WELL 5 |  | 1 | 11/3/2008 12:00:00 AM
VA2079590 | GE | MPN | YR | RT | Y | WLDR6 | RWDR6 | DURHAM WELL 6 RAW | MOUNTAIN LAKES WATER COMPANY | DURHAM WELL 6 |  | 1 | 11/3/2008 12:00:00 AM
VA2079590 | GE | MPN | YR | RT | Y | WLG02 | RWG02 | GML WELL #2 RAW TAP | MOUNTAIN LAKES WATER COMPANY | GML WELL 2 |  | 1 | 11/3/2008 12:00:00 AM
VA2079590 | GE | MPN | YR | RT | Y | WLQ31 | RWQ31 | WELL Q-3 #1 RAW TAP | MOUNTAIN LAKES WATER COMPANY | TWIN LAKES Q3 WL1 |  | 1 | 11/3/2008 12:00:00 AM
VA2079590 | GE | MPN | YR | RT | Y | WLQ32 | RWQ32 | WELL Q-3 #2 RAW TAP | MOUNTAIN LAKES WATER COMPANY | TWIN LAKES Q3 WL2 |  | 1 | 11/3/2008 12:00:00 AM
VA2079590 | GE | MPN | YR | RT | Y | WLQ33 | RWQ33 | WELL Q-3 #3 RAW TAP | MOUNTAIN LAKES WATER COMPANY | TWIN LAKES Q3 WL3 |  | 1 | 11/3/2008 12:00:00 AM
VA2079590 | GE | MPN | YR | RT | Y | WLQ42 | RWQ42 | TL Q-4 WELL 2 RAW | MOUNTAIN LAKES WATER COMPANY | TWIN LAKES Q4 WL2 |  | 1 | 11/3/2008 12:00:00 AM
VA2079590 | GE | MPN | YR | RT | Y | WLSR1 | RWSR1 | STV RUN 1 RAW | MOUNTAIN LAKES WATER COMPANY | STANARDSVILLE RN1 |  | 1 | 11/3/2008 12:00:00 AM
VA2079590 | GE | MPN | YR | RT | Y | WLSR2 | RWSR2 | STV RUN 2 RAW | MOUNTAIN LAKES WATER COMPANY | STANARDSVILLE RN2 |  | 1 | 11/3/2008 12:00:00 AM
VA2079600 | PB | PBCU | 3Y | RT | Y | DS001 | DBP07 | VGT CAFETERIA UPSTAIRS | GDS HOLDINGS, LLC | DISTRIBUTION SYSTEM | FSD | 1 | 2/15/2007 12:00:00 AM
VA2079600 | GE | THH5 | 3Y | RT | Y | DS001 | DBP07 | VGT CAFETERIA UPSTAIRS | GDS HOLDINGS, LLC | DISTRIBUTION SYSTEM |  | 1 | 2/15/2007 12:00:00 AM
VA2079600 | PB | PBCU | 3Y | RT | Y | DS001 | LCR01 | VGT MENS RM UPSTAIRS | GDS HOLDINGS, LLC | DISTRIBUTION SYSTEM | FSD | 1 | 2/15/2007 12:00:00 AM
VA2079600 | PB | PBCU | 3Y | RT | Y | DS001 | LCR03 | WATER TECH MENS RM | GDS HOLDINGS, LLC | DISTRIBUTION SYSTEM | FSD | 1 | 2/15/2007 12:00:00 AM
VA2079600 | PB | PBCU | 3Y | RT | Y | DS001 | LCR04 | ENTR/VSTR/TRUCK RESTRM | GDS HOLDINGS, LLC | DISTRIBUTION SYSTEM | FSD | 1 | 2/15/2007 12:00:00 AM
VA2079600 | PB | PBCU | 3Y | RT | Y | DS001 | LCR05 | TECHNIPAK CAFE/KITCHEN | GDS HOLDINGS, LLC | DISTRIBUTION SYSTEM | FSD | 1 | 2/15/2007 12:00:00 AM
VA2079600 | TC | TC | MN | RT | Y | DS001 | TCR01 |  | GDS HOLDINGS, LLC | DISTRIBUTION SYSTEM |  | 3 | 2/15/2007 12:00:00 AM
VA2079600 | GE | MPN | YR | RT | Y | WL002 | WL002 | WELL 2 | GDS HOLDINGS, LLC | WELL 2 |  | 1 | 2/15/2007 12:00:00 AM
VA2079625 | GE | THH5 | QT | RT | Y | DS001 | DBP01 | W. MONROE HIGH SCHOOL | GREENE COUNTY WATER & SEWER | DISTRIBUTION SYSTEM |  | 1 | 5/21/1991 12:00:00 AM
VA2079625 | GE | THH5 | QT | RT | Y | DS001 | DBP02 | FOUR SEASONS / MISTLAND TRAIL | GREENE COUNTY WATER & SEWER | DISTRIBUTION SYSTEM |  | 1 | 5/21/1991 12:00:00 AM
VA2079625 | TC | TC | MN | RT | Y | DS001 | TCR01 |  | GREENE COUNTY WATER & SEWER | DISTRIBUTION SYSTEM |  | 27 | 5/21/1991 12:00:00 AM
VA2079625 | GE | FL2 | MN | ST | N | EP001 | EP001 | EP GREENE WTP | GREENE COUNTY WATER & SEWER | EP GREENE WATER TREATMENT PLANT |  | 3 | 5/21/1991 12:00:00 AM
VA2079625 | GE | ICMT | YR | RT | Y | EP001 | EP001 | EP GREENE WTP | GREENE COUNTY WATER & SEWER | EP GREENE WATER TREATMENT PLANT |  | 1 | 5/21/1991 12:00:00 AM
VA2079625 | GE | TOCA | QT | RT | Y | RW001 | RW001 | RAW WATER | GREENE COUNTY WATER & SEWER | COMBINED RAW WATER - RSA WTP |  | 1 | 5/21/1991 12:00:00 AM
VA2079625 | GE | TOC | QT | RT | Y | TP001 | UP001 | COMBINED FILTER EFF | GREENE COUNTY WATER & SEWER | GREENE WATER TREATMENT PLANT |  | 1 | 5/21/1991 12:00:00 AM
VA2079770 | PB | PBCU | 3Y | RT | Y | DS001 | DBP01 | 847 RIPPIN RUN RD | RIPPIN RUN SUBDIVISION | DISTRIBUTION SYSTEM | FSD | 1 | 5/6/2010 12:00:00 AM
VA2079770 | GE | THH5 | YR | RT | Y | DS001 | DBP01 | 847 RIPPIN RUN RD | RIPPIN RUN SUBDIVISION | DISTRIBUTION SYSTEM |  | 1 | 5/6/2010 12:00:00 AM
VA2079770 | PB | PBCU | 3Y | RT | Y | DS001 | LCR01 | 92 RIPPIN RUN RD | RIPPIN RUN SUBDIVISION | DISTRIBUTION SYSTEM | FSD | 1 | 5/6/2010 12:00:00 AM
VA2079770 | PB | PBCU | 3Y | RT | Y | DS001 | LCR02 | 318 RIPPIN RUN RD | RIPPIN RUN SUBDIVISION | DISTRIBUTION SYSTEM | FSD | 1 | 5/6/2010 12:00:00 AM
VA2079770 | PB | PBCU | 3Y | RT | Y | DS001 | LCR03 | 637 RIPPIN RUN RD | RIPPIN RUN SUBDIVISION | DISTRIBUTION SYSTEM | FSD | 1 | 5/6/2010 12:00:00 AM
VA2079770 | PB | PBCU | 3Y | RT | Y | DS001 | LCR04 | 842 RIPPIN RUN RD | RIPPIN RUN SUBDIVISION | DISTRIBUTION SYSTEM | FSD | 1 | 5/6/2010 12:00:00 AM
VA2079770 | TC | TC | MN | RT | Y | DS001 | TCR01 |  | RIPPIN RUN SUBDIVISION | DISTRIBUTION SYSTEM |  | 3 | 5/6/2010 12:00:00 AM
VA2079775 | TC | TC | QT | RT | Y | DS001 | TCR01 |  | SNP-SIMMONS GAP | SIMMONS GAP |  | 1 | 8/28/1991 12:00:00 AM
VA2079775 | GE | MPN | YR | RT | Y | WL001 | RW001 | WELL NO. 1 RAW | SNP-SIMMONS GAP | WELL NO. 1 |  | 1 | 8/28/1991 12:00:00 AM
VA2091100 | TC | TC | MN | RT | Y | DS001 | TCR01 |  | MCDOWELL | MCDOWELL |  | 3 | 8/17/1992 12:00:00 AM
VA2091100 | GE | MPN | QT | RT | Y | WL002 | RW002 | RAW WATER TAP | MCDOWELL | WELL #2 |  | 1 | 8/17/1992 12:00:00 AM
VA2091100 | GE | MPN | QT | RT | Y | WL004 | RW004 | RAW WATER TAP | MCDOWELL | WELL #4 |  | 1 | 8/17/1992 12:00:00 AM
VA2091150 | TC | TC | MN | RT | Y | DS001 | TCR01 |  | MONTEREY, TOWN OF | MONTEREY |  | 3 | 12/21/1984 12:00:00 AM
VA2091150 | GE | MPN | QT | RT | Y | WL001 | RW001 | WELL 1 | MONTEREY, TOWN OF | WELL 1 |  | 1 | 12/21/1984 12:00:00 AM
VA2091150 | GE | MPN | QT | RT | Y | WL002 | RW002 | WELL 2 | MONTEREY, TOWN OF | WELL 2 |  | 1 | 12/21/1984 12:00:00 AM
VA2091150 | GE | MPN | QT | RT | Y | WL003 | RW003 | WELL 3 | MONTEREY, TOWN OF | WELL 3 |  | 1 | 12/21/1984 12:00:00 AM
VA2109025 | GE | THH5 | YR | RT | Y | DS001 | LCR05 | BOYS RSTRM NORTH | TREVILIANS ELEMENTARY SCHOOL | DISTRIBUTION SYSTEM |  | 1 | 7/10/1990 12:00:00 AM
VA2109025 | TC | TC | MN | RT | Y | DS001 | TCR01 |  | TREVILIANS ELEMENTARY SCHOOL | DISTRIBUTION SYSTEM |  | 3 | 7/10/1990 12:00:00 AM
VA2109025 | GE | MPN | YR | RT | Y | WL001 | RW001 | WELL RAW TAP | TREVILIANS ELEMENTARY SCHOOL | WELL 1 |  | 1 | 7/10/1990 12:00:00 AM
VA2109031 | GE | NIT | YR | RT | Y | EP001 | EP001 | BLADDER TANK | MAMMA LEONE | BLADDER TANK |  | 1 | 2/25/2025 12:00:00 AM
VA2109031 | TC | TC | QT | RT | Y |  |  |  | MAMMA LEONE |  |  | 1 | 2/25/2025 12:00:00 AM
VA2109035 | GE | THH5 | YR | RT | Y | DS001 | DBP01 | ROOM 27 | MOSS-NUCKOLS ELEMENTARY SCHOOL | DISTRIBUTION SYSTEM |  | 1 | 5/3/2010 12:00:00 AM
VA2109035 | PB | PBCU | 3Y | RT | Y | DS001 | LCR01 | KITCHEN SINK - MAIN KITCH | MOSS-NUCKOLS ELEMENTARY SCHOOL | DISTRIBUTION SYSTEM | FSD | 1 | 5/3/2010 12:00:00 AM
VA2109035 | PB | PBCU | 3Y | RT | Y | DS001 | LCR02 | CAFE WATER FOUNTAIN | MOSS-NUCKOLS ELEMENTARY SCHOOL | DISTRIBUTION SYSTEM | FSD | 1 | 5/3/2010 12:00:00 AM
VA2109035 | PB | PBCU | 3Y | RT | Y | DS001 | LCR03 | CAFE FOYER WATER FOUNTAIN | MOSS-NUCKOLS ELEMENTARY SCHOOL | DISTRIBUTION SYSTEM | FSD | 1 | 5/3/2010 12:00:00 AM
VA2109035 | PB | PBCU | 3Y | RT | Y | DS001 | LCR05 | FOUNTAIN AT NURSE OFF | MOSS-NUCKOLS ELEMENTARY SCHOOL | DISTRIBUTION SYSTEM | FSD | 1 | 5/3/2010 12:00:00 AM
VA2109035 | PB | PBCU | 3Y | RT | Y | DS001 | LCR06 | CLINIC SINK | MOSS-NUCKOLS ELEMENTARY SCHOOL | DISTRIBUTION SYSTEM | FSD | 1 | 5/3/2010 12:00:00 AM
VA2109035 | PB | PBCU | 3Y | RT | Y | DS001 | LCR07 | SPECIAL ED NEAR CLINIC | MOSS-NUCKOLS ELEMENTARY SCHOOL | DISTRIBUTION SYSTEM | FSD | 1 | 5/3/2010 12:00:00 AM
VA2109035 | PB | PBCU | 3Y | RT | Y | DS001 | LCR09 | ROOM 32 | MOSS-NUCKOLS ELEMENTARY SCHOOL | DISTRIBUTION SYSTEM | FSD | 1 | 5/3/2010 12:00:00 AM
VA2109035 | PB | PBCU | 3Y | RT | Y | DS001 | LCR12 | ROOM 21 | MOSS-NUCKOLS ELEMENTARY SCHOOL | DISTRIBUTION SYSTEM | FSD | 1 | 5/3/2010 12:00:00 AM
VA2109035 | PB | PBCU | 3Y | RT | Y | DS001 | LCR13 | FOUNTAIN AT RM 22 | MOSS-NUCKOLS ELEMENTARY SCHOOL | DISTRIBUTION SYSTEM | FSD | 1 | 5/3/2010 12:00:00 AM
VA2109035 | PB | PBCU | 3Y | RT | Y | DS001 | LCR20 | ROOM 1 | MOSS-NUCKOLS ELEMENTARY SCHOOL | DISTRIBUTION SYSTEM | FSD | 1 | 5/3/2010 12:00:00 AM
VA2109035 | TC | TC | MN | RT | Y | DS001 | TCR01 |  | MOSS-NUCKOLS ELEMENTARY SCHOOL | DISTRIBUTION SYSTEM |  | 3 | 5/3/2010 12:00:00 AM
VA2109035 | GE | MPN | YR | RT | Y | WL002 | RW002 | WELL 2 RAW TAP | MOSS-NUCKOLS ELEMENTARY SCHOOL | WELL 2 |  | 1 | 5/3/2010 12:00:00 AM
VA2109060 | TC | TC | MN | RT | Y | DS001 | TCR01 |  | BIO-CAT INC | DISTRIBUTION SYSTEM |  | 3 | 7/19/2010 12:00:00 AM
VA2109060 | GE | MPN | YR | RT | Y | WL001 | RW001 | WELL RAW TAP | BIO-CAT INC | WELL 1 |  | 1 | 7/19/2010 12:00:00 AM
VA2109075 | GE | THH5 | YR | RT | Y | DS001 | DBP02 | LANDSCAPE FAUCET W. GATE | BLUE RIDGE SHORES | DISTRIBUTION SYSTEM |  | 1 | 2/13/1997 12:00:00 AM
VA2109075 | PB | PBCU | 3Y | RT | Y | DS001 | LCR001 | 1861 N LAKESHORE DR | BLUE RIDGE SHORES | DISTRIBUTION SYSTEM | FSD | 1 | 2/13/1997 12:00:00 AM
VA2109075 | PB | PBCU | 3Y | RT | Y | DS001 | LCR002 | 71 WELL RD | BLUE RIDGE SHORES | DISTRIBUTION SYSTEM | FSD | 1 | 2/13/1997 12:00:00 AM
VA2109075 | PB | PBCU | 3Y | RT | Y | DS001 | LCR003 | 265 N LAKESHORE DR | BLUE RIDGE SHORES | DISTRIBUTION SYSTEM | FSD | 1 | 2/13/1997 12:00:00 AM
VA2109075 | PB | PBCU | 3Y | RT | Y | DS001 | LCR004 | 255 ELLIS DRIVE | BLUE RIDGE SHORES | DISTRIBUTION SYSTEM | FSD | 1 | 2/13/1997 12:00:00 AM
VA2109075 | PB | PBCU | 3Y | RT | Y | DS001 | LCR006 | 274 BEECHNUT DR | BLUE RIDGE SHORES | DISTRIBUTION SYSTEM | FSD | 1 | 2/13/1997 12:00:00 AM
VA2109075 | PB | PBCU | 3Y | RT | Y | DS001 | LCR007 | 146 FAIRVIEW RD | BLUE RIDGE SHORES | DISTRIBUTION SYSTEM | FSD | 1 | 2/13/1997 12:00:00 AM
VA2109075 | PB | PBCU | 3Y | RT | Y | DS001 | LCR008 | 81 BEACH RD | BLUE RIDGE SHORES | DISTRIBUTION SYSTEM | FSD | 1 | 2/13/1997 12:00:00 AM
VA2109075 | PB | PBCU | 3Y | RT | Y | DS001 | LCR012 | 109 REDBUD LN | BLUE RIDGE SHORES | DISTRIBUTION SYSTEM | FSD | 1 | 2/13/1997 12:00:00 AM
VA2109075 | PB | PBCU | 3Y | RT | Y | DS001 | LCR014 | 10 NOTTINGHAM RD | BLUE RIDGE SHORES | DISTRIBUTION SYSTEM | FSD | 1 | 2/13/1997 12:00:00 AM
VA2109075 | PB | PBCU | 3Y | RT | Y | DS001 | LCR023 | 138 PINE ROAD | BLUE RIDGE SHORES | DISTRIBUTION SYSTEM | FSD | 1 | 2/13/1997 12:00:00 AM
VA2109075 | TC | TC | MN | RT | Y | DS001 | TCR01 |  | BLUE RIDGE SHORES | DISTRIBUTION SYSTEM |  | 6 | 2/13/1997 12:00:00 AM
VA2109075 | GE | MPN | YR | RT | Y | WL001 | RW001 | WELL 1 RAW TAP | BLUE RIDGE SHORES | WELL 1 |  | 1 | 2/13/1997 12:00:00 AM
VA2109075 | GE | MPN | YR | RT | Y | WL002 | RW002 | WELL 1A RAW TAP | BLUE RIDGE SHORES | WELL 1A |  | 1 | 2/13/1997 12:00:00 AM
VA2109075 | GE | MPN | YR | RT | Y | WL003 | RW003 | WELL 2 RAW TAP | BLUE RIDGE SHORES | WELL 2 |  | 1 | 2/13/1997 12:00:00 AM
VA2109075 | GE | MPN | YR | RT | Y | WL004 | RW004 | WELL 3 RAW TAP | BLUE RIDGE SHORES | WELL 3 |  | 1 | 2/13/1997 12:00:00 AM
VA2109075 | GE | MPN | YR | RT | Y | WL005 | WL005 | WELL 5 RAW TAP | BLUE RIDGE SHORES | WELL 5 |  | 1 | 2/13/1997 12:00:00 AM
VA2109075 | GE | MPN | YR | RT | Y | WL006 | WL006 | WELL 6 RAW | BLUE RIDGE SHORES | WELL 6 |  | 1 | 2/13/1997 12:00:00 AM
VA2109075 | GE | MPN | YR | RT | Y | WL007 | WL007 | WELL 7 RAW | BLUE RIDGE SHORES | WELL 7 |  | 1 | 2/13/1997 12:00:00 AM
VA2109075 | GE | MPN | YR | RT | Y | WL008 | RW008 | WELL 8 RAW TAP | BLUE RIDGE SHORES | WELL 8 |  | 1 | 2/13/1997 12:00:00 AM
VA2109075 | GE | MPN | YR | RT | Y | WL009 | WL009 | WELL 9 RAW | BLUE RIDGE SHORES | WELL 9 |  | 1 | 2/13/1997 12:00:00 AM
VA2109085 | TC | TC | QT | RT | Y | DS001 | TCR01 |  | THE BOARDWALK ON LAKE ANNA | RESTAURANT DISTRIBUTION SYSTEM |  | 2 | 6/22/2012 12:00:00 AM
VA2109085 | GE | MPN | YR | RT | Y | WL001 | RW001 | RAW WATER HYDRANT | THE BOARDWALK ON LAKE ANNA | WELL |  | 1 | 6/22/2012 12:00:00 AM
VA2109110 | TC | TC | QT | RT | Y | DS001 | TCR01 |  | THREE NOTCH ROAD, LLC | DISTRIBUTION SYSTEM |  | 1 | 12/29/2011 12:00:00 AM
VA2109120 | TC | TC | QT | RT | Y | DS001 | TCR01 |  | CALLIE OPIE`S ORCHARD | DISTRIBUTION SYSTEM |  | 1 | 12/8/2016 12:00:00 AM
VA2109120 | GE | NIT | YR | RT | Y | EP001 | EP001 | FINISHED WATER TAP IN WELLHOUSE | CALLIE OPIE`S ORCHARD | ENTRY POINT |  | 1 | 12/8/2016 12:00:00 AM
VA2109120 | GE | MPN | YR | RT | Y | WL001 | RW001 | WELL RAW TAP | CALLIE OPIE`S ORCHARD | DRILLED WELL |  | 1 | 12/8/2016 12:00:00 AM
VA2109130 | TC | TC | MN | RT | Y | DS001 | TCR01 |  | CHRISTOPHER RUN CAMPGROUND | DISTRIBUTION SYSTEM |  | 3 | 2/20/2002 12:00:00 AM
VA2109147 | TC | TC | MN | RT | Y |  |  |  | CUTALONG |  |  | 3 | 2/10/2006 12:00:00 AM
VA2109150 | PB | PBCU | 3Y | RT | Y | DS001 | LCR01 | KITCHEN SINK | ABUNDANT LOVE CHILD DEVELOPMENT CENTER | DISTRIBUTION SYSTEM | FSD | 1 | 2/26/1997 12:00:00 AM
VA2109150 | PB | PBCU | 3Y | RT | Y | DS001 | LCR03 | HANDICAP BATH SINK | ABUNDANT LOVE CHILD DEVELOPMENT CENTER | DISTRIBUTION SYSTEM | FSD | 1 | 2/26/1997 12:00:00 AM
VA2109150 | PB | PBCU | 3Y | RT | Y | DS001 | LCR05 | BACK BATHROOM SINK | ABUNDANT LOVE CHILD DEVELOPMENT CENTER | DISTRIBUTION SYSTEM | FSD | 2 | 2/26/1997 12:00:00 AM
VA2109150 | PB | PBCU | 3Y | RT | Y | DS001 | LCR06 | NURSERY SINK | ABUNDANT LOVE CHILD DEVELOPMENT CENTER | DISTRIBUTION SYSTEM | FSD | 1 | 2/26/1997 12:00:00 AM
VA2109150 | TC | TC | MN | RT | Y | DS001 | TCR01 |  | ABUNDANT LOVE CHILD DEVELOPMENT CENTER | DISTRIBUTION SYSTEM |  | 3 | 2/26/1997 12:00:00 AM
VA2109205 | TC | TC | MN | RT | Y | DS001 | TCR01 |  | DOLLAR GENERAL - BUMPASS | DISTRIBUTION SYSTEM |  | 3 | 3/24/2020 12:00:00 AM
VA2109205 | GE | NIT | YR | RT | Y | EP001 | EP001 | FINISHED WATER TAP | DOLLAR GENERAL - BUMPASS | ENTRY POINT |  | 1 | 3/24/2020 12:00:00 AM
VA2109207 | TC | TC | QT | RT | Y | DS001 | TCR01 |  | DOLLAR GENERAL - GUM SPRING #18123 | DISTRIBUTION SYSTEM |  | 1 | 2/14/2024 12:00:00 AM
VA2109207 | GE | NIT | YR | RT | Y | ST001 | EP001 | 44-GALLON BLADDER TANK | DOLLAR GENERAL - GUM SPRING #18123 | 44-GALLON BLADDER TANK |  | 1 | 2/14/2024 12:00:00 AM
VA2109210 | TC | TC | QT | RT | Y | DS001 | TCR01 |  | DOLLAR GENERAL - LOUISA | DISTRIBUTION SYSTEM |  | 1 | 4/26/2018 12:00:00 AM
VA2109215 | TC | TC | QT | RT | Y | DS001 | TCR01 |  | DOLLAR GENERAL- MINERAL | DISTRIBUTION SYSTEM |  | 1 | 6/2/2021 12:00:00 AM
VA2109215 | GE | NIT | YR | RT | Y | EP001 | EP001 | ENTRY POINT | DOLLAR GENERAL- MINERAL | ENTRY POINT |  | 1 | 6/2/2021 12:00:00 AM
VA2109260 | GE | THH5 | YR | RT | Y | DS001 | DBP01 | KITCHEN SINK | JOUETT ELEMENTARY SCHOOL | DISTRIBUTION SYSTEM |  | 1 | 2/13/1997 12:00:00 AM
VA2109260 | PB | PBCU | 3Y | RT | Y | DS001 | LCR06 | KITCHEN SINK 2 | JOUETT ELEMENTARY SCHOOL | DISTRIBUTION SYSTEM | FSD | 1 | 2/13/1997 12:00:00 AM
VA2109260 | PB | PBCU | 3Y | RT | Y | DS001 | LCR14 | DF 1 LIBRARY | JOUETT ELEMENTARY SCHOOL | DISTRIBUTION SYSTEM | FSD | 1 | 2/13/1997 12:00:00 AM
VA2109260 | PB | PBCU | 3Y | RT | Y | DS001 | LCR15 | DF 2 ROOM 28 | JOUETT ELEMENTARY SCHOOL | DISTRIBUTION SYSTEM | FSD | 1 | 2/13/1997 12:00:00 AM
VA2109260 | PB | PBCU | 3Y | RT | Y | DS001 | LCR17 | KITCHEN SINK 4 | JOUETT ELEMENTARY SCHOOL | DISTRIBUTION SYSTEM | FSD | 1 | 2/13/1997 12:00:00 AM
VA2109260 | PB | PBCU | 3Y | RT | Y | DS001 | LCR18 | DF 4 ROOM 30 | JOUETT ELEMENTARY SCHOOL | DISTRIBUTION SYSTEM | FSD | 1 | 2/13/1997 12:00:00 AM
VA2109260 | PB | PBCU | 3Y | RT | Y | DS001 | LCR20 | DF 6 ROOM 12 | JOUETT ELEMENTARY SCHOOL | DISTRIBUTION SYSTEM | FSD | 1 | 2/13/1997 12:00:00 AM
VA2109260 | PB | PBCU | 3Y | RT | Y | DS001 | LCR21 | DF 7 ROOM 4 | JOUETT ELEMENTARY SCHOOL | DISTRIBUTION SYSTEM | FSD | 1 | 2/13/1997 12:00:00 AM
VA2109260 | PB | PBCU | 3Y | RT | Y | DS001 | LCR22 | DF 5H ROOM 17 | JOUETT ELEMENTARY SCHOOL | DISTRIBUTION SYSTEM | FSD | 1 | 2/13/1997 12:00:00 AM
VA2109260 | PB | PBCU | 3Y | RT | Y | DS001 | LCR23 | DF 9 BTW CAFE | JOUETT ELEMENTARY SCHOOL | DISTRIBUTION SYSTEM | FSD | 1 | 2/13/1997 12:00:00 AM
VA2109260 | PB | PBCU | 3Y | RT | Y | DS001 | LCR24 | DF 10 ROOM 37 | JOUETT ELEMENTARY SCHOOL | DISTRIBUTION SYSTEM | FSD | 1 | 2/13/1997 12:00:00 AM
VA2109260 | TC | TC | MN | RT | Y | DS001 | TCR01 |  | JOUETT ELEMENTARY SCHOOL | DISTRIBUTION SYSTEM |  | 3 | 2/13/1997 12:00:00 AM
VA2109260 | GE | MPN | YR | RT | Y | WL001 | RW001 | WELL RAW TAP | JOUETT ELEMENTARY SCHOOL | DRILLED WELL |  | 1 | 2/13/1997 12:00:00 AM
VA2109265 | GE | THH5 | 3Y | RT | Y | DS001 | LCR07 | 272 CASTLE DRIVE | SESMAU JERDONE ISLAND | DISTRIBUTION SYSTEM |  | 1 | 7/24/1991 12:00:00 AM
VA2109265 | TC | TC | MN | RT | Y | DS001 | TCR01 |  | SESMAU JERDONE ISLAND | DISTRIBUTION SYSTEM |  | 3 | 7/24/1991 12:00:00 AM
VA2109265 | GE | NIT | YR | RT | Y | EP001 | EP001 | EP WELL | SESMAU JERDONE ISLAND | EP WELL |  | 1 | 7/24/1991 12:00:00 AM
VA2109265 | GE | RADA | QT | RT | Y | EP001 | EP001 | EP WELL | SESMAU JERDONE ISLAND | EP WELL |  | 1 | 7/24/1991 12:00:00 AM
VA2109265 | GE | VOC | QT | RT | Y | EP001 | EP001 | EP WELL | SESMAU JERDONE ISLAND | EP WELL |  | 1 | 7/24/1991 12:00:00 AM
VA2109265 | GE | MPN | YR | RT | Y | WL001 | RW001 | WELL RAW TAP | SESMAU JERDONE ISLAND | WELL |  | 1 | 7/24/1991 12:00:00 AM
VA2109300 | TC | TC | MN | RT | Y | DS001 | TCR01 |  | KLOCKNER PENTAPLAST, INC. | DISTRIBUTION SYSTEM |  | 3 | 8/6/1990 12:00:00 AM
VA2109300 | GE | MPN | YR | RT | Y | WL001 | RW001 | OLD POTABLE RAW TAP | KLOCKNER PENTAPLAST, INC. | OLD POTABLE WELL (EMERGENCY) |  | 1 | 8/6/1990 12:00:00 AM
VA2109300 | GE | MPN | YR | RT | Y | WL002 | RWPR1 | PROCESS WELL 1 | KLOCKNER PENTAPLAST, INC. | PROCESS WELL 1 |  | 1 | 8/6/1990 12:00:00 AM
VA2109300 | GE | MPN | YR | RT | Y | WL003 | RWPR2 | PROCESS WELL 2 | KLOCKNER PENTAPLAST, INC. | PROCESS WELL 2 |  | 1 | 8/6/1990 12:00:00 AM
VA2109300 | GE | THH5 | 3Y | RT | Y | DS001 | DBP01 | EAST END MAINT MR | KLOCKNER PENTAPLAST, INC. | DISTRIBUTION SYSTEM |  | 1 | 1990-08-06
VA2109340 | TC | TC | MN | RT | Y | DS001 | TCR01 |  | NEW BRIDGE | DISTRIBUTION SYSTEM |  | 3 | 1/29/1998 12:00:00 AM
VA2109340 | GE | VOC | 3Y | RT | Y | EP001 | EP001 | ENTRY POINT TAP | NEW BRIDGE | ENTRY POINT TAP |  | 1 | 1/29/1998 12:00:00 AM
VA2109340 | GE | MPN | YR | RT | Y | WL002 | RW002 | WELL #2 RAW WATER | NEW BRIDGE | WELL 2 |  | 1 | 1/29/1998 12:00:00 AM
VA2109450 | GE | THH5 | QT | RT | Y | DS001 | DBP02 | LOUISA TOWN PARK | LOUISA, TOWN OF | DISTRIBUTION SYSTEM |  | 1 | 6/7/1982 12:00:00 AM
VA2109450 | GE | THH5 | QT | RT | Y | DS001 | DBP05 | VA DEPT OF FORESTRY | LOUISA, TOWN OF | DISTRIBUTION SYSTEM |  | 1 | 6/7/1982 12:00:00 AM
VA2109450 | TC | TC | MN | RT | Y | DS001 | TCR01 |  | LOUISA, TOWN OF | DISTRIBUTION SYSTEM |  | 6 | 6/7/1982 12:00:00 AM
VA2109510 | GE | THH5 | QT | RT | Y | DS001 | DBP04 | ANIMAL MEDICAL CTR | LOUISA COUNTY WATER AUTHORITY | DISTRIBUTION SYSTEM |  | 1 | 2/13/1997 12:00:00 AM
VA2109510 | GE | THH5 | QT | RT | Y | DS001 | DBP05 | MINERAL RESTAURANT | LOUISA COUNTY WATER AUTHORITY | DISTRIBUTION SYSTEM |  | 1 | 2/13/1997 12:00:00 AM
VA2109510 | TC | TC | MN | RT | Y | DS001 | TCR01 |  | LOUISA COUNTY WATER AUTHORITY | DISTRIBUTION SYSTEM |  | 15 | 2/13/1997 12:00:00 AM
VA2109510 | GE | VOC | YR | RT | Y | EP001 | EP001 | EP FINISHED WTR TAP | LOUISA COUNTY WATER AUTHORITY | EP WATER TREATMENT PLANT |  | 1 | 2/13/1997 12:00:00 AM
VA2109510 | GE | TOCA | MN | RT | Y | RW001 | RW001 | RAW WATER | LOUISA COUNTY WATER AUTHORITY | COMBINED RAW WATER - NE CREEK WTP |  | 3 | 2/13/1997 12:00:00 AM
VA2109510 | GE | FRFL | MN | ST | N | TP001 | LB001 | LAB TAP | LOUISA COUNTY WATER AUTHORITY | NORTHEAST CREEK WTP |  | 3 | 2/13/1997 12:00:00 AM
VA2109510 | GE | TOC | MN | RT | Y | TP001 | UP001 | COMBINED FILTER EFF | LOUISA COUNTY WATER AUTHORITY | NORTHEAST CREEK WTP |  | 3 | 2/13/1997 12:00:00 AM
VA2109510 | GE | MPN | YR | RT | Y | WL001 | RW002 | INDST PARK WELL RAW | LOUISA COUNTY WATER AUTHORITY | INDUSTRIAL PARK WELL |  | 1 | 2/13/1997 12:00:00 AM
VA2109525 | GE | THH5 | YR | RT | Y | DS001 | DBP02 | TOWN HALL | MINERAL, TOWN OF | DISTRIBUTION SYSTEM |  | 1 | 2/13/1997 12:00:00 AM
VA2109525 | TC | TC | MN | RT | Y | DS001 | TCR01 |  | MINERAL, TOWN OF | DISTRIBUTION SYSTEM |  | 3 | 2/13/1997 12:00:00 AM
VA2109525 | GE | ICMT | 3Y | RT | Y | EP003 | EP003 | EP WELL 4 | MINERAL, TOWN OF | EP WELL 4 |  | 1 | 2/13/1997 12:00:00 AM
VA2109525 | GE | VOC | 3Y | RT | Y | EP003 | EP003 | EP WELL 4 | MINERAL, TOWN OF | EP WELL 4 |  | 1 | 2/13/1997 12:00:00 AM
VA2109575 | PB | PBCU | 6M | RT | Y | DS001 | LCR01 | 11020 KENTUCKY SPRING RD | NEW BRIDGE LANDING | DISTRIBUTION SYSTEM | FSD | 2 | 12/14/2010 12:00:00 AM
VA2109575 | PB | PBCU | 6M | RT | Y | DS001 | LCR02 | 11018 KENTUCKY SPRING RD | NEW BRIDGE LANDING | DISTRIBUTION SYSTEM | FSD | 2 | 12/14/2010 12:00:00 AM
VA2109575 | PB | PBCU | 6M | RT | Y | DS001 | LCR03 | 11012 KENTUCKY SPRING RD | NEW BRIDGE LANDING | DISTRIBUTION SYSTEM | FSD | 2 | 12/14/2010 12:00:00 AM
VA2109575 | PB | PBCU | 6M | RT | Y | DS001 | LCR04 | 11004 KENTUCKY SPRING RD | NEW BRIDGE LANDING | DISTRIBUTION SYSTEM | FSD | 2 | 12/14/2010 12:00:00 AM
VA2109575 | PB | PBCU | 6M | RT | Y | DS001 | LCR05 | 11000 KENTUCKY SPRING RD | NEW BRIDGE LANDING | DISTRIBUTION SYSTEM | FSD | 2 | 12/14/2010 12:00:00 AM
VA2109575 | TC | TC | MN | RT | Y | DS001 | TCR01 |  | NEW BRIDGE LANDING | DISTRIBUTION SYSTEM |  | 3 | 12/14/2010 12:00:00 AM
VA2109575 | GE | MPN | YR | RT | Y | WL009 | RW009 | WELL LB 9 | NEW BRIDGE LANDING | WELL LB 9 |  | 1 | 12/14/2010 12:00:00 AM
VA2109600 | PB | PBCU | 3Y | RT | Y | DS001 | LCR01 | ADMIN. ANNEX | NORTH ANNA POWER STATION | DISTRIBUTION SYSTEM | FSD | 1 | 2/13/1997 12:00:00 AM
VA2109600 | PB | PBCU | 3Y | RT | Y | DS001 | LCR02 | TRAINING BLDG | NORTH ANNA POWER STATION | DISTRIBUTION SYSTEM | FSD | 1 | 2/13/1997 12:00:00 AM
VA2109600 | PB | PBCU | 3Y | RT | Y | DS001 | LCR03 | WAREHOUSE #5 | NORTH ANNA POWER STATION | DISTRIBUTION SYSTEM | FSD | 1 | 2/13/1997 12:00:00 AM
VA2109600 | PB | PBCU | 3Y | RT | Y | DS001 | LCR04 | VEHICLE MAINTENANCE | NORTH ANNA POWER STATION | DISTRIBUTION SYSTEM | FSD | 1 | 2/13/1997 12:00:00 AM
VA2109600 | PB | PBCU | 3Y | RT | Y | DS001 | LCR05 | TECHNICAL SUPPORT BL | NORTH ANNA POWER STATION | DISTRIBUTION SYSTEM | FSD | 1 | 2/13/1997 12:00:00 AM
VA2109600 | PB | PBCU | 3Y | RT | Y | DS001 | LCR06 | SECURITY BLDG | NORTH ANNA POWER STATION | DISTRIBUTION SYSTEM | FSD | 1 | 2/13/1997 12:00:00 AM
VA2109600 | PB | PBCU | 3Y | RT | Y | DS001 | LCR07 | RECORDS BLDG. | NORTH ANNA POWER STATION | DISTRIBUTION SYSTEM | FSD | 1 | 2/13/1997 12:00:00 AM
VA2109600 | PB | PBCU | 3Y | RT | Y | DS001 | LCR08 | ADMIN. BLDG | NORTH ANNA POWER STATION | DISTRIBUTION SYSTEM | FSD | 1 | 2/13/1997 12:00:00 AM
VA2109600 | PB | PBCU | 3Y | RT | Y | DS001 | LCR09 | TURBINE BLDG | NORTH ANNA POWER STATION | DISTRIBUTION SYSTEM | FSD | 1 | 2/13/1997 12:00:00 AM
VA2109600 | PB | PBCU | 3Y | RT | Y | DS001 | LCR10 | MAINTENANCE BLDG | NORTH ANNA POWER STATION | DISTRIBUTION SYSTEM | FSD | 1 | 2/13/1997 12:00:00 AM
VA2109600 | TC | TC | MN | RT | Y | DS001 | TCR01 |  | NORTH ANNA POWER STATION | DISTRIBUTION SYSTEM |  | 6 | 2/13/1997 12:00:00 AM
VA2109600 | GE | NIT | YR | RT | Y | EP006 | EP006 | EP WELL 6 TAP | NORTH ANNA POWER STATION | EP WELL 6 |  | 1 | 2/13/1997 12:00:00 AM
VA2109600 | GE | NIT | YR | RT | Y | EP007 | EP007 | EP WELL 7 | NORTH ANNA POWER STATION | EP WELL 7 |  | 1 | 2/13/1997 12:00:00 AM
VA2109610 | TC | TC | QT | RT | Y | DS001 | TCR01 |  | NORTH ANNA NUCLEAR INFORMATION CENTER | DISTRIBUTION SYSTEM |  | 1 | 6/17/1991 12:00:00 AM
VA2109610 | GE | NIT | QT | RT | Y | EP001 | EP001 | EP WELL | NORTH ANNA NUCLEAR INFORMATION CENTER | EP WELL |  | 1 | 6/17/1991 12:00:00 AM
VA2109610 | GE | MPN | YR | RT | Y | WL001 | RW001 | WELL NANIC | NORTH ANNA NUCLEAR INFORMATION CENTER | WELL |  | 1 | 6/17/1991 12:00:00 AM
VA2109624 | TC | TC | MN | RT | Y | DS001 | TCR01 |  | FERNCLIFF BUSINESS PARK | DISTRIBUTION SYSTEM |  | 3 | 6/4/2014 12:00:00 AM
VA2109624 | GE | NIT | YR | RT | Y | EP001 | EP001 | ENTRY POINT TAP | FERNCLIFF BUSINESS PARK | ENTRY POINT TAP |  | 1 | 6/4/2014 12:00:00 AM
VA2109624 | GE | MPN | YR | RT | Y | WL001 | RW001 | DRILLED WELL | FERNCLIFF BUSINESS PARK | DRILLED WELL |  | 1 | 6/4/2014 12:00:00 AM
VA2109624 | GE | THH5 | 3Y | RT | Y | DS001 | DBP01 | CAVALIER PRODUCE | FERNCLIFF BUSINESS PARK | DISTRIBUTION SYSTEM |  | 1 | 2014-06-04
VA2109630 | TC | TC | MN | RT | Y | DS001 | TCR01 |  | PIEDMONT CHRISTIAN SCHOOL | DISTRIBUTION SYSTEM |  | 3 | 10/5/2007 12:00:00 AM
VA2109630 | GE | MPN | YR | RT | Y | WL001 | RW001 | WELL RAW TAP | PIEDMONT CHRISTIAN SCHOOL | WELL |  | 1 | 10/5/2007 12:00:00 AM
VA2109635 | TC | TC | MN | RT | Y | DS001 | TCR01 |  | PLEASANTS LANDING | DISTRIBUTION SYSTEM |  | 3 | 2/13/2020 12:00:00 AM
VA2109635 | GE | NIT | YR | RT | Y | EP001 | EP001 | ENTRY POINT TAP | PLEASANTS LANDING | ENTRY POINT TAP |  | 1 | 2/13/2020 12:00:00 AM
VA2109639 | TC | TC | QT | RT | Y | DS001 | TCR01 |  | GUM SPRING BP | DISTRIBUTION SYSTEM |  | 1 | 8/10/2000 12:00:00 AM
VA2109639 | GE | MPN | YR | RT | Y | WL001 | RW001 | WELL RAW TAP | GUM SPRING BP | WELL |  | 1 | 8/10/2000 12:00:00 AM
VA2109640 | TC | TC | QT | RT | Y | DS001 | TCR01 |  | PROSPECT HILL | DISTRIBUTION SYSTEM |  | 1 | 12/24/1997 12:00:00 AM
VA2109641 | TC | TC | QT | RT | Y | DS001 | TCR01 |  | PROVIDENCE PRESBYTERIAN PRESCHOOL | DISTRIBUTION SYSTEM |  | 1 | 8/18/2015 12:00:00 AM
VA2109641 | GE | MPN | YR | RT | Y | WL002 | RW002 | NEW DRILLED WELL | PROVIDENCE PRESBYTERIAN PRESCHOOL | DRILLED WELL |  | 1 | 8/18/2015 12:00:00 AM
VA2109648 | TC | TC | MN | RT | Y | DS001 | TCR01 |  | SALEM CHRISTIAN SCHOOL | DISTRIBUTION SYSTEM |  | 3 | 11/1/2019 12:00:00 AM
VA2109648 | GE | MPN | YR | RT | Y | WL001 | RW001 | WELL 1 RAW WATER | SALEM CHRISTIAN SCHOOL | WELL 1 |  | 1 | 11/1/2019 12:00:00 AM
VA2109650 | PB | PBCU | 3Y | RT | Y | DS001 | LCR01 | 329 PINEHURST DR | SHENANDOAH CROSSING | DISTRIBUTION SYSTEM | FSD | 1 | 5/31/1989 12:00:00 AM
VA2109650 | PB | PBCU | 3Y | RT | Y | DS001 | LCR04 | 219 W PEBBLE BEACH DR | SHENANDOAH CROSSING | DISTRIBUTION SYSTEM | FSD | 1 | 5/31/1989 12:00:00 AM
VA2109650 | PB | PBCU | 3Y | RT | Y | DS001 | LCR05 | 46 GLEN EAGLES DR | SHENANDOAH CROSSING | DISTRIBUTION SYSTEM | FSD | 1 | 5/31/1989 12:00:00 AM
VA2109650 | PB | PBCU | 3Y | RT | Y | DS001 | LCR07 | 303 OAKMONT DR | SHENANDOAH CROSSING | DISTRIBUTION SYSTEM | FSD | 1 | 5/31/1989 12:00:00 AM
VA2109650 | PB | PBCU | 3Y | RT | Y | DS001 | LCR11 | 1088 SHENANDOAH CROSSINGS DRIVE | SHENANDOAH CROSSING | DISTRIBUTION SYSTEM | FSD | 1 | 5/31/1989 12:00:00 AM
VA2109650 | PB | PBCU | 3Y | RT | Y | DS001 | LCR14 | 95 SHAWNEE DR. | SHENANDOAH CROSSING | DISTRIBUTION SYSTEM | FSD | 1 | 5/31/1989 12:00:00 AM
VA2109650 | PB | PBCU | 3Y | RT | Y | DS001 | LCR15 | 756 OAKMONT DR | SHENANDOAH CROSSING | DISTRIBUTION SYSTEM | FSD | 1 | 5/31/1989 12:00:00 AM
VA2109650 | PB | PBCU | 3Y | RT | Y | DS001 | LCR16 | 104 BAY HILL RD. | SHENANDOAH CROSSING | DISTRIBUTION SYSTEM | FSD | 1 | 5/31/1989 12:00:00 AM
VA2109650 | PB | PBCU | 3Y | RT | Y | DS001 | LCR17 | 1423 SHENANDOAH CROSSING DR. | SHENANDOAH CROSSING | DISTRIBUTION SYSTEM | FSD | 1 | 5/31/1989 12:00:00 AM
VA2109650 | PB | PBCU | 3Y | RT | Y | DS001 | LCR18 | 41 BAY HILL RD. | SHENANDOAH CROSSING | DISTRIBUTION SYSTEM | FSD | 1 | 5/31/1989 12:00:00 AM
VA2109650 | TC | TC | MN | RT | Y | DS001 | TCR01 |  | SHENANDOAH CROSSING | DISTRIBUTION SYSTEM |  | 15 | 5/31/1989 12:00:00 AM
VA2109650 | GE | MPN | YR | RT | Y | WL001 | RW001 | WELL #1 RAW TAP | SHENANDOAH CROSSING | WELL 1 |  | 1 | 5/31/1989 12:00:00 AM
VA2109650 | GE | MPN | YR | RT | Y | WL002 | RW002 | WELL #2 RAW TAP | SHENANDOAH CROSSING | WELL 2 |  | 1 | 5/31/1989 12:00:00 AM
VA2109650 | GE | MPN | YR | RT | Y | WL003 | RW003 | WELL #3 RAW TAP | SHENANDOAH CROSSING | WELL 3 |  | 1 | 5/31/1989 12:00:00 AM
VA2109650 | GE | MPN | YR | RT | Y | WL004 | RW004 | WELL 4 RAW TAP | SHENANDOAH CROSSING | WELL 4 |  | 1 | 5/31/1989 12:00:00 AM
VA2109650 | GE | MPN | YR | RT | Y | WL005 | RW005 | WELL 5 RAW TAP | SHENANDOAH CROSSING | WELL 5 |  | 1 | 5/31/1989 12:00:00 AM
VA2109650 | GE | MPN | YR | RT | Y | WL006 | RW006 | WELL 6 RAW TAP | SHENANDOAH CROSSING | WELL 6 |  | 1 | 5/31/1989 12:00:00 AM
VA2109675 | PB | PBCU | YR | RT | Y | DS001 | LCR01 | 813 GIBSON | SIX-0-FIVE VILLAGE | DISTRIBUTION SYSTEM | FSD | 1 | 2/9/1996 12:00:00 AM
VA2109675 | PB | PBCU | YR | RT | Y | DS001 | LCR02 | 801 GIBSON | SIX-0-FIVE VILLAGE | DISTRIBUTION SYSTEM | FSD | 1 | 2/9/1996 12:00:00 AM
VA2109675 | PB | PBCU | YR | RT | Y | DS001 | LCR03 | 701 MCCRACKEN | SIX-0-FIVE VILLAGE | DISTRIBUTION SYSTEM | FSD | 1 | 2/9/1996 12:00:00 AM
VA2109675 | PB | PBCU | YR | RT | Y | DS001 | LCR04 | 36 RUSSELL | SIX-0-FIVE VILLAGE | DISTRIBUTION SYSTEM | FSD | 1 | 2/9/1996 12:00:00 AM
VA2109675 | PB | PBCU | YR | RT | Y | DS001 | LCR05 | 17 ZARIN AVE | SIX-0-FIVE VILLAGE | DISTRIBUTION SYSTEM | FSD | 1 | 2/9/1996 12:00:00 AM
VA2109675 | TC | TC | MN | RT | Y | DS001 | TCR01 |  | SIX-0-FIVE VILLAGE | DISTRIBUTION SYSTEM |  | 3 | 2/9/1996 12:00:00 AM
VA2109675 | GE | NIT | YR | RT | Y | EP001 | EP001 | EP COMBINED WELLS | SIX-0-FIVE VILLAGE | EP COMBINED WELLS |  | 1 | 2/9/1996 12:00:00 AM
VA2109675 | GE | MPN | YR | RT | Y | WL001 | RW001 | WELL 1 RAW TAP | SIX-0-FIVE VILLAGE | WELL 1 |  | 1 | 2/9/1996 12:00:00 AM
VA2109675 | GE | MPN | YR | RT | Y | WL002 | RW002 | WELL 2 RAW TAP | SIX-0-FIVE VILLAGE | WELL 2 |  | 1 | 2/9/1996 12:00:00 AM
VA2109685 | TC | TC | QT | RT | Y | DS001 | TCR01 |  | SUNSET COVE CLUBHOUSE | DISTRIBUTION SYSTEM |  | 1 | 11/15/2017 12:00:00 AM
VA2109725 | TC | TC | QT | RT | Y | DS001 | TCR01 |  | THE LION'S DEN RESTAURANT LLC | DISTRIBUTION SYSTEM |  | 1 | 11/8/2000 12:00:00 AM
VA2109725 | GE | NIT | YR | RT | Y | EP001 | EP001 | EP WELL TAP | THE LION'S DEN RESTAURANT LLC | EP WELL |  | 1 | 11/8/2000 12:00:00 AM
VA2109800 | PB | PBCU | 3Y | RT | Y | DS001 | LCR001 | APARTMENT 2 | TREVILIANS SQUARE APARTMENTS | DISTRIBUTION SYSTEM | FSD | 1 | 8/13/2001 12:00:00 AM
VA2109800 | PB | PBCU | 3Y | RT | Y | DS001 | LCR002 | APARTMENT 7 | TREVILIANS SQUARE APARTMENTS | DISTRIBUTION SYSTEM | FSD | 1 | 8/13/2001 12:00:00 AM
VA2109800 | PB | PBCU | 3Y | RT | Y | DS001 | LCR003 | APARTMENT 8 | TREVILIANS SQUARE APARTMENTS | DISTRIBUTION SYSTEM | FSD | 1 | 8/13/2001 12:00:00 AM
VA2109800 | PB | PBCU | 3Y | RT | Y | DS001 | LCR004 | APARTMENT 11 | TREVILIANS SQUARE APARTMENTS | DISTRIBUTION SYSTEM | FSD | 1 | 8/13/2001 12:00:00 AM
VA2109800 | PB | PBCU | 3Y | RT | Y | DS001 | LCR005 | APARTMENT 19 | TREVILIANS SQUARE APARTMENTS | DISTRIBUTION SYSTEM | FSD | 1 | 8/13/2001 12:00:00 AM
VA2109800 | TC | TC | MN | RT | Y | DS001 | TCR01 |  | TREVILIANS SQUARE APARTMENTS | DISTRIBUTION SYSTEM |  | 3 | 8/13/2001 12:00:00 AM
VA2109800 | GE | NIT | YR | RT | Y | EP001 | EP001 | EP WELL | TREVILIANS SQUARE APARTMENTS | EP WELL |  | 1 | 8/13/2001 12:00:00 AM
VA2109800 | GE | MPN | YR | RT | Y | WL001 | RW001 | WELL 1 RAW TAP | TREVILIANS SQUARE APARTMENTS | WELL 1 |  | 1 | 8/13/2001 12:00:00 AM
VA2109800 | GE | THH5 | 3Y | RT | Y | DS001 | DBP03 | APARTMENT 25 | TREVILIANS SQUARE APARTMENTS | DISTRIBUTION SYSTEM |  | 1 | 2001-08-13
VA2109825 | TC | TC | MN | RT | Y | DS001 | TCR01 |  | TWIN OAKS COMMUNITY | DISTRIBUTION SYSTEM |  | 3 | 2/13/1997 12:00:00 AM
VA2109925 | TC | TC | QT | RT | Y | DS001 | TCR01 |  | SMALL COUNTRY CAMPGROUND | DISTRIBUTION SYSTEM |  | 1 | 2/20/2002 12:00:00 AM
VA2109925 | GE | NIT | YR | RT | Y | EP001 | EP001 | EP WELL 1 (ORANGE) | SMALL COUNTRY CAMPGROUND | EP WELL 1 (ORANGE) |  | 1 | 2/20/2002 12:00:00 AM
VA2109925 | GE | NIT | YR | RT | Y | EP002 | EP002 | EP WELL 2 (YELLOW) | SMALL COUNTRY CAMPGROUND | EP WELL 2 (YELLOW) |  | 1 | 2/20/2002 12:00:00 AM
VA2109925 | GE | MPN | YR | RT | Y | WL001 | RW001 | WELL 1 (ORANGE) RAW | SMALL COUNTRY CAMPGROUND | WELL 1 (ORANGE) |  | 1 | 2/20/2002 12:00:00 AM
VA2109925 | GE | MPN | YR | RT | Y | WL002 | RW002 | WELL 2 (YELLOW) | SMALL COUNTRY CAMPGROUND | WELL 2 (YELLOW) |  | 1 | 2/20/2002 12:00:00 AM
VA2109980 | TC | TC | MN | RT | Y | DS001 | TCR01 |  | ZION CHRISTIAN CHILDREN'S CENTER | DISTRIBUTION SYSTEM |  | 3 | 10/15/2013 12:00:00 AM
VA2109980 | GE | ICMT | 3Y | RT | Y | EP001 | EP001 | ENTRY POINT TAP | ZION CHRISTIAN CHILDREN'S CENTER | ENTRY POINT |  | 1 | 10/15/2013 12:00:00 AM
VA2109980 | GE | MPN | YR | RT | Y | WL001 | RW001 | RAW WATER TAP | ZION CHRISTIAN CHILDREN'S CENTER | DRILLED WELL |  | 1 | 10/15/2013 12:00:00 AM
VA2109990 | GE | THH5 | YR | RT | Y | DS001 | DBP02 | CRESCENT INN | LOUISA COUNTY ZION CROSSROADS | DISTRIBUTION SYSTEM |  | 1 | 6/22/2006 12:00:00 AM
VA2109990 | TC | TC | MN | RT | Y | DS001 | TCR01 |  | LOUISA COUNTY ZION CROSSROADS | DISTRIBUTION SYSTEM |  | 6 | 6/22/2006 12:00:00 AM
VA2109990 | GE | NIT | YR | RT | Y | EP001 | EP001 | EP POORE WELLS 1,2 | LOUISA COUNTY ZION CROSSROADS | EP COMBINED POORE WELLS 1 & 2 |  | 1 | 6/22/2006 12:00:00 AM
VA2109990 | GE | ICMT | 3Y | RT | Y | EP004 | EP004 | EP COMBINED GS & SC WELLS | LOUISA COUNTY ZION CROSSROADS | EP COMBINED GS & SC WELLS |  | 1 | 6/22/2006 12:00:00 AM
VA2109990 | GE | MPN | YR | RT | Y | WL001 | RWP01 | WELL POORE 1 | LOUISA COUNTY ZION CROSSROADS | POORE WELL 1 |  | 1 | 6/22/2006 12:00:00 AM
VA2109990 | GE | MPN | YR | RT | Y | WL003 | RWGS3 | WELL GS3 | LOUISA COUNTY ZION CROSSROADS | GREEN SPRINGS WELL #3 |  | 1 | 6/22/2006 12:00:00 AM
VA2109990 | GE | MPN | YR | RT | Y | WL004 | RWGS4 | WELL GS4 | LOUISA COUNTY ZION CROSSROADS | GREEN SPRINGS WELL #4 |  | 1 | 6/22/2006 12:00:00 AM
VA2109990 | GE | MPN | YR | RT | Y | WL005 | RWGS5 | WELL GS5 | LOUISA COUNTY ZION CROSSROADS | GREEN SPRINGS WELL #5 |  | 1 | 6/22/2006 12:00:00 AM
VA2109990 | GE | MPN | YR | RT | Y | WL008 | RWSC3 | WELL SC3 | LOUISA COUNTY ZION CROSSROADS | SPRING CREEK WELL SC-3 |  | 1 | 6/22/2006 12:00:00 AM
VA2125001 | TC | TC | QT | RT | Y | DS001 | TCR01 |  | BASECAMP 151 | DISTRIBUTION SYSTEM |  | 1 | 3/26/2024 12:00:00 AM
VA2125001 | GE | NIT | YR | RT | Y | EP001 | EP001 | ENTRY POINT SAMPLE TAP | BASECAMP 151 | ENTRY POINT SAMPLE TAP |  | 1 | 3/26/2024 12:00:00 AM
VA2125005 | TC | TC | MN | RT | Y | DS001 | TCR01 |  | ADVANCING NATIVE MISSIONS | DISTRIBUTION SYSTEM |  | 3 | 7/6/2010 12:00:00 AM
VA2125013 | TC | TC | QT | RT | Y | DS001 | TCR01 |  | BLACK BEAR CREAMERY | DISTRIBUTION SYSTEM |  | 1 | 12/2/2021 12:00:00 AM
VA2125013 | GE | NIT | YR | RT | Y | EP001 | EP001 | TREATED WATER TAP | BLACK BEAR CREAMERY | ENTRY POINT |  | 1 | 12/2/2021 12:00:00 AM
VA2125013 | GE | MPN | YR | RT | Y | WL001 | RW001 | WELL #1 RAW TAP | BLACK BEAR CREAMERY | WELL #1 |  | 1 | 12/2/2021 12:00:00 AM
VA2125016 | TC | TC | MN | RT | Y | DS001 | TCR01 |  | BLUE MOUNTAIN BREWERY | DISTRIBUTION SYSTEM |  | 3 | 1/19/2011 12:00:00 AM
VA2125016 | GE | MPN | YR | RT | Y | WL002 | RW002 | RAW WELL 2 | BLUE MOUNTAIN BREWERY | WELL 2 (BEHIND HOUSE) |  | 1 | 1/19/2011 12:00:00 AM
VA2125020 | TC | TC | QT | RT | Y | DS001 | TCR01 |  | WINTERGREEN PLAZA | DISTRIBUTION SYSTEM |  | 1 | 2/4/1998 12:00:00 AM
VA2125020 | GE | MPN | QT | RT | Y | WL001 | RW001 | WELL RAW WATER TAP | WINTERGREEN PLAZA | WELL |  | 1 | 2/4/1998 12:00:00 AM
VA2125026 | PB | PBCU | YR | RT | Y | DS001 | LCR001 | WAREHOUSE FOUNTAIN 1 | BOLD ROCK HARD CIDER | DISTRIBUTION SYSTEM | FSD | 1 | 5/21/2015 12:00:00 AM
VA2125026 | PB | PBCU | YR | RT | Y | DS001 | LCR002 | WAREHOUSE FOUNTAIN 2 | BOLD ROCK HARD CIDER | DISTRIBUTION SYSTEM | FSD | 1 | 5/21/2015 12:00:00 AM
VA2125026 | PB | PBCU | YR | RT | Y | DS001 | LCR003 | CIDERY DRINKING FOUNTAIN 1 | BOLD ROCK HARD CIDER | DISTRIBUTION SYSTEM | FSD | 1 | 5/21/2015 12:00:00 AM
VA2125026 | PB | PBCU | YR | RT | Y | DS001 | LCR004 | CIDERY DRINKING FOUNTAIN 2 | BOLD ROCK HARD CIDER | DISTRIBUTION SYSTEM | FSD | 1 | 5/21/2015 12:00:00 AM
VA2125026 | PB | PBCU | YR | RT | Y | DS001 | LCR005 | SINK OUTSIDE OF CIDERY LAB | BOLD ROCK HARD CIDER | DISTRIBUTION SYSTEM | FSD | 1 | 5/21/2015 12:00:00 AM
VA2125026 | TC | TC | MN | RT | Y | DS001 | TCR01 |  | BOLD ROCK HARD CIDER | DISTRIBUTION SYSTEM |  | 3 | 5/21/2015 12:00:00 AM
VA2125030 | TC | TC | QT | RT | Y | DS001 | TCR01 |  | CAMP BLUE RIDGE | DISTRIBUTION SYSTEM |  | 1 | 2/4/1998 12:00:00 AM
VA2125030 | GE | MPN | QT | RT | Y | WL001 | RW001 | RAW WELL WATER TAP | CAMP BLUE RIDGE | DRILLED WELL |  | 1 | 2/4/1998 12:00:00 AM
VA2125032 | TC | TC | QT | RT | Y | DS001 | TCR01 |  | VALLEY GREEN CENTER | DISTRIBUTION SYSTEM |  | 1 | 7/26/2002 12:00:00 AM
VA2125032 | GE | MPN | YR | RT | Y | WL001 | RW001 | WELL RAW TAP | VALLEY GREEN CENTER | DRILLED WELL |  | 1 | 7/26/2002 12:00:00 AM
VA2125043 | TC | TC | QT | RT | Y | DS001 | TCR01 |  | CRABTREE FALLS CAMPGROUND | DISTRIBUTION SYSTEM |  | 1 | 12/29/1997 12:00:00 AM
VA2125044 | TC | TC | QT | RT | Y | DS001 | TCR01 |  | BREWING TREE BEER COMPANY | DISTRIBUTION SYSTEM |  | 1 | 2/9/2018 12:00:00 AM
VA2125044 | GE | NIT | YR | RT | Y | EP001 | EP001 | EP WELL TAP | BREWING TREE BEER COMPANY | EP WELL |  | 1 | 2/9/2018 12:00:00 AM
VA2125044 | GE | MPN | YR | RT | Y | WL001 | RW001 | WELL RAW WATER TAP | BREWING TREE BEER COMPANY | WELL 1 |  | 1 | 2/9/2018 12:00:00 AM
VA2125046 | TC | TC | QT | RT | Y | DS001 | TCR01 |  | MOUNTAIN AND VINE VINEYARDS AND WINERY | DISTRIBUTION SYSTEM |  | 1 | 1/6/2009 12:00:00 AM
VA2125046 | GE | NIT | YR | RT | Y | EP001 | EP001 | WELL 1 ENTRY POINT | MOUNTAIN AND VINE VINEYARDS AND WINERY | WELL 1 ENTRY POINT |  | 1 | 1/6/2009 12:00:00 AM
VA2125047 | PB | PBCU | 3Y | RT | Y | DS001 | DBP01 | KITCHEN | CHURCH OF THE BLUE RIDGE SCHOOL | DISTRIBUTION SYSTEM | FSD | 1 | 8/8/2002 12:00:00 AM
VA2125047 | PB | PBCU | 3Y | RT | Y | DS001 | DS002 | GIRLS BATHROOM | CHURCH OF THE BLUE RIDGE SCHOOL | DISTRIBUTION SYSTEM | FSD | 1 | 8/8/2002 12:00:00 AM
VA2125047 | PB | PBCU | 3Y | RT | Y | DS001 | DS003 | BABY BATHROOM | CHURCH OF THE BLUE RIDGE SCHOOL | DISTRIBUTION SYSTEM | FSD | 1 | 8/8/2002 12:00:00 AM
VA2125047 | PB | PBCU | 3Y | RT | Y | DS001 | DS004 | SMALL BATHROOM | CHURCH OF THE BLUE RIDGE SCHOOL | DISTRIBUTION SYSTEM | FSD | 1 | 8/8/2002 12:00:00 AM
VA2125047 | PB | PBCU | 3Y | RT | Y | DS001 | DS005 | DOWNSTAIRS | CHURCH OF THE BLUE RIDGE SCHOOL | DISTRIBUTION SYSTEM | FSD | 1 | 8/8/2002 12:00:00 AM
VA2125047 | TC | TC | MN | RT | Y | DS001 | TCR01 |  | CHURCH OF THE BLUE RIDGE SCHOOL | DISTRIBUTION SYSTEM |  | 3 | 8/8/2002 12:00:00 AM
VA2125047 | GE | NIT | YR | RT | Y | EP001 | EP001 | EP WELL | CHURCH OF THE BLUE RIDGE SCHOOL | EP WELL |  | 1 | 8/8/2002 12:00:00 AM
VA2125047 | GE | MPN | YR | RT | Y | WL001 | RW001 | WELL RAW TAP | CHURCH OF THE BLUE RIDGE SCHOOL | WELL |  | 1 | 8/8/2002 12:00:00 AM
VA2125056 | TC | TC | MN | RT | Y | DS001 | TCR01 |  | DEVILS BACKBONE BREWING COMPANY | DISTRIBUTION SYSTEM |  | 3 | 11/14/2008 12:00:00 AM
VA2125056 | GE | MPN | YR | RT | Y | WL001 | RW001 | WELL 1 RAW TAP | DEVILS BACKBONE BREWING COMPANY | WELL #1 (NORTH - EMERGENCY ONLY) |  | 1 | 11/14/2008 12:00:00 AM
VA2125060 | TC | TC | QT | RT | Y | DS001 | TCR01 |  | DEVILS BACKBONE CAMPGROUND | DISTRIBUTION SYSTEM |  | 1 | 6/15/2018 12:00:00 AM
VA2125060 | GE | MPN | YR | RT | Y | WL001 | RW001 | RAW WELL WATER TAP | DEVILS BACKBONE CAMPGROUND | CAMPGROUND WELL #1 |  | 1 | 6/15/2018 12:00:00 AM
VA2125065 | PB | PBCU | 3Y | RT | Y | DS001 | LCR001 | 1035 GLADSTONE RD | NCSA - GLADSTONE | DISTRIBUTION SYSTEM | FSD | 1 | 2/13/1997 12:00:00 AM
VA2125065 | PB | PBCU | 3Y | RT | Y | DS001 | LCR003 | 1115 GLADSTONE RD | NCSA - GLADSTONE | DISTRIBUTION SYSTEM | FSD | 1 | 2/13/1997 12:00:00 AM
VA2125065 | PB | PBCU | 3Y | RT | Y | DS001 | LCR004 | 1107 GLADSTONE RD | NCSA - GLADSTONE | DISTRIBUTION SYSTEM | FSD | 1 | 2/13/1997 12:00:00 AM
VA2125065 | PB | PBCU | 3Y | RT | Y | DS001 | LCR007 | 1023 GLADSTONE RD. | NCSA - GLADSTONE | DISTRIBUTION SYSTEM | FSD | 1 | 2/13/1997 12:00:00 AM
VA2125065 | PB | PBCU | 3Y | RT | Y | DS001 | LCR009 | 917 GLADSTONE RD. | NCSA - GLADSTONE | DISTRIBUTION SYSTEM | FSD | 1 | 2/13/1997 12:00:00 AM
VA2125065 | TC | TC | MN | RT | Y | DS001 | TCR01 |  | NCSA - GLADSTONE | DISTRIBUTION SYSTEM |  | 3 | 2/13/1997 12:00:00 AM
VA2125065 | GE | MPN | MN | RT | Y | SP011 | RW011 | RAW SPRING WATER | NCSA - GLADSTONE | SPRING |  | 3 | 2/13/1997 12:00:00 AM
VA2125180 | TC | TC | MN | RT | Y | DS001 | TCR01 |  | INDIAN OVEN | DISTRIBUTION SYSTEM |  | 3 | 4/26/2024 12:00:00 AM
VA2125280 | TC | TC | QT | RT | Y | DS001 | TCR01 |  | SERENITY RIDGE RETREAT CENTER | DISTRIBUTION SYSTEM |  | 1 | 5/18/2021 12:00:00 AM
VA2125280 | GE | MPN | MN | RT | Y | WL001 | RW001 | RAW WELL WATER TAP | SERENITY RIDGE RETREAT CENTER | DRILLED WELL |  | 3 | 5/18/2021 12:00:00 AM
VA2125325 | TC | TC | MN | RT | Y | DS001 | TCR01 |  | NCSA - LOVINGSTON | DISTRIBUTION SYSTEM |  | 6 | 4/24/1970 12:00:00 AM
VA2125325 | GE | FRFL | MN | ST | N | EP001 | EP001 | WTP FINISHED WATER | NCSA - LOVINGSTON | EP BLACK CREEK WTP |  | 3 | 4/24/1970 12:00:00 AM
VA2125325 | GE | NIT | YR | RT | Y | EPBO2 | EPBO2 | EP BOWLING WELL 2 | NCSA - LOVINGSTON | EP BOWLING WELL 2 |  | 1 | 4/24/1970 12:00:00 AM
VA2125325 | GE | RADA | QT | RT | Y | EPBO2 | EPBO2 | EP BOWLING WELL 2 | NCSA - LOVINGSTON | EP BOWLING WELL 2 |  | 1 | 4/24/1970 12:00:00 AM
VA2125325 | GE | VOC | QT | RT | Y | EPBO2 | EPBO2 | EP BOWLING WELL 2 | NCSA - LOVINGSTON | EP BOWLING WELL 2 |  | 1 | 4/24/1970 12:00:00 AM
VA2125325 | GE | TOCA | MN | RT | Y | RW001 | RW001 | RAW WATER | NCSA - LOVINGSTON | RAW WATER - BLACK CREEK WTP |  | 3 | 4/24/1970 12:00:00 AM
VA2125325 | GE | TOC | MN | RT | Y | TP001 | UP002 | POST GAC | NCSA - LOVINGSTON | BLACK CREEK WTP |  | 3 | 4/24/1970 12:00:00 AM
VA2125325 | GE | MPN | YR | RT | Y | WLBO2 | RWBW2 | BOWLING 2 RAW TAP | NCSA - LOVINGSTON | BOWLING WELL 2 |  | 1 | 4/24/1970 12:00:00 AM
VA2125325 | GE | MPN | YR | RT | Y | WLBR1 | RWBR1 | BROWN WELL | NCSA - LOVINGSTON | BROWN WELL |  | 1 | 4/24/1970 12:00:00 AM
VA2125325 | GE | MPN | YR | RT | Y | WLDW1 | RWDW1 | DAWSON WELL RAW | NCSA - LOVINGSTON | DAWSON WELL |  | 1 | 4/24/1970 12:00:00 AM
VA2125325 | GE | MPN | YR | RT | Y | WLPN1 | RWPN1 | PAYNE WELL RAW | NCSA - LOVINGSTON | PAYNE WELL |  | 1 | 4/24/1970 12:00:00 AM
VA2125325 | GE | MPN | YR | RT | Y | WLRB2 | RWRB2 | RAINBOW WELL 2 RAW | NCSA - LOVINGSTON | RAINBOW WELL #2 |  | 1 | 4/24/1970 12:00:00 AM
VA2125325 | GE | MPN | YR | RT | Y | WLSS1 | RWSS1 | STATE SHED WELL RAW | NCSA - LOVINGSTON | STATE SHED WELL |  | 1 | 4/24/1970 12:00:00 AM
VA2125350 | TC | TC | QT | RT | Y | DS001 | TCR01 |  | THE MONROE INSTITUTE | DISTRIBUTION SYSTEM |  | 1 | 6/29/2004 12:00:00 AM
VA2125350 | GE | NIT | YR | RT | Y | EP001 | EP001 | EP WELL | THE MONROE INSTITUTE | EP WELL |  | 1 | 6/29/2004 12:00:00 AM
VA2125362 | TC | TC | MN | RT | Y | DS001 | TCR01 |  | MONTEBELLO RESORT | DISTRIBUTION SYSTEM |  | 3 | 1/6/1998 12:00:00 AM
VA2125365 | TC | TC | MN | RT | Y | DS001 | TCR01 |  | GIUSEPPE`S RESTAURANT | DISTRIBUTION SYSTEM |  | 3 | 8/7/2023 12:00:00 AM
VA2125365 | GE | MPN | YR | RT | Y | WL001 | RW001 | RAW WELL WATER TAP | GIUSEPPE`S RESTAURANT | DRILLED WELL |  | 1 | 8/7/2023 12:00:00 AM
VA2125380 | TC | TC | QT | RT | Y | DS001 | TCR01 |  | NELSON COUNTY - TYE RIVER | DISTRIBUTION SYSTEM |  | 1 | 2/17/2004 12:00:00 AM
VA2125380 | GE | MPN | YR | RT | Y | WL001 | RW001 | WELL 3 RAW TAP | NELSON COUNTY - TYE RIVER | WELL 3 |  | 1 | 2/17/2004 12:00:00 AM
VA2125382 | GE | THH5 | QT | RT | Y | DS001 | DBP02 | 5336 LOWESVILLE RD. | NELSON COUNTY - PINEY RIVER | DISTRIBUTION SYSTEM |  | 1 | 11/1/2010 12:00:00 AM
VA2125382 | PB | PBCU | 3Y | RT | Y | DS001 | LCR05 | 185 TYEBROOK HWY | NELSON COUNTY - PINEY RIVER | DISTRIBUTION SYSTEM | FSD | 1 | 11/1/2010 12:00:00 AM
VA2125382 | PB | PBCU | 3Y | RT | Y | DS001 | LCR09 | 4824 LOWESVILLE RD | NELSON COUNTY - PINEY RIVER | DISTRIBUTION SYSTEM | FSD | 1 | 11/1/2010 12:00:00 AM
VA2125382 | PB | PBCU | 3Y | RT | Y | DS001 | LCR10 | 1088 TYEBROOK HWY | NELSON COUNTY - PINEY RIVER | DISTRIBUTION SYSTEM | FSD | 1 | 11/1/2010 12:00:00 AM
VA2125382 | PB | PBCU | 3Y | RT | Y | DS001 | LCR14 | 425 TYEBROOK HWY | NELSON COUNTY - PINEY RIVER | DISTRIBUTION SYSTEM | FSD | 1 | 11/1/2010 12:00:00 AM
VA2125382 | PB | PBCU | 3Y | RT | Y | DS001 | LCR16 | 4708 LOWESVILLE RD | NELSON COUNTY - PINEY RIVER | DISTRIBUTION SYSTEM | FSD | 1 | 11/1/2010 12:00:00 AM
VA2125382 | TC | TC | MN | RT | Y | DS001 | TCR01 |  | NELSON COUNTY - PINEY RIVER | DISTRIBUTION SYSTEM |  | 3 | 11/1/2010 12:00:00 AM
VA2125397 | TC | TC | MN | RT | Y | DS001 | TCR01 |  | NORTH BRANCH SCHOOL | DISTRIBUTION SYSTEM |  | 3 | 2/26/1997 12:00:00 AM
VA2125397 | GE | CYN | 9Y | RT | Y | EP001 | EP001 | EP WELL | NORTH BRANCH SCHOOL | EP WELL |  | 1 | 2/26/1997 12:00:00 AM
VA2125397 | GE | NIT | YR | RT | Y | EP001 | EP001 | EP WELL | NORTH BRANCH SCHOOL | EP WELL |  | 1 | 2/26/1997 12:00:00 AM
VA2125397 | GE | MPN | YR | RT | Y | WL001 | RW001 | RAW TAP BEFORE UV | NORTH BRANCH SCHOOL | WELL |  | 1 | 2/26/1997 12:00:00 AM
VA2125398 | TC | TC | MN | RT | Y | DS001 | TCR01 |  | THREE NOTCH`D BREWING COMPANY 151 | DISTRIBUTION SYSTEM |  | 3 | 11/28/2023 12:00:00 AM
VA2125398 | GE | MPN | YR | RT | Y | WL001 | WL001 | RAW WELL 1 | THREE NOTCH`D BREWING COMPANY 151 | WELL 1 |  | 1 | 11/28/2023 12:00:00 AM
VA2125449 | TC | TC | QT | RT | Y | DS001 | TCR01 |  | PIEDMONT GROVE, LLC | PIEDMONT GROVE DISTRIBUTION SYSTEM |  | 1 | 5/7/2024 12:00:00 AM
VA2125449 | GE | NIT | YR | RT | Y | EP001 | EP001 | ENTRY POINT TAP | PIEDMONT GROVE, LLC | ENTRY POINT |  | 1 | 5/7/2024 12:00:00 AM
VA2125500 | PB | PBCU | 3Y | RT | Y | DS001 | DBP01 | KITCHEN - MRT | ROCKFISH RIVER ELEMENTARY SCHOOL | DISTRIBUTION SYSTEM | FSD | 1 | 7/7/1999 12:00:00 AM
VA2125500 | PB | PBCU | 3Y | RT | Y | DS001 | LCR02 | TEACHER LOUNGE #218 | ROCKFISH RIVER ELEMENTARY SCHOOL | DISTRIBUTION SYSTEM | FSD | 1 | 7/7/1999 12:00:00 AM
VA2125500 | PB | PBCU | 3Y | RT | Y | DS001 | LCR03 | HEADSTART #160 | ROCKFISH RIVER ELEMENTARY SCHOOL | DISTRIBUTION SYSTEM | FSD | 1 | 7/7/1999 12:00:00 AM
VA2125500 | PB | PBCU | 3Y | RT | Y | DS001 | LCR04 | GYM FOUNTAIN | ROCKFISH RIVER ELEMENTARY SCHOOL | DISTRIBUTION SYSTEM | FSD | 1 | 7/7/1999 12:00:00 AM
VA2125500 | PB | PBCU | 3Y | RT | Y | DS001 | LCR07 | FOUNTN NEAR RESTRM | ROCKFISH RIVER ELEMENTARY SCHOOL | DISTRIBUTION SYSTEM | FSD | 1 | 7/7/1999 12:00:00 AM
VA2125500 | TC | TC | MN | RT | Y | DS001 | TCR01 |  | ROCKFISH RIVER ELEMENTARY SCHOOL | DISTRIBUTION SYSTEM |  | 3 | 7/7/1999 12:00:00 AM
VA2125500 | GE | MPN | YR | RT | Y | WL001 | RW001 | WELL 1 | ROCKFISH RIVER ELEMENTARY SCHOOL | WELL 1 |  | 1 | 7/7/1999 12:00:00 AM
VA2125500 | GE | MPN | YR | RT | Y | WL003 | RW003 | WELL 3 | ROCKFISH RIVER ELEMENTARY SCHOOL | WELL 3 |  | 1 | 7/7/1999 12:00:00 AM
VA2125530 | TC | TC | MN | RT | Y | DS001 | TCR01 |  | ROCKFISH VALLEY COMMUNITY CENTER | DISTRIBUTION SYSTEM |  | 3 | 7/31/2000 12:00:00 AM
VA2125650 | GE | THH5 | QT | RT | Y | DS001 | DBP01 | 145 TILMAN LANE-MRT | NCSA - SCHUYLER | DISTRIBUTION SYSTEM |  | 1 | 7/1/1996 12:00:00 AM
VA2125650 | GE | THH5 | QT | RT | Y | DS001 | DBP05 | 7849 ROCKFISH RIVER | NCSA - SCHUYLER | DISTRIBUTION SYSTEM |  | 1 | 7/1/1996 12:00:00 AM
VA2125650 | PB | PBCU | 3Y | RT | Y | DS001 | LCR06 | 119 ROTHWELL RD. | NCSA - SCHUYLER | DISTRIBUTION SYSTEM | FSD | 1 | 7/1/1996 12:00:00 AM
VA2125650 | PB | PBCU | 3Y | RT | Y | DS001 | LCR11 | 499 RIVERSIDE DRIVE | NCSA - SCHUYLER | DISTRIBUTION SYSTEM | FSD | 1 | 7/1/1996 12:00:00 AM
VA2125650 | PB | PBCU | 3Y | RT | Y | DS001 | LCR12 | 62 PEONI PLACE | NCSA - SCHUYLER | DISTRIBUTION SYSTEM | FSD | 1 | 7/1/1996 12:00:00 AM
VA2125650 | PB | PBCU | 3Y | RT | Y | DS001 | LCR14 | 6754 ROCKFISH RIVER | NCSA - SCHUYLER | DISTRIBUTION SYSTEM | FSD | 1 | 7/1/1996 12:00:00 AM
VA2125650 | PB | PBCU | 3Y | RT | Y | DS001 | LCR15 | 6184 ROCKFISH RIVER RD. | NCSA - SCHUYLER | DISTRIBUTION SYSTEM | FSD | 1 | 7/1/1996 12:00:00 AM
VA2125650 | TC | TC | MN | RT | Y | DS001 | TCR01 |  | NCSA - SCHUYLER | DISTRIBUTION SYSTEM |  | 3 | 7/1/1996 12:00:00 AM
VA2125650 | GE | FRFL | MN | ST | N | TP001 | LB001 | LAB TAP | NCSA - SCHUYLER | WATER TREATMENT PLANT |  | 3 | 7/1/1996 12:00:00 AM
VA2125845 | GE | THH5 | YR | RT | Y | DS001 | DBP01 | POOL BUILDING MR | RODES FARM | DISTRIBUTION SYSTEM |  | 1 | 6/24/1977 12:00:00 AM
VA2125845 | TC | TC | MN | RT | Y | DS001 | TCR01 |  | RODES FARM | DISTRIBUTION SYSTEM |  | 3 | 6/24/1977 12:00:00 AM
VA2125845 | GE | RADA | 6Y | RT | Y | EP001 | EP001 | FINISHED WATER TAP | RODES FARM | ENTRY POINT |  | 1 | 6/24/1977 12:00:00 AM
VA2125845 | GE | MPN | YR | RT | Y | WL003 | RW003 | WELL RAW TAP | RODES FARM | WELL 3 |  | 1 | 6/24/1977 12:00:00 AM
VA2125900 | TC | TC | MN | RT | Y | DS001 | TCR01 |  | VERITAS WINERY | DISTRIBUTION SYSTEM |  | 3 | 1/31/2017 12:00:00 AM
VA2125900 | GE | NIT | YR | RT | Y | EP001 | EP001 | ENTRY POINT TAP | VERITAS WINERY | ENTRY POINT TAP |  | 1 | 1/31/2017 12:00:00 AM
VA2125901 | TC | TC | QT | RT | Y | DS001 | TCR01 |  | VERITAS WINERY - THE FARMHOUSE | DISTRIBUTION SYSTEM |  | 1 | 3/2/2022 12:00:00 AM
VA2125903 | TC | TC | QT | RT | Y | DS001 | TCR01 |  | WOOD RIDGE FARM BREWERY | DISTRIBUTION SYSTEM |  | 1 | 3/10/2021 12:00:00 AM
VA2125903 | GE | MPN | MN | RT | Y | SP001 | RW001 | SPRING RAW WATER | WOOD RIDGE FARM BREWERY | SPRING |  | 3 | 3/10/2021 12:00:00 AM
VA2125905 | TC | TC | MN | RT | Y | DS001 | TCR01 |  | WOODLAND EARLY LIFE LEARNING CENTER | DISTRIBUTION SYSTEM |  | 3 | 11/1/2016 12:00:00 AM
VA2125905 | GE | NIT | YR | RT | Y | EP001 | EP001 | WELL ENTRY POINT | WOODLAND EARLY LIFE LEARNING CENTER | ENTRY POINT |  | 1 | 11/1/2016 12:00:00 AM
VA2125910 | GE | THH5 | QT | RT | Y | DS001 | DBP02 | PEDLARS POINT | NCSA - WINTERGREEN | DISTRIBUTION SYSTEM |  | 1 | 2/13/1997 12:00:00 AM
VA2125910 | GE | THH5 | QT | RT | Y | DS001 | DBP03 | LADY SLIPPER LN | NCSA - WINTERGREEN | DISTRIBUTION SYSTEM |  | 1 | 2/13/1997 12:00:00 AM
VA2125910 | PB | PBCU | 3Y | RT | Y | DS001 | LCR011 | 2033 STONE RIDGE | NCSA - WINTERGREEN | DISTRIBUTION SYSTEM | FSD | 1 | 2/13/1997 12:00:00 AM
VA2125910 | PB | PBCU | 3Y | RT | Y | DS001 | LCR044 | 59 ASH LANE | NCSA - WINTERGREEN | DISTRIBUTION SYSTEM | FSD | 1 | 2/13/1997 12:00:00 AM
VA2125910 | PB | PBCU | 3Y | RT | Y | DS001 | LCR046 | 19 OLD CAMP LANE | NCSA - WINTERGREEN | DISTRIBUTION SYSTEM | FSD | 1 | 2/13/1997 12:00:00 AM
VA2125910 | PB | PBCU | 3Y | RT | Y | DS001 | LCR056 | 844 SHAMOKIN SPRINGS TRAIL | NCSA - WINTERGREEN | DISTRIBUTION SYSTEM | FSD | 1 | 2/13/1997 12:00:00 AM
VA2125910 | PB | PBCU | 3Y | RT | Y | DS001 | LCR058 | 483 DEVILS KNOB LOOP | NCSA - WINTERGREEN | DISTRIBUTION SYSTEM | FSD | 1 | 2/13/1997 12:00:00 AM
VA2125910 | PB | PBCU | 3Y | RT | Y | DS001 | LCR061 | 198 HEMLOCK DRIVE | NCSA - WINTERGREEN | DISTRIBUTION SYSTEM | FSD | 1 | 2/13/1997 12:00:00 AM
VA2125910 | PB | PBCU | 3Y | RT | Y | DS001 | LCR063 | 84 SUMMIT LANE | NCSA - WINTERGREEN | DISTRIBUTION SYSTEM | FSD | 1 | 2/13/1997 12:00:00 AM
VA2125910 | PB | PBCU | 3Y | RT | Y | DS001 | LCR071 | 614 WHITE OAK | NCSA - WINTERGREEN | DISTRIBUTION SYSTEM | FSD | 1 | 2/13/1997 12:00:00 AM
VA2125910 | PB | PBCU | 3Y | RT | Y | DS001 | LCR084 | 211 DEER SPRINGS LN. | NCSA - WINTERGREEN | DISTRIBUTION SYSTEM | FSD | 1 | 2/13/1997 12:00:00 AM
VA2125910 | PB | PBCU | 3Y | RT | Y | DS001 | LCR085 | 25 TRAILS EDGE | NCSA - WINTERGREEN | DISTRIBUTION SYSTEM | FSD | 1 | 2/13/1997 12:00:00 AM
VA2125910 | PB | PBCU | 3Y | RT | Y | DS001 | LCR086 | 19 RAVENS ROOST PT. | NCSA - WINTERGREEN | DISTRIBUTION SYSTEM | FSD | 1 | 2/13/1997 12:00:00 AM
VA2125910 | PB | PBCU | 3Y | RT | Y | DS001 | LCR088 | 27 EAST CATOCTIN DR. | NCSA - WINTERGREEN | DISTRIBUTION SYSTEM | FSD | 1 | 2/13/1997 12:00:00 AM
VA2125910 | PB | PBCU | 3Y | RT | Y | DS001 | LCR089 | 193 RAVENS ROOST LN. | NCSA - WINTERGREEN | DISTRIBUTION SYSTEM | FSD | 1 | 2/13/1997 12:00:00 AM
VA2125910 | PB | PBCU | 3Y | RT | Y | DS001 | LCR091 | 116 FAIRWAY OAKS | NCSA - WINTERGREEN | DISTRIBUTION SYSTEM | FSD | 1 | 2/13/1997 12:00:00 AM
VA2125910 | PB | PBCU | 3Y | RT | Y | DS001 | LCR092 | 124 VALLEY VIEW LN. | NCSA - WINTERGREEN | DISTRIBUTION SYSTEM | FSD | 1 | 2/13/1997 12:00:00 AM
VA2125910 | PB | PBCU | 3Y | RT | Y | DS001 | LCR093 | 30 GUMTREE DR. | NCSA - WINTERGREEN | DISTRIBUTION SYSTEM | FSD | 1 | 2/13/1997 12:00:00 AM
VA2125910 | PB | PBCU | 3Y | RT | Y | DS001 | LCR094 | 159 FORTUNES RIDGE | NCSA - WINTERGREEN | DISTRIBUTION SYSTEM | FSD | 1 | 2/13/1997 12:00:00 AM
VA2125910 | PB | PBCU | 3Y | RT | Y | DS001 | LCR095 | 366 BLACKROCK CIR. | NCSA - WINTERGREEN | DISTRIBUTION SYSTEM | FSD | 1 | 2/13/1997 12:00:00 AM
VA2125910 | PB | PBCU | 3Y | RT | Y | DS001 | LCR097 | 71 WOLFTRAP LN. | NCSA - WINTERGREEN | DISTRIBUTION SYSTEM | FSD | 1 | 2/13/1997 12:00:00 AM
VA2125910 | PB | PBCU | 3Y | RT | Y | DS001 | LCR098 | 18 GRASSY OVERLOOK | NCSA - WINTERGREEN | DISTRIBUTION SYSTEM | FSD | 1 | 2/13/1997 12:00:00 AM
VA2125910 | TC | TC | MN | RT | Y | DS001 | TCR01 |  | NCSA - WINTERGREEN | DISTRIBUTION SYSTEM |  | 24 | 2/13/1997 12:00:00 AM
VA2125910 | GE | TOCA | QT | RT | Y | RW001 | RW001 | RAW WATER | NCSA - WINTERGREEN | RAW WATER - WINTERGREEN WTP |  | 1 | 2/13/1997 12:00:00 AM
VA2125910 | GE | FRFL | MN | ST | N | TP002 | LB001 | LAB TAP | NCSA - WINTERGREEN | CONVENTIONAL WTP |  | 3 | 2/13/1997 12:00:00 AM
VA2125910 | GE | TOC | QT | RT | Y | TP002 | UP001 | COMBINED FILTER EFF | NCSA - WINTERGREEN | CONVENTIONAL WTP |  | 1 | 2/13/1997 12:00:00 AM
VA2125910 | GE | MPN | YR | RT | Y | WL012 | RW012 | WELL 12 RAW TAP | NCSA - WINTERGREEN | WELL 12 |  | 1 | 2/13/1997 12:00:00 AM
VA2125910 | GE | MPN | YR | RT | Y | WL013 | RW013 | WELL 13 RAW TAP | NCSA - WINTERGREEN | WELL 13 |  | 1 | 2/13/1997 12:00:00 AM
VA2125910 | GE | MPN | YR | RT | Y | WL016 | RW016 | WELL 16 RAW TAP | NCSA - WINTERGREEN | WELL 16 |  | 1 | 2/13/1997 12:00:00 AM
VA2125950 | GE | THH5 | YR | RT | Y | DS001 | DBP02 | 62 BITTERSWEET CLOSE | STONEY CREEK VILLAGE | DISTRIBUTION SYSTEM |  | 1 | 4/20/1992 12:00:00 AM
VA2125950 | TC | TC | MN | RT | Y | DS001 | TCR01 |  | STONEY CREEK VILLAGE | DISTRIBUTION SYSTEM |  | 3 | 4/20/1992 12:00:00 AM
VA2125950 | GE | MPN | YR | RT | Y | WL022 | RW022 | WELL 22 TAP | STONEY CREEK VILLAGE | WELL 22 |  | 1 | 4/20/1992 12:00:00 AM
VA2125950 | GE | MPN | YR | RT | Y | WL024 | RW024 | WELL 24 RAW TAP | STONEY CREEK VILLAGE | WELL 24 |  | 1 | 4/20/1992 12:00:00 AM
VA2125950 | GE | MPN | YR | RT | Y | WL025 | RW025 | WELL 25 RAW TAP | STONEY CREEK VILLAGE | WELL 25 |  | 1 | 4/20/1992 12:00:00 AM
VA2125950 | GE | MPN | YR | RT | Y | WL026 | RW026 | WELL 26 RAW TAP | STONEY CREEK VILLAGE | WELL 26 |  | 1 | 4/20/1992 12:00:00 AM
VA2139001 | TC | TC | MN | RT | Y | DS001 | TCR01 |  | SNP-BIG MEADOWS | BIG MEADOWS |  | 3 | 10/28/1991 12:00:00 AM
VA2139001 | GE | MPN | MN | RT | Y | SP001 | RW001 | SPRING NO 1 | SNP-BIG MEADOWS | SPRING NO. 1 |  | 3 | 10/28/1991 12:00:00 AM
VA2139001 | GE | MPN | MN | RT | Y | SP002 | RW002 | SPRING NO 2 | SNP-BIG MEADOWS | SPRING NO. 2 |  | 3 | 10/28/1991 12:00:00 AM
VA2139015 | TC | TC | QT | RT | Y | DS001 | TCR01 |  | BROOKSIDE RESTAURANT | BROOKSIDE RESTAURANT |  | 1 | 1/1/2003 12:00:00 AM
VA2139015 | GE | MPN | QT | RT | Y | WL001 | RW001 | RAW WATER TAP | BROOKSIDE RESTAURANT | WELL NO. 1 |  | 1 | 1/1/2003 12:00:00 AM
VA2139017 | TC | TC | MN | RT | Y | DS950 | TCR01 |  | SHENANDOAH UTILITY SERVICES | SHENANDOAH UTILITY SERVICES |  | 3 | 7/17/2000 12:00:00 AM
VA2139017 | GE | MPN | QT | RT | Y | WL001 | RW001 | WELL 1 DISCH RAW TAP | SHENANDOAH UTILITY SERVICES | WELL NO 1 |  | 1 | 7/17/2000 12:00:00 AM
VA2139025 | TC | TC | QT | RT | Y | DS001 | TCR01 |  | CAVERNS COUNTRY CLUB | DISTRIBUTION SYSTEM |  | 1 | 1/26/2017 12:00:00 AM
VA2139025 | GE | MPN | QT | RT | Y | WL001 | RW001 | RAW WATER TAP | CAVERNS COUNTRY CLUB | DRILLED WELL |  | 1 | 1/26/2017 12:00:00 AM
VA2139032 | TC | TC | QT | RT | Y | DS001 | TCR01 |  | COOTER`S PLACE | DISTRIBUTION SYSTEM |  | 1 | 9/18/2023 12:00:00 AM
VA2139032 | GE | NIT | YR | RT | Y | EP001 | EP001 | ENTRY POINT | COOTER`S PLACE | ENTRY POINT |  | 1 | 9/18/2023 12:00:00 AM
VA2139032 | GE | MPN | QT | RT | Y | WL001 | RW001 | WELL RAW TAP | COOTER`S PLACE | WELL |  | 1 | 9/18/2023 12:00:00 AM
VA2139035 | TC | TC | MN | RT | Y | DS001 | TCR01 |  | SPACIOUS SKIES CAMPGROUND | DISTRIBUTION SYSTEM |  | 3 | 12/3/1997 12:00:00 AM
VA2139035 | GE | MPN | QT | RT | Y | WL002 | RW002 | WELL 2 RAW DISCH LINE | SPACIOUS SKIES CAMPGROUND | WELL NO 2 |  | 1 | 12/3/1997 12:00:00 AM
VA2139040 | TC | TC | MN | RT | Y | DS001 | TCR01 |  | DAN`S STEAK HOUSE | DANS STEAK HOUSE C/O |  | 3 | 1/18/2022 12:00:00 AM
VA2139040 | GE | MPN | QT | RT | Y | WL001 | RW001 | RAW TAP | DAN`S STEAK HOUSE | DRILLED WELL |  | 1 | 1/18/2022 12:00:00 AM
VA2139055 | TC | TC | MN | RT | Y | DS001 | TCR01 |  | EGYPT BEND ESTATES | EGYPT BEND ESTATES |  | 3 | 10/28/1986 12:00:00 AM
VA2139055 | GE | MPN | QT | RT | Y | WL001 | RW001 | WELL#1 BCKUP W WL001 | EGYPT BEND ESTATES | WELL NO. 1 (BACK-UP WELL) |  | 1 | 10/28/1986 12:00:00 AM
VA2139055 | GE | MPN | QT | RT | Y | WL002 | RW002 | WELL#2 MAIN WL WL002 | EGYPT BEND ESTATES | WELL NO. 2 (MAIN WELL) |  | 1 | 10/28/1986 12:00:00 AM
VA2139070 | TC | TC | QT | RT | Y | DS001 | TCR01 |  | CHU-CHU`S SELF STORAGE | CHU-CHU'S RESTAURANT |  | 1 | 8/15/2017 12:00:00 AM
VA2139165 | TC | TC | QT | RT | Y | DS001 | TCR01 |  | HILLSIDE MOTEL | HILLSIDE MOTEL DS |  | 1 | 8/5/1999 12:00:00 AM
VA2139165 | GE | NIT | YR | RT | Y | EP001 | EP001 | TREATED WATER TAP | HILLSIDE MOTEL | EP WELL |  | 1 | 8/5/1999 12:00:00 AM
VA2139200 | TC | TC | MN | RT | Y | DS001 | TCR01 |  | GROVE HILL ELEMENTARY SCHOOL | BIBLE HOLINESS CHRISTIAN ACADEMY |  | 3 | 7/30/1991 12:00:00 AM
VA2139200 | GE | NIT | YR | RT | Y | EP001 | EP001 | TAP AFTER CL2 | GROVE HILL ELEMENTARY SCHOOL | ENTRY POINT - WELL NO 1 |  | 1 | 7/30/1991 12:00:00 AM
VA2139200 | GE | MPN | QT | RT | Y | WL001 | RW001 | WELL NO. 1 | GROVE HILL ELEMENTARY SCHOOL | WELL NO. 1 |  | 1 | 7/30/1991 12:00:00 AM
VA2139330 | TC | TC | MN | RT | Y | DS001 | TCR01 |  | LURAY, TOWN OF | LURAY, TOWN OF |  | 15 | 5/20/1940 12:00:00 AM
VA2139330 | GE | FRFL | MN | ST | N | EP002 | EP002 | LAB - CW FINISHED TAP | LURAY, TOWN OF | EP - STONEY BROOK LANE WTP |  | 3 | 5/20/1940 12:00:00 AM
VA2139330 | GE | ICMT | YR | RT | Y | EP002 | EP002 | LAB - CW FINISHED TAP | LURAY, TOWN OF | EP - STONEY BROOK LANE WTP |  | 1 | 5/20/1940 12:00:00 AM
VA2139330 | GE | NIT | YR | RT | Y | EP002 | EP002 | LAB - CW FINISHED TAP | LURAY, TOWN OF | EP - STONEY BROOK LANE WTP |  | 1 | 5/20/1940 12:00:00 AM
VA2139330 | GE | NIT | YR | RT | Y | EP003 | EP003 | TAP AFTER CT-HUDSON | LURAY, TOWN OF | EP - HUDSON SPG EMERGENCY TMT PLT |  | 1 | 5/20/1940 12:00:00 AM
VA2139330 | GE | MPN | MN | RT | Y | SP002 | RW002 | HUDSON SPRING RAW TAP | LURAY, TOWN OF | HUDSON SPRING (EMERGENCY SOURCE) |  | 3 | 5/20/1940 12:00:00 AM
VA2139385 | PB | PBCU | 3Y | RT | Y | DS001 | LCR03 | 17-R | LURAY HOMES | LURAY MOBILE HOMES | FSD | 1 | 2/23/1978 12:00:00 AM
VA2139385 | PB | PBCU | 3Y | RT | Y | DS001 | LCR04 | 7-L | LURAY HOMES | LURAY MOBILE HOMES | FSD | 1 | 2/23/1978 12:00:00 AM
VA2139385 | PB | PBCU | 3Y | RT | Y | DS001 | LCR05 | 8-R | LURAY HOMES | LURAY MOBILE HOMES | FSD | 1 | 2/23/1978 12:00:00 AM
VA2139385 | PB | PBCU | 3Y | RT | Y | DS001 | LCR06 | 4-L | LURAY HOMES | LURAY MOBILE HOMES | FSD | 1 | 2/23/1978 12:00:00 AM
VA2139385 | PB | PBCU | 3Y | RT | Y | DS001 | LCR07 | 12-L | LURAY HOMES | LURAY MOBILE HOMES | FSD | 1 | 2/23/1978 12:00:00 AM
VA2139385 | TC | TC | MN | RT | Y | DS001 | TCR01 |  | LURAY HOMES | LURAY MOBILE HOMES |  | 3 | 2/23/1978 12:00:00 AM
VA2139385 | GE | NIT | YR | RT | Y | EP001 | EP001 | TAP AT WELL HOUSE 1 | LURAY HOMES | ENTRY POINT - WELL 1 |  | 1 | 2/23/1978 12:00:00 AM
VA2139385 | GE | NIT | YR | RT | Y | EP002 | EP002 | TAP AT WELL HOUSE 2 | LURAY HOMES | ENTRY POINT - WELL 2 |  | 1 | 2/23/1978 12:00:00 AM
VA2139385 | GE | MPN | YR | RT | Y | WL001 | RW001 | RAW TAP | LURAY HOMES | WELL NO. 1 (OLD) |  | 1 | 2/23/1978 12:00:00 AM
VA2139385 | GE | MPN | QT | RT | Y | WL002 | RW002 | RAW TAP | LURAY HOMES | WELL NO. 2 (NEW) |  | 1 | 2/23/1978 12:00:00 AM
VA2139390 | TC | TC | MN | RT | Y | DS001 | TCR01 |  | MOOSE FAMILY CENTER LODGE #1413 | DISTRIBUTION SYSTEM |  | 3 | 1/1/2003 12:00:00 AM
VA2139390 | GE | NIT | YR | RT | Y | EP001 | EP001 | TREATED WATER TAP | MOOSE FAMILY CENTER LODGE #1413 | ENTRY POINT |  | 1 | 1/1/2003 12:00:00 AM
VA2139390 | GE | MPN | QT | RT | Y | WL001 | RW001 | RAW TAP | MOOSE FAMILY CENTER LODGE #1413 | WELL |  | 1 | 1/1/2003 12:00:00 AM
VA2139400 | PB | PBCU | 3Y | RT | Y | DS001 | DS001 | GYM-GIRLS | MOUNT CARMEL CHRISTIAN ACADEMY | MOUNT CARMEL CHRISTIAN ACADEMY | FSD | 1 | 7/30/1991 12:00:00 AM
VA2139400 | PB | PBCU | 3Y | RT | Y | DS001 | DS004 | KITCHEN | MOUNT CARMEL CHRISTIAN ACADEMY | MOUNT CARMEL CHRISTIAN ACADEMY | FSD | 1 | 7/30/1991 12:00:00 AM
VA2139400 | PB | PBCU | 3Y | RT | Y | DS001 | DS005 | DOWNSTAIRS-BOYS | MOUNT CARMEL CHRISTIAN ACADEMY | MOUNT CARMEL CHRISTIAN ACADEMY | FSD | 1 | 7/30/1991 12:00:00 AM
VA2139400 | PB | PBCU | 3Y | RT | Y | DS001 | DS006 | DOWNSTAIRS-GIRLS | MOUNT CARMEL CHRISTIAN ACADEMY | MOUNT CARMEL CHRISTIAN ACADEMY | FSD | 1 | 7/30/1991 12:00:00 AM
VA2139400 | PB | PBCU | 3Y | RT | Y | DS001 | DS007 | UPSTAIRS-WOMEN S | MOUNT CARMEL CHRISTIAN ACADEMY | MOUNT CARMEL CHRISTIAN ACADEMY | FSD | 1 | 7/30/1991 12:00:00 AM
VA2139400 | TC | TC | MN | RT | Y | DS001 | TCR01 |  | MOUNT CARMEL CHRISTIAN ACADEMY | MOUNT CARMEL CHRISTIAN ACADEMY |  | 3 | 7/30/1991 12:00:00 AM
VA2139400 | GE | CYN | 9Y | RT | Y | EP001 | EP001 | TAP AT WELL HOUSE | MOUNT CARMEL CHRISTIAN ACADEMY | ENTRY POINT - WELL 1 |  | 1 | 7/30/1991 12:00:00 AM
VA2139400 | GE | NIT | YR | RT | Y | EP001 | EP001 | TAP AT WELL HOUSE | MOUNT CARMEL CHRISTIAN ACADEMY | ENTRY POINT - WELL 1 |  | 1 | 7/30/1991 12:00:00 AM
VA2139420 | TC | TC | QT | RT | Y | DS001 | TCR01 |  | JELLYSTONE PARK CAMP RESORT | JELLYSTONE PARK CAMP RESORT DS |  | 1 | 12/30/1997 12:00:00 AM
VA2139420 | GE | NIT | YR | RT | Y | EP002 | EP002 | TREATED WATER HILL WELL | JELLYSTONE PARK CAMP RESORT | TREATED WATER - HILL WELL |  | 1 | 12/30/1997 12:00:00 AM
VA2139420 | GE | MPN | QT | RT | Y | WL002 | RW002 | HILL WELL RAW WATER TAP | JELLYSTONE PARK CAMP RESORT | HILL WELL (#2, NEW) |  | 1 | 12/30/1997 12:00:00 AM
VA2139420 | GE | MPN | QT | RT | Y | WL003 | RW003 | WELL NO. 3 | JELLYSTONE PARK CAMP RESORT | WELL NO. 3 |  | 1 | 12/30/1997 12:00:00 AM
VA2139440 | TC | TC | MN | RT | Y | DS001 | TCR01 |  | OLD FARMS SUBDIVISION | OLD FARMS SUBDIVISION |  | 3 | 6/28/1991 12:00:00 AM
VA2139440 | GE | NIT | YR | RT | Y | EP001 | EP001 | TAP AFTER CCT | OLD FARMS SUBDIVISION | EP - WELL 1/2 TMT PLT |  | 1 | 6/28/1991 12:00:00 AM
VA2139440 | GE | RADA | 6Y | RT | Y | EP001 | EP001 | TAP AFTER CCT | OLD FARMS SUBDIVISION | EP - WELL 1/2 TMT PLT |  | 1 | 6/28/1991 12:00:00 AM
VA2139440 | GE | MPN | QT | RT | Y | WL001 | RW001 | RAW TAP | OLD FARMS SUBDIVISION | WELL NO. 1 |  | 1 | 6/28/1991 12:00:00 AM
VA2139440 | GE | MPN | QT | RT | Y | WL002 | RW002 | RAW TAP | OLD FARMS SUBDIVISION | WELL NO. 2 |  | 1 | 6/28/1991 12:00:00 AM
VA2139470 | TC | TC | MN | RT | Y | DS001 | TCR01 |  | LURAY RV RESORT | LURAY RV RESORT |  | 3 | 4/1/2010 12:00:00 AM
VA2139470 | GE | MPN | YR | RT | Y | WL001 | RW001 | RAW TAP WELL #1 | LURAY RV RESORT | WELL #1 |  | 1 | 4/1/2010 12:00:00 AM
VA2139470 | GE | MPN | YR | RT | Y | WL002 | RW002 | RAW TAP WELL #2 | LURAY RV RESORT | WELL #2 |  | 1 | 4/1/2010 12:00:00 AM
VA2139473 | TC | TC | MN | RT | Y | DS001 | TCR01 |  | PAGE COUNTY HIGH SCHOOL | PAGE COUNTY HIGH SCHOOL |  | 3 | 8/16/2021 12:00:00 AM
VA2139473 | GE | NIT | QT | RT | Y | EP001 | EP001 | TREATED WATER TAP | PAGE COUNTY HIGH SCHOOL | ENTRY POINT |  | 1 | 8/16/2021 12:00:00 AM
VA2139473 | GE | VOC | QT | RT | Y | EP001 | EP001 | TREATED WATER TAP | PAGE COUNTY HIGH SCHOOL | ENTRY POINT |  | 1 | 8/16/2021 12:00:00 AM
VA2139473 | GE | MPN | QT | RT | Y | WL003 | RW003 | WELL 3 RAW TAP | PAGE COUNTY HIGH SCHOOL | WELL NO. 3 |  | 1 | 8/16/2021 12:00:00 AM
VA2139475 | GE | THH5 | YR | RT | Y | DS001 | DBP01 | KITCHEN MIDDLE SCHOOL | PAGE COUNTY MIDDLE SCHOOL | PAGE COUNTY MIDDLE SCHOOL |  | 1 | 7/29/1991 12:00:00 AM
VA2139475 | GE | THH5 | YR | RT | Y | DS001 | LCR18 | OFFICE RR | PAGE COUNTY MIDDLE SCHOOL | PAGE COUNTY MIDDLE SCHOOL |  | 1 | 7/29/1991 12:00:00 AM
VA2139475 | TC | TC | MN | RT | Y | DS001 | TCR01 |  | PAGE COUNTY MIDDLE SCHOOL | PAGE COUNTY MIDDLE SCHOOL |  | 3 | 7/29/1991 12:00:00 AM
VA2139475 | GE | NIT | YR | RT | Y | EP001 | EP001 | TAP AFTER 10K TK | PAGE COUNTY MIDDLE SCHOOL | ENTRY POINT - WELLS 1/2 |  | 1 | 7/29/1991 12:00:00 AM
VA2139475 | GE | MPN | YR | RT | Y | WL001 | RW001 | TAP WELL 1 DISCH LIN | PAGE COUNTY MIDDLE SCHOOL | WELL NO. 1 |  | 1 | 7/29/1991 12:00:00 AM
VA2139475 | GE | MPN | YR | RT | Y | WL002 | RW002 | TAP WELL 2 DISCH LN | PAGE COUNTY MIDDLE SCHOOL | WELL NO. 2 |  | 1 | 7/29/1991 12:00:00 AM
VA2139495 | TC | TC | MN | RT | Y | DS001 | TCR01 |  | PAGE VALLEY ESTATES | PAGE VALLEY ESTATES |  | 3 | 3/5/1973 12:00:00 AM
VA2139495 | GE | NIT | YR | RT | Y | EP001 | EP001 | WELL 1-POST 10K TK | PAGE VALLEY ESTATES | ENTRY POINT - WELL 1 |  | 1 | 3/5/1973 12:00:00 AM
VA2139495 | GE | RADA | 6Y | RT | Y | EP001 | EP001 | WELL 1-POST 10K TK | PAGE VALLEY ESTATES | ENTRY POINT - WELL 1 |  | 1 | 3/5/1973 12:00:00 AM
VA2139495 | GE | NIT | YR | RT | Y | EP002 | EP002 | WELL 2 - WELL HOUSE | PAGE VALLEY ESTATES | ENTRY POINT - WELL 2 |  | 1 | 3/5/1973 12:00:00 AM
VA2139495 | GE | RADA | 6Y | RT | Y | EP002 | EP002 | WELL 2 - WELL HOUSE | PAGE VALLEY ESTATES | ENTRY POINT - WELL 2 |  | 1 | 3/5/1973 12:00:00 AM
VA2139495 | GE | MPN | QT | RT | Y | WL001 | RW001 | RAW TAP WELL 1 | PAGE VALLEY ESTATES | WELL NO. 1 |  | 1 | 3/5/1973 12:00:00 AM
VA2139495 | GE | MPN | QT | RT | Y | WL002 | RW002 | RAW TAP WELL 2 | PAGE VALLEY ESTATES | WELL NO. 2 |  | 1 | 3/5/1973 12:00:00 AM
VA2139580 | TC | TC | QT | RT | Y | DS001 | TCR01 |  | PARKHURST INN RESTAURANT | PARKHURST INN |  | 1 | 1/1/2003 12:00:00 AM
VA2139580 | GE | NIT | YR | RT | Y | EP001 | EP001 | TREATED WATER TAP | PARKHURST INN RESTAURANT | EP WELL |  | 1 | 1/1/2003 12:00:00 AM
VA2139580 | GE | MPN | QT | RT | Y | WL001 | RW001 | RAW TAP | PARKHURST INN RESTAURANT | WELL |  | 1 | 1/1/2003 12:00:00 AM
VA2139590 | TC | TC | QT | RT | Y | DS001 | TCR01 |  | SNP-PINNACLES | PINNACLES |  | 1 | 9/19/1991 12:00:00 AM
VA2139590 | GE | NIT | YR | RT | Y | EP001 | EP001 | WELL TAP AFTER CL2 | SNP-PINNACLES | ENTRY POINT- WELL 1 TMT PLT |  | 1 | 9/19/1991 12:00:00 AM
VA2139590 | GE | MPN | YR | RT | Y | WL001 | RW001 | WELL NO. 1 | SNP-PINNACLES | WELL NO. 1 |  | 1 | 9/19/1991 12:00:00 AM
VA2139600 | TC | TC | QT | RT | Y | DS001 | TCR01 |  | RIVER`S BEND FARM GUEST LODGE | RIVERS BEND FARM SCHOOL |  | 1 | 8/24/1998 12:00:00 AM
VA2139600 | GE | NIT | YR | RT | Y | EP001 | EP001 | TREATED WATER TAP | RIVER`S BEND FARM GUEST LODGE | EP WELL |  | 1 | 8/24/1998 12:00:00 AM
VA2139600 | GE | MPN | QT | RT | Y | WL001 | RW001 | RAW TAP | RIVER`S BEND FARM GUEST LODGE | WELL |  | 1 | 8/24/1998 12:00:00 AM
VA2139601 | TC | TC | QT | RT | Y | DS001 | TCR01 |  | RIVERSIDE CAMPING | RIVERSIDE CAMPING |  | 1 | 8/5/1999 12:00:00 AM
VA2139601 | GE | NIT | YR | RT | Y | EP001 | EP001 | EP WELL TAP | RIVERSIDE CAMPING | EP WELL |  | 1 | 8/5/1999 12:00:00 AM
VA2139601 | GE | MPN | QT | RT | Y | WL001 | RW001 | RAW TAP | RIVERSIDE CAMPING | WELL |  | 1 | 8/5/1999 12:00:00 AM
VA2139604 | TC | TC | QT | RT | Y | DS001 | TCR01 |  | RIVERSIDE MINI MART | RIVERSIDE MINI MART |  | 1 | 10/20/2016 12:00:00 AM
VA2139604 | GE | NIT | YR | RT | Y | EP001 | EP001 | EP WELL TAP | RIVERSIDE MINI MART | EP WELL |  | 1 | 10/20/2016 12:00:00 AM
VA2139615 | TC | TC | QT | RT | Y | DS001 | TCR01 |  | RIVER RUN CAMPGROUND | DISTRIBUTION |  | 1 | 8/31/2023 12:00:00 AM
VA2139663 | TC | TC | MN | RT | Y | DS001 | TCR01 |  | SNP-ELKWALLOW | ELKWALLOW |  | 3 | 8/26/1991 12:00:00 AM
VA2139663 | GE | NIT | YR | RT | Y | EP001 | EP001 | TAP AFTER CL2 | SNP-ELKWALLOW | ENTRY POINT - WELL 1 TMT PLT |  | 1 | 8/26/1991 12:00:00 AM
VA2139663 | GE | MPN | YR | RT | Y | WL001 | RW001 | WELL 1 RAW TAP | SNP-ELKWALLOW | WELL NO. 1 |  | 1 | 8/26/1991 12:00:00 AM
VA2139665 | TC | TC | MN | RT | Y | DS001 | TCR01 |  | SNP-NATIONAL PARK HEADQUARTERS | NATIONAL PARK HEADQUARTERS |  | 3 | 8/26/1991 12:00:00 AM
VA2139665 | GE | NIT | YR | RT | Y | EP001 | EP001 | FIRST TAP AFTER CL2 | SNP-NATIONAL PARK HEADQUARTERS | ENTRY POINT - WELL 1/2 TMT PLT |  | 1 | 8/26/1991 12:00:00 AM
VA2139665 | GE | MPN | YR | RT | Y | WL001 | RW001 | WELL NO. 1 | SNP-NATIONAL PARK HEADQUARTERS | WELL NO. 1 |  | 1 | 8/26/1991 12:00:00 AM
VA2139665 | GE | MPN | YR | RT | Y | WL002 | RW002 | WELL NO. 2 | SNP-NATIONAL PARK HEADQUARTERS | WELL NO. 2 |  | 1 | 8/26/1991 12:00:00 AM
VA2139666 | TC | TC | QT | RT | Y | DS001 | TCR01 |  | SNP-LEWIS MOUNTAIN | LEWIS MOUNTAIN |  | 1 | 9/19/1991 12:00:00 AM
VA2139666 | GE | NIT | YR | RT | Y | EP001 | EP001 | TAP AFTER 20K TK | SNP-LEWIS MOUNTAIN | ENTRY POINT - WELL 1 TMT PLT |  | 1 | 9/19/1991 12:00:00 AM
VA2139666 | GE | MPN | YR | RT | Y | WL001 | RW001 | WELL NO. 1 DISCH TAP | SNP-LEWIS MOUNTAIN | WELL NO. 1 |  | 1 | 9/19/1991 12:00:00 AM
VA2139668 | TC | TC | MN | RT | Y | DS001 | TCR01 |  | SNP-SKYLAND | SKYLAND DISTRIBUTION |  | 3 | 10/15/1991 12:00:00 AM
VA2139668 | GE | NIT | YR | RT | Y | EP001 | EP001 | SP1/W1 TAP AFTER CL2 | SNP-SKYLAND | ENTRY POINT - SPRING 1/WELL 1 TMT PLT |  | 1 | 10/15/1991 12:00:00 AM
VA2139668 | GE | MPN | MN | RT | Y | SP001 | RW001 | SPRING NO. 1 | SNP-SKYLAND | SPRING NO. 1 |  | 3 | 10/15/1991 12:00:00 AM
VA2139770 | TC | TC | QT | RT | Y | DS001 | TCR01 |  | SHENANDOAH RIVER LODGE | SHENANDOAH RIVER LODGE |  | 1 | 6/21/1978 12:00:00 AM
VA2139770 | GE | NIT | YR | RT | Y | SS004 | EP001 | TAP AFTER CCT | SHENANDOAH RIVER LODGE | ENTRY POINT - WELL 1 TMT PLT |  | 1 | 6/21/1978 12:00:00 AM
VA2139770 | GE | MPN | QT | RT | Y | WL001 | RW001 | WELL NO. 1 | SHENANDOAH RIVER LODGE | WELL NO. 1 |  | 1 | 6/21/1978 12:00:00 AM
VA2139825 | GE | THH5 | YR | RT | Y | DS001 | DS004 | 9965 HWY 340 | SHENANDOAH, TOWN OF | SHENANDOAH, TOWN OF |  | 1 | 9/16/1918 12:00:00 AM
VA2139825 | TC | TC | MN | RT | Y | DS001 | TCR01 |  | SHENANDOAH, TOWN OF | SHENANDOAH, TOWN OF |  | 6 | 9/16/1918 12:00:00 AM
VA2139825 | GE | NIT | YR | RT | Y | EP002 | EP002 | TAP WELL 2 DISCHARGE | SHENANDOAH, TOWN OF | ENTRY POINT - WELL 2 |  | 1 | 9/16/1918 12:00:00 AM
VA2139825 | GE | NIT | YR | RT | Y | EP003 | EP003 | TAP WELL 3 DISCHARGE | SHENANDOAH, TOWN OF | ENTRY POINT - WELL 3 |  | 1 | 9/16/1918 12:00:00 AM
VA2139825 | GE | RADA | 6Y | RT | Y | EP003 | EP003 | TAP WELL 3 DISCHARGE | SHENANDOAH, TOWN OF | ENTRY POINT - WELL 3 |  | 1 | 9/16/1918 12:00:00 AM
VA2139825 | GE | ICMT | YR | RT | Y | EP005 | EP005 | WELL 5 TAP AFTER CCT | SHENANDOAH, TOWN OF | ENTRY POINT - WELL 5 TMT PLT |  | 1 | 9/16/1918 12:00:00 AM
VA2139825 | GE | NIT | YR | RT | Y | EP005 | EP005 | WELL 5 TAP AFTER CCT | SHENANDOAH, TOWN OF | ENTRY POINT - WELL 5 TMT PLT |  | 1 | 9/16/1918 12:00:00 AM
VA2139825 | GE | MPN | QT | RT | Y | WL002 | RW002 | WELL 2 RAW TAP | SHENANDOAH, TOWN OF | WELL NO. 2 (TENTH ST) |  | 1 | 9/16/1918 12:00:00 AM
VA2139825 | GE | MPN | QT | RT | Y | WL003 | RW003 | WELL 3 RAW TAP | SHENANDOAH, TOWN OF | WELL NO. 3 (TRENTON ST) |  | 1 | 9/16/1918 12:00:00 AM
VA2139835 | TC | TC | QT | RT | Y | DS001 | TCR01 |  | SHENANDOAH MOOSE LODGE | SHENANDOAH MOOSE LODGE |  | 1 | 11/13/2018 12:00:00 AM
VA2139835 | GE | NIT | YR | RT | Y | EP001 | EP001 | TREATED WATER TAP | SHENANDOAH MOOSE LODGE | EP WELL |  | 1 | 11/13/2018 12:00:00 AM
VA2139835 | GE | MPN | QT | RT | Y | WL001 | RW001 | RAW TAP | SHENANDOAH MOOSE LODGE | WELL |  | 1 | 11/13/2018 12:00:00 AM
VA2139900 | TC | TC | MN | RT | Y | DS001 | TCR01 |  | SPRINGFIELD ELEMENTARY SCHOOL | SPRINGFIELD ELEMENTARY SCHOOL |  | 3 | 7/30/1991 12:00:00 AM
VA2139900 | GE | NIT | YR | RT | Y | EP001 | EP001 | TAP AFTER CCT | SPRINGFIELD ELEMENTARY SCHOOL | ENTRY POINT - WELL 1 TMT PLT |  | 1 | 7/30/1991 12:00:00 AM
VA2139900 | GE | MPN | QT | RT | Y | WL001 | RW001 | WELL NO. 1/WL001 | SPRINGFIELD ELEMENTARY SCHOOL | WELL NO. 1 |  | 1 | 7/30/1991 12:00:00 AM
VA2139935 | PB | PBCU | 3Y | RT | Y | DS001 | DS006 | 297 AYLOR GRUBBS RD | STANLEY, TOWN OF | STANLEY, TOWN OF | FSD | 1 | 10/14/1968 12:00:00 AM
VA2139935 | PB | PBCU | 3Y | RT | Y | DS001 | DS007 | 185 ROUNDHEAD DR | STANLEY, TOWN OF | STANLEY, TOWN OF | FSD | 1 | 10/14/1968 12:00:00 AM
VA2139935 | PB | PBCU | 3Y | RT | Y | DS001 | DS008 | 392 CHAPEL RD | STANLEY, TOWN OF | STANLEY, TOWN OF | FSD | 1 | 10/14/1968 12:00:00 AM
VA2139935 | PB | PBCU | 3Y | RT | Y | DS001 | DS009 | 553 JUDY LN | STANLEY, TOWN OF | STANLEY, TOWN OF | FSD | 1 | 10/14/1968 12:00:00 AM
VA2139935 | PB | PBCU | 3Y | RT | Y | DS001 | DS010 | 405 AL GOOD DR | STANLEY, TOWN OF | STANLEY, TOWN OF | FSD | 1 | 10/14/1968 12:00:00 AM
VA2139935 | PB | PBCU | 3Y | RT | Y | DS001 | DS011 | 196 PETTIT DR | STANLEY, TOWN OF | STANLEY, TOWN OF | FSD | 1 | 10/14/1968 12:00:00 AM
VA2139935 | PB | PBCU | 3Y | RT | Y | DS001 | DS014 | 420 EAST MAIN ST | STANLEY, TOWN OF | STANLEY, TOWN OF | FSD | 1 | 10/14/1968 12:00:00 AM
VA2139935 | PB | PBCU | 3Y | RT | Y | DS001 | DS015 | 100 EAST MAIN ST | STANLEY, TOWN OF | STANLEY, TOWN OF | FSD | 1 | 10/14/1968 12:00:00 AM
VA2139935 | PB | PBCU | 3Y | RT | Y | DS001 | DS017 | 355 AL GOOD DR | STANLEY, TOWN OF | STANLEY, TOWN OF | FSD | 1 | 10/14/1968 12:00:00 AM
VA2139935 | PB | PBCU | 3Y | RT | Y | DS001 | DS018 | 121 WEST MAIN STR | STANLEY, TOWN OF | STANLEY, TOWN OF | FSD | 1 | 10/14/1968 12:00:00 AM
VA2139935 | PB | PBCU | 3Y | RT | Y | DS001 | DS020 | 258 SUNSET DR | STANLEY, TOWN OF | STANLEY, TOWN OF | FSD | 1 | 10/14/1968 12:00:00 AM
VA2139935 | PB | PBCU | 3Y | RT | Y | DS001 | DS021 | 200 PAINTER DR | STANLEY, TOWN OF | STANLEY, TOWN OF | FSD | 1 | 10/14/1968 12:00:00 AM
VA2139935 | PB | PBCU | 3Y | RT | Y | DS001 | DS022 | 399 AYLOR GRUBBS AVE | STANLEY, TOWN OF | STANLEY, TOWN OF | FSD | 1 | 10/14/1968 12:00:00 AM
VA2139935 | PB | PBCU | 3Y | RT | Y | DS001 | DS023 | 162 HONEYVILLE AVE | STANLEY, TOWN OF | STANLEY, TOWN OF | FSD | 1 | 10/14/1968 12:00:00 AM
VA2139935 | PB | PBCU | 3Y | RT | Y | DS001 | DS024 | 252 POND AVE | STANLEY, TOWN OF | STANLEY, TOWN OF | FSD | 1 | 10/14/1968 12:00:00 AM
VA2139935 | PB | PBCU | 3Y | RT | Y | DS001 | DS025 | 184 SUNSET DR | STANLEY, TOWN OF | STANLEY, TOWN OF | FSD | 1 | 10/14/1968 12:00:00 AM
VA2139935 | PB | PBCU | 3Y | RT | Y | DS001 | DS026 | 141 WEST MAIN ST | STANLEY, TOWN OF | STANLEY, TOWN OF | FSD | 1 | 10/14/1968 12:00:00 AM
VA2139935 | PB | PBCU | 3Y | RT | Y | DS001 | DS027 | 157 DEFORD AVE | STANLEY, TOWN OF | STANLEY, TOWN OF | FSD | 1 | 10/14/1968 12:00:00 AM
VA2139935 | PB | PBCU | 3Y | RT | Y | DS001 | DS028 | 427 AL GOOD DR | STANLEY, TOWN OF | STANLEY, TOWN OF | FSD | 1 | 10/14/1968 12:00:00 AM
VA2139935 | PB | PBCU | 3Y | RT | Y | DS001 | DS029 | 834 AYLOR GRUBBS AVE | STANLEY, TOWN OF | STANLEY, TOWN OF | FSD | 1 | 10/14/1968 12:00:00 AM
VA2139935 | TC | TC | MN | RT | Y | DS001 | TCR01 |  | STANLEY, TOWN OF | STANLEY, TOWN OF |  | 15 | 10/14/1968 12:00:00 AM
VA2139935 | GE | NIT | YR | RT | Y | EP001 | EP001 | TAP WELL 1 DISCHARGE | STANLEY, TOWN OF | ENTRY POINT - WELL 1 |  | 1 | 10/14/1968 12:00:00 AM
VA2139935 | GE | NIT | YR | RT | Y | EP002 | EP002 | TAP WELL 2 DISCHARGE | STANLEY, TOWN OF | ENTRY POINT - WELL 2 |  | 1 | 10/14/1968 12:00:00 AM
VA2139935 | GE | S009 | 3Y | RT | Y | EP002 | EP002 | TAP WELL 2 DISCHARGE | STANLEY, TOWN OF | ENTRY POINT - WELL 2 |  | 1 | 10/14/1968 12:00:00 AM
VA2139935 | GE | S113 | 3Y | RT | Y | EP002 | EP002 | TAP WELL 2 DISCHARGE | STANLEY, TOWN OF | ENTRY POINT - WELL 2 |  | 1 | 10/14/1968 12:00:00 AM
VA2139935 | GE | S125 | 3Y | RT | Y | EP002 | EP002 | TAP WELL 2 DISCHARGE | STANLEY, TOWN OF | ENTRY POINT - WELL 2 |  | 1 | 10/14/1968 12:00:00 AM
VA2139935 | GE | NIT | YR | RT | Y | EP003 | EP003 | TAP WELL 3 DISCHARGE | STANLEY, TOWN OF | ENTRY POINT- WELL 3 |  | 1 | 10/14/1968 12:00:00 AM
VA2139935 | GE | NIT | YR | RT | Y | EP004 | EP004 | TAP WELL 4 DISCHARGE | STANLEY, TOWN OF | ENTRY POINT - WELL 4 |  | 1 | 10/14/1968 12:00:00 AM
VA2139935 | GE | NIT | YR | RT | Y | EP006 | EP006 | TAP WELL 6 DISCHARGE | STANLEY, TOWN OF | ENTRY POINT - WELL 6 |  | 1 | 10/14/1968 12:00:00 AM
VA2139936 | TC | TC | MN | RT | Y | DS001 | TCR01 |  | STANLEY INDUSTRIAL PARK | STANLEY INDUSTRIAL PARK |  | 3 | 9/16/1997 12:00:00 AM
VA2139936 | GE | NIT | YR | RT | Y | EP001 | EP001 | TAP WELL DISCH LINE | STANLEY INDUSTRIAL PARK | ENTRY POINT - WELL 5 |  | 1 | 9/16/1997 12:00:00 AM
VA2139938 | TC | TC | QT | RT | Y | DS001 | TCR01 |  | SNP-PANORAMA/THORNTON GAP | PANORAMA/THORNTON GAP |  | 1 | 9/10/1991 12:00:00 AM
VA2139938 | GE | NIT | YR | RT | Y | EP001 | EP001 | TAP AFTER CL2 | SNP-PANORAMA/THORNTON GAP | ENTRY POINT - WELL NO 1 TMT PLT |  | 1 | 9/10/1991 12:00:00 AM
VA2139938 | GE | MPN | YR | RT | Y | WL001 | RW001 | WELL NO. 1 DISCH RAW TAP | SNP-PANORAMA/THORNTON GAP | WELL NO. 1 |  | 1 | 9/10/1991 12:00:00 AM
VA2161023 | TC | TC | MN | RT | Y | DS001 | TCR01 |  | BACK CREEK ELEMENTARY SCHOOL | BACK CREEK ELEMENTARY SCHOOL |  | 3 | 1/27/1992 12:00:00 AM
VA2161023 | GE | MPN | QT | RT | Y | WL001 | RW001 | WELL RAW TAP | BACK CREEK ELEMENTARY SCHOOL | WELL |  | 1 | 1/27/1992 12:00:00 AM
VA2161028 | TC | TC | QT | RT | Y | DS001 | TCR01 |  | BALLYHACK GOLF CLUB | BALLYHACK GOLF CLUB |  | 1 | 10/1/2010 12:00:00 AM
VA2161028 | GE | NIT | QT | RT | Y | EP001 | EP001 | WELL ENTRY POINT | BALLYHACK GOLF CLUB | WELL #1 (CH) ENTRY POINT TAP |  | 1 | 10/1/2010 12:00:00 AM
VA2161042 | TC | TC | QT | RT | Y | DS001 | TCR01 |  | BENT MOUNTAIN LIBRARY & COMMUNITY CENTER | BENT MOUNTAIN LIBRARY & COMMUNITY CENTER |  | 1 | 7/1/2011 12:00:00 AM
VA2161042 | GE | MPN | QT | RT | Y | WL001 | RW001 | WELL RAW TAP | BENT MOUNTAIN LIBRARY & COMMUNITY CENTER | WELL |  | 1 | 7/1/2011 12:00:00 AM
VA2161046 | GE | THH5 | YR | RT | Y | DS001 | DBP01 | 2832 ELLISON AVE | BLACKWOOD | BLACKWOOD DISTRIBUTION SYSTEM |  | 1 | 11/5/2022 12:00:00 AM
VA2161046 | PB | PBCU | YR | RT | Y | DS001 | LCR04 | 1429 BLACKWOOD DR | BLACKWOOD | BLACKWOOD DISTRIBUTION SYSTEM | FSD | 1 | 11/5/2022 12:00:00 AM
VA2161046 | PB | PBCU | YR | RT | Y | DS001 | LCR05 | 2838 ARCHER CIR | BLACKWOOD | BLACKWOOD DISTRIBUTION SYSTEM | FSD | 1 | 11/5/2022 12:00:00 AM
VA2161046 | PB | PBCU | YR | RT | Y | DS001 | LCR07 | 2748 ELLISON AVE | BLACKWOOD | BLACKWOOD DISTRIBUTION SYSTEM | FSD | 1 | 11/5/2022 12:00:00 AM
VA2161046 | PB | PBCU | YR | RT | Y | DS001 | LCR08 | 2734 ELLISON AVE | BLACKWOOD | BLACKWOOD DISTRIBUTION SYSTEM | FSD | 1 | 11/5/2022 12:00:00 AM
VA2161046 | PB | PBCU | YR | RT | Y | DS001 | LCR15 | 2744 ELLISON AVE | BLACKWOOD | BLACKWOOD DISTRIBUTION SYSTEM | FSD | 1 | 11/5/2022 12:00:00 AM
VA2161046 | TC | TC | MN | RT | Y | DS001 | TCR01 |  | BLACKWOOD | BLACKWOOD DISTRIBUTION SYSTEM |  | 3 | 11/5/2022 12:00:00 AM
VA2161103 | TC | TC | QT | RT | Y | DS001 | TCR01 |  | CAMP ROANOKE | DISTRIBUTION SYSTEM |  | 1 | 10/5/1998 12:00:00 AM
VA2161103 | GE | MPN | QT | RT | Y | WL001 | RW001 | RAW WATER WELL TAP | CAMP ROANOKE | DRILLED WELL |  | 1 | 10/5/1998 12:00:00 AM
VA2161110 | TC | TC | MN | RT | Y | DS001 | TCR01 |  | CAROLINA VILLAGE | CAROLINA VILLAGE |  | 3 | 10/10/1997 12:00:00 AM
VA2161110 | GE | MPN | QT | RT | Y | WL001 | RW001 | WELL RAW TAP | CAROLINA VILLAGE | CAROLINA VILLAGE WELL |  | 1 | 10/10/1997 12:00:00 AM
VA2161115 | TC | TC | MN | RT | Y | DS001 | TCR01 |  | MARTIN CREEK | MARTIN CREEK |  | 3 | 11/30/1993 12:00:00 AM
VA2161115 | GE | MPN | QT | RT | Y | WL001 | RW001 | RAW WATER WELL TAP | MARTIN CREEK | WELL 1 (FOREST EDGE 1) |  | 1 | 11/30/1993 12:00:00 AM
VA2161115 | GE | MPN | QT | RT | Y | WL002 | RW002 | RAW WATER WELL TAP | MARTIN CREEK | WELL 2 (PARKER WELL) |  | 1 | 11/30/1993 12:00:00 AM
VA2161115 | GE | MPN | QT | RT | Y | WL003 | RW003 | RAW WATER WELL TAP | MARTIN CREEK | WELL 3 |  | 1 | 11/30/1993 12:00:00 AM
VA2161115 | GE | MPN | QT | RT | Y | WL004 | RW004 | RAW WATER WELL TAP | MARTIN CREEK | WELL 4 |  | 1 | 11/30/1993 12:00:00 AM
VA2161115 | GE | MPN | QT | RT | Y | WL006 | RW006 | RAW WATER WELL TAP | MARTIN CREEK | WELL 6 (FOREST EDGE 6) |  | 1 | 11/30/1993 12:00:00 AM
VA2161115 | GE | MPN | QT | RT | Y | WL007 | RW007 | RAW WATER WELL TAP | MARTIN CREEK | WELL 7 (FOREST EDGE 3) |  | 1 | 11/30/1993 12:00:00 AM
VA2161115 | GE | MPN | QT | RT | Y | WL010 | RW010 | RAW WATER WELL TAP | MARTIN CREEK | WELL 10 (CARRIAGE HILLS 3) |  | 1 | 11/30/1993 12:00:00 AM
VA2161150 | GE | THH5 | YR | RT | Y | DS001 | DBP01 | BUILDING NO. 6 | CATAWBA HOSPITAL | CATAWBA HOSPITAL |  | 1 | 11/16/1994 12:00:00 AM
VA2161150 | TC | TC | MN | RT | Y | DS001 | TCR01 |  | CATAWBA HOSPITAL | CATAWBA HOSPITAL |  | 3 | 11/16/1994 12:00:00 AM
VA2161150 | GE | ICMT | YR | RT | Y | EP001 | EP001 | ENTRY POINT TAP | CATAWBA HOSPITAL | ENTRY POINT - TREATMENT PLANT |  | 1 | 11/16/1994 12:00:00 AM
VA2161150 | GE | TOCA | QT | RT | Y | RW001 | RW001 | RAW WATER | CATAWBA HOSPITAL | COMBINED RAW WATER - CATAWBA WTP |  | 1 | 11/16/1994 12:00:00 AM
VA2161150 | GE | TOC | QT | RT | Y | TP001 | UP001 | COMBINED FILTER EFF | CATAWBA HOSPITAL | TREATMENT PLANT |  | 1 | 11/16/1994 12:00:00 AM
VA2161283 | TC | TC | MN | RT | Y | DS001 | TCR01 |  | TREEHOUSE TAVERN | DISTRIBUTION SYSTEM |  | 3 | 6/8/2022 12:00:00 AM
VA2161283 | GE | NIT | YR | RT | Y | EP001 | EP001 | WELL ENTRY POINT | TREEHOUSE TAVERN | EP WELL |  | 1 | 6/8/2022 12:00:00 AM
VA2161348 | TC | TC | QT | RT | Y | DS001 | TCR01 |  | GREEN HILL PARK | GREEN HILL PARK |  | 1 | 5/6/1994 12:00:00 AM
VA2161348 | GE | MPN | QT | RT | Y | WL001 | RW001 | RAW WATER WELL TAP | GREEN HILL PARK | WELL |  | 1 | 5/6/1994 12:00:00 AM
VA2161512 | TC | TC | MN | RT | Y | DS001 | TCR01 |  | MASONS COVE ELEMENTARY SCHOOL | MASONS COVE ELEMENTARY SCHOOL |  | 3 | 9/20/1991 12:00:00 AM
VA2161512 | GE | MPN | QT | RT | Y | WL001 | RW001 | WELL RAW TAP | MASONS COVE ELEMENTARY SCHOOL | WELL |  | 1 | 9/20/1991 12:00:00 AM
VA2161557 | TC | TC | QT | RT | Y | DS001 | TCR01 |  | MOOSE LODGE NO 284 | MOOSE LODGE NO 284 DS |  | 1 | 6/13/2002 12:00:00 AM
VA2161598 | TC | TC | MN | RT | Y | DS001 | TCR01 |  | GIRL SCOUT CAMP ICIMANI | DISTRIBUTION SYSTEM |  | 3 | 10/22/2007 12:00:00 AM
VA2161665 | TC | TC | MN | RT | Y | DS001 | TCR01 |  | YELLOW MOUNTAIN VILLAGE | YELLOW MOUNTAIN VILLAGE |  | 3 | 12/12/2000 12:00:00 AM
VA2161668 | GE | THH5 | 3Y | RT | Y | DS001 | DBP01 | 5105 HILL DRIVE | PINE HILL | PINE HILL |  | 1 | 8/12/1983 12:00:00 AM
VA2161668 | PB | PBCU | 3Y | RT | Y | DS001 | LCR01 | 5261 HILL DRIVE | PINE HILL | PINE HILL | FSD | 1 | 8/12/1983 12:00:00 AM
VA2161668 | PB | PBCU | 3Y | RT | Y | DS001 | LCR02 | 5117 HILL DRIVE | PINE HILL | PINE HILL | FSD | 1 | 8/12/1983 12:00:00 AM
VA2161668 | PB | PBCU | 3Y | RT | Y | DS001 | LCR03 | 5264 HILL DRIVE | PINE HILL | PINE HILL | FSD | 1 | 8/12/1983 12:00:00 AM
VA2161668 | PB | PBCU | 3Y | RT | Y | DS001 | LCR04 | 5212 HILL DRIVE | PINE HILL | PINE HILL | FSD | 1 | 8/12/1983 12:00:00 AM
VA2161668 | PB | PBCU | 3Y | RT | Y | DS001 | LCR05 | 5124 HILL DRIVE | PINE HILL | PINE HILL | FSD | 1 | 8/12/1983 12:00:00 AM
VA2161668 | TC | TC | MN | RT | Y | DS001 | TCR01 |  | PINE HILL | PINE HILL |  | 3 | 8/12/1983 12:00:00 AM
VA2161668 | GE | MPN | QT | RT | Y | WL001 | RW001 | WELL RAW TAP | PINE HILL | WELL |  | 1 | 8/12/1983 12:00:00 AM
VA2161680 | PB | PBCU | 3Y | RT | Y | DS001 | LCR01 | LOT 17 | PINE TREE MOBILE ESTATES | PINE TREE VILLAGE | FSD | 1 | 5/24/1991 12:00:00 AM
VA2161680 | PB | PBCU | 3Y | RT | Y | DS001 | LCR02 | LOT 20 | PINE TREE MOBILE ESTATES | PINE TREE VILLAGE | FSD | 1 | 5/24/1991 12:00:00 AM
VA2161680 | PB | PBCU | 3Y | RT | Y | DS001 | LCR03 | LOT 25 | PINE TREE MOBILE ESTATES | PINE TREE VILLAGE | FSD | 1 | 5/24/1991 12:00:00 AM
VA2161680 | PB | PBCU | 3Y | RT | Y | DS001 | LCR04 | LOT 21 | PINE TREE MOBILE ESTATES | PINE TREE VILLAGE | FSD | 1 | 5/24/1991 12:00:00 AM
VA2161680 | PB | PBCU | 3Y | RT | Y | DS001 | LCR05 | LOT 39 | PINE TREE MOBILE ESTATES | PINE TREE VILLAGE | FSD | 1 | 5/24/1991 12:00:00 AM
VA2161680 | TC | TC | MN | RT | Y | DS001 | TCR01 |  | PINE TREE MOBILE ESTATES | PINE TREE VILLAGE |  | 3 | 5/24/1991 12:00:00 AM
VA2161680 | GE | CYN | 9Y | RT | Y | EP002 | EP002 | WELL 2 EP | PINE TREE MOBILE ESTATES | EP WELL 2 PINE TREE VILLAGE |  | 1 | 5/24/1991 12:00:00 AM
VA2161680 | GE | CYN | 9Y | RT | Y | EP003 | EP003 | WELL 3 EP TAP | PINE TREE MOBILE ESTATES | EP WELL 3 PINE TREE VILLAGE |  | 1 | 5/24/1991 12:00:00 AM
VA2161680 | GE | MPN | YR | RT | Y | WL002 | RW002 | RAW WATER WELL TAP | PINE TREE MOBILE ESTATES | WELL 2 - PINE TREE VILLAGE |  | 1 | 5/24/1991 12:00:00 AM
VA2161680 | GE | MPN | YR | RT | Y | WL003 | RW003 | RAW WATER WELL TAP | PINE TREE MOBILE ESTATES | WELL 3 - PINE TREE VILLAGE |  | 1 | 5/24/1991 12:00:00 AM
VA2161737 | TC | TC | QT | RT | Y | DS001 | TCR01 |  | SOLSTICE FARM BREWERY | DISTRIBUTION SYSTEM |  | 1 | 7/1/2022 12:00:00 AM
VA2161737 | GE | NIT | YR | RT | Y | EP001 | EP001 | BREWERY ENTRY POINT | SOLSTICE FARM BREWERY | SYSTEM ENTRY POINT |  | 1 | 7/1/2022 12:00:00 AM
VA2161737 | GE | MPN | YR | RT | Y | WL001 | RW001 | RAW WATER TAP | SOLSTICE FARM BREWERY | BREWERY WELL |  | 1 | 7/1/2022 12:00:00 AM
VA2161755 | TC | TC | MN | RT | Y | DS001 | TCR01 |  | SPRING RUN SWIM CLUB | SPRING RUN SWIM CLUB |  | 3 | 2/4/2003 12:00:00 AM
VA2163075 | PB | PBCU | 3Y | RT | Y | DS001 | LCR01 | 2623 STERRETT RD | BROWNSBURG WATER COMPANY | DISTRIBUTION SYSTEM | FSD | 1 | 7/21/1977 12:00:00 AM
VA2163075 | PB | PBCU | 3Y | RT | Y | DS001 | LCR02 | 2744 BROWNSBURG TPKE | BROWNSBURG WATER COMPANY | DISTRIBUTION SYSTEM | FSD | 1 | 7/21/1977 12:00:00 AM
VA2163075 | PB | PBCU | 3Y | RT | Y | DS001 | LCR03 | 2613 BROWNSBURG TPKE | BROWNSBURG WATER COMPANY | DISTRIBUTION SYSTEM | FSD | 1 | 7/21/1977 12:00:00 AM
VA2163075 | PB | PBCU | 3Y | RT | Y | DS001 | LCR04 | AYRES RESIDENCE | BROWNSBURG WATER COMPANY | DISTRIBUTION SYSTEM | FSD | 1 | 7/21/1977 12:00:00 AM
VA2163075 | PB | PBCU | 3Y | RT | Y | DS001 | LCR05 | BARNES RESIDENCE | BROWNSBURG WATER COMPANY | DISTRIBUTION SYSTEM | FSD | 1 | 7/21/1977 12:00:00 AM
VA2163075 | TC | TC | MN | RT | Y | DS001 | TCR01 |  | BROWNSBURG WATER COMPANY | DISTRIBUTION SYSTEM |  | 3 | 7/21/1977 12:00:00 AM
VA2163075 | GE | MPN | QT | RT | Y | WL001 | RW001 | WELL 1 RAW TAP | BROWNSBURG WATER COMPANY | WELL #1 |  | 1 | 7/21/1977 12:00:00 AM
VA2163075 | GE | MPN | QT | RT | Y | WL002 | RW002 | WELL 2 RAW TAP | BROWNSBURG WATER COMPANY | WELL #2 |  | 1 | 7/21/1977 12:00:00 AM
VA2163075 | GE | MPN | QT | RT | Y | WL003 | RW003 | WELL 3 RAW TAP | BROWNSBURG WATER COMPANY | WELL #3 |  | 1 | 7/21/1977 12:00:00 AM
VA2163142 | TC | TC | MN | RT | Y | DS001 | TCR01 |  | CAVE MOUNTAIN LAKE(USFS) | CAVE MTN. LAKE |  | 3 | 11/24/2020 12:00:00 AM
VA2163142 | GE | NIT | YR | RT | Y | EP001 | EP001 | TREATED WATER TAP | CAVE MOUNTAIN LAKE(USFS) | ENTRY POINT - CAVE MTN WELL |  | 1 | 11/24/2020 12:00:00 AM
VA2163142 | GE | MPN | YR | RT | Y | WL001 | RW001 | WELL RAW TAP | CAVE MOUNTAIN LAKE(USFS) | CAVE MTN. WELL |  | 1 | 11/24/2020 12:00:00 AM
VA2163180 | TC | TC | MN | RT | Y | DS001 | TCR01 |  | EFFINGER ELEMENTARY SCHOOL | EFFINGER ELEMENTARY SCHOOL |  | 3 | 7/1/2014 12:00:00 AM
VA2163180 | GE | NIT | YR | RT | Y | EP001 | EP001 | WELL ENTRY POINT | EFFINGER ELEMENTARY SCHOOL | ENTRY POINT - HYDRO TANK |  | 1 | 7/1/2014 12:00:00 AM
VA2163180 | GE | MPN | QT | RT | Y | WL001 | RW001 | RAW WATER TAP | EFFINGER ELEMENTARY SCHOOL | WELL #1 |  | 1 | 7/1/2014 12:00:00 AM
VA2163185 | TC | TC | MN | RT | Y | DS001 | TCR01 |  | RELAX INN | DISTRIBUTION |  | 3 | 1/8/2003 12:00:00 AM
VA2163185 | GE | NIT | YR | RT | Y | EP001 | EP001 | HYDRO TANK TAP | RELAX INN | EP WELL |  | 1 | 1/8/2003 12:00:00 AM
VA2163225 | GE | THH5 | YR | RT | Y | DS001 | DBP02 | TOWN HALL | GLASGOW, TOWN OF | GLASGOW, TOWN OF |  | 1 | 11/10/1977 12:00:00 AM
VA2163225 | GE | FRFL | MN | ST | N | DS001 | DS001 | LAB- FLUORIDE | GLASGOW, TOWN OF | GLASGOW, TOWN OF |  | 3 | 11/10/1977 12:00:00 AM
VA2163225 | PB | PBCU | YR | RT | Y | DS001 | LCR05 | 1029 ANDERSON ST | GLASGOW, TOWN OF | GLASGOW, TOWN OF | FSD | 1 | 11/10/1977 12:00:00 AM
VA2163225 | PB | PBCU | YR | RT | Y | DS001 | LCR13 | 1105 FITZLEE ST | GLASGOW, TOWN OF | GLASGOW, TOWN OF | FSD | 1 | 11/10/1977 12:00:00 AM
VA2163225 | PB | PBCU | YR | RT | Y | DS001 | LCR18 | 818 LAUREL RD | GLASGOW, TOWN OF | GLASGOW, TOWN OF | FSD | 1 | 11/10/1977 12:00:00 AM
VA2163225 | PB | PBCU | YR | RT | Y | DS001 | LCR38 | 1520 KANAWHA ST | GLASGOW, TOWN OF | GLASGOW, TOWN OF | FSD | 1 | 11/10/1977 12:00:00 AM
VA2163225 | PB | PBCU | YR | RT | Y | DS001 | LCR39 | 1003 ANDERSON ST | GLASGOW, TOWN OF | GLASGOW, TOWN OF | FSD | 1 | 11/10/1977 12:00:00 AM
VA2163225 | PB | PBCU | YR | RT | Y | DS001 | LCR40 | 630 SHENANDOAH RD | GLASGOW, TOWN OF | GLASGOW, TOWN OF | FSD | 1 | 11/10/1977 12:00:00 AM
VA2163225 | PB | PBCU | YR | RT | Y | DS001 | LCR41 | 1104 7TH ST | GLASGOW, TOWN OF | GLASGOW, TOWN OF | FSD | 1 | 11/10/1977 12:00:00 AM
VA2163225 | PB | PBCU | YR | RT | Y | DS001 | LCR42 | 724 ANDERSON ST | GLASGOW, TOWN OF | GLASGOW, TOWN OF | FSD | 1 | 11/10/1977 12:00:00 AM
VA2163225 | PB | PBCU | YR | RT | Y | DS001 | LCR44 | 716 MCCULLOCH ST | GLASGOW, TOWN OF | GLASGOW, TOWN OF | FSD | 1 | 11/10/1977 12:00:00 AM
VA2163225 | PB | PBCU | YR | RT | Y | DS001 | LCR45 | 939 VIRGINIA ST | GLASGOW, TOWN OF | GLASGOW, TOWN OF | FSD | 1 | 11/10/1977 12:00:00 AM
VA2163225 | TC | TC | MN | RT | Y | DS001 | TCR01 |  | GLASGOW, TOWN OF | GLASGOW, TOWN OF |  | 6 | 11/10/1977 12:00:00 AM
VA2163225 | GE | NIT | YR | RT | Y | EP002 | EP002 | WELL NO. 3 ENTRY | GLASGOW, TOWN OF | WELL 3 ENTRY POINT |  | 1 | 11/10/1977 12:00:00 AM
VA2163225 | GE | NIT | YR | RT | Y | EP003 | EP003 | WELL NO.4 ENTRY | GLASGOW, TOWN OF | WELL 4 ENTRY POINT |  | 1 | 11/10/1977 12:00:00 AM
VA2163225 | GE | MPN | QT | RT | Y | WL003 | RW003 | WELL 3 TAP | GLASGOW, TOWN OF | WELL 3 |  | 1 | 11/10/1977 12:00:00 AM
VA2163225 | GE | MPN | QT | RT | Y | WL004 | RW004 | WELL 4 TAP | GLASGOW, TOWN OF | WELL 4 |  | 1 | 11/10/1977 12:00:00 AM
VA2163250 | PB | PBCU | 3Y | RT | Y | DS001 | LCR01 | 853 VIRGINIA AVE | GOSHEN, TOWN OF | GOSHEN, TOWN OF | FSD | 1 | 12/13/1985 12:00:00 AM
VA2163250 | PB | PBCU | 3Y | RT | Y | DS001 | LCR02 | 38 BRIDGE ST | GOSHEN, TOWN OF | GOSHEN, TOWN OF | FSD | 1 | 12/13/1985 12:00:00 AM
VA2163250 | PB | PBCU | 3Y | RT | Y | DS001 | LCR03 | 9669 MAURY RIVER RD | GOSHEN, TOWN OF | GOSHEN, TOWN OF | FSD | 1 | 12/13/1985 12:00:00 AM
VA2163250 | PB | PBCU | 3Y | RT | Y | DS001 | LCR04 | 161 STILLWATER RD | GOSHEN, TOWN OF | GOSHEN, TOWN OF | FSD | 1 | 12/13/1985 12:00:00 AM
VA2163250 | PB | PBCU | 3Y | RT | Y | DS001 | LCR05 | 9674 MAURY RIVER RD | GOSHEN, TOWN OF | GOSHEN, TOWN OF | FSD | 1 | 12/13/1985 12:00:00 AM
VA2163250 | TC | TC | MN | RT | Y | DS001 | TCR01 |  | GOSHEN, TOWN OF | GOSHEN, TOWN OF |  | 3 | 12/13/1985 12:00:00 AM
VA2163250 | GE | NIT | YR | RT | Y | EP001 | EP001 | TREATED WATER TAP | GOSHEN, TOWN OF | SPRING ENTRY POINT |  | 1 | 12/13/1985 12:00:00 AM
VA2163250 | GE | MPN | MN | RT | Y | SP001 | RW001 | GOSHEN SPRING RAW | GOSHEN, TOWN OF | GOSHEN SPRING |  | 3 | 12/13/1985 12:00:00 AM
VA2163253 | TC | TC | QT | RT | Y | DS001 | TCR01 |  | GRACE BIBLE CAMP | DISTRIBUTION |  | 1 | 12/30/2020 12:00:00 AM
VA2163253 | GE | MPN | QT | RT | Y | WL001 | WL001 | WELL NO. 1 | GRACE BIBLE CAMP | WELL NO. 1 |  | 1 | 12/30/2020 12:00:00 AM
VA2163260 | TC | TC | QT | RT | Y | DS001 | TCR01 |  | HOUSE MOUNTAIN INN | HOUSE MOUNTAIN INN DS |  | 1 | 12/7/2006 12:00:00 AM
VA2163260 | GE | MPN | QT | RT | Y | WL001 | RW001 | WELL NO. 1 | HOUSE MOUNTAIN INN | WELL NO. 1 |  | 1 | 12/7/2006 12:00:00 AM
VA2163261 | TC | TC | MN | RT | Y | DS001 | TCR01 |  | CAMP OLMSTED | DISTRIBUTION |  | 1 | 5/24/2021 12:00:00 AM
VA2163262 | TC | TC | MN | RT | Y | DS001 | TCR01 |  | CAMP BOWMAN | DISTRIBUTION |  | 1 | 5/24/2021 12:00:00 AM
VA2163264 | TC | TC | MN | RT | Y | DS001 | TCR01 |  | CAMP MARRIOTT | DISTRIBUTION |  | 1 | 3/23/2020 12:00:00 AM
VA2163265 | TC | TC | MN | RT | Y | DS001 | TCR01 |  | CAMP BAIRD | DISTRIBUTION |  | 1 | 5/24/2021 12:00:00 AM
VA2163266 | TC | TC | MN | RT | Y | DS001 | TCR01 |  | CAMP ROSS | DISTRIBUTION |  | 1 | 5/24/2021 12:00:00 AM
VA2163300 | GE | THH5 | YR | RT | Y | DS001 | DBP01 | WWTP SINK - MRT | LEES CARPETS-MOHAWK INDUSTRIES | DISTRIBUTION |  | 1 | 11/2/1977 12:00:00 AM
VA2163300 | TC | TC | MN | RT | Y | DS001 | TCR01 |  | LEES CARPETS-MOHAWK INDUSTRIES | DISTRIBUTION |  | 3 | 11/2/1977 12:00:00 AM
VA2163300 | GE | NIT | YR | RT | Y | EP002 | EP002 | WELL NO. 2 ENTRY | LEES CARPETS-MOHAWK INDUSTRIES | WELL NO. 2 ENTRY POINT |  | 1 | 11/2/1977 12:00:00 AM
VA2163300 | GE | MPN | QT | RT | Y | WL001 | RW001 | WELL 2 RAW TAP | LEES CARPETS-MOHAWK INDUSTRIES | WELL 2 |  | 1 | 11/2/1977 12:00:00 AM
VA2163310 | TC | TC | QT | RT | Y | DS001 | TCR01 |  | YOGI BEAR'S JELLYSTONE PARK AT NATURAL | DISTRIBUTION |  | 1 | 1/5/1998 12:00:00 AM
VA2163310 | GE | NIT | YR | RT | Y | EP001 | EP001 | WELL 2 ENTRY POINT | YOGI BEAR'S JELLYSTONE PARK AT NATURAL | WELL NO.2 ENTRY |  | 1 | 1/5/1998 12:00:00 AM
VA2163310 | GE | MPN | QT | RT | Y | WL002 | RW002 | WELL 2 RAW TAP | YOGI BEAR'S JELLYSTONE PARK AT NATURAL | WELL NO. 2 |  | 1 | 1/5/1998 12:00:00 AM
VA2163315 | TC | TC | QT | RT | Y | DS001 | TCR01 |  | JAMES RIVER VISITOR CENTER | JAMES RIVER VISITORS CENTER |  | 1 | 4/1/2014 12:00:00 AM
VA2163315 | GE | NIT | YR | RT | Y | EP001 | EP001 | WELL ENTRY POINT | JAMES RIVER VISITOR CENTER | EP - WELL - JAMES RIVER VISITORS CENTER |  | 1 | 4/1/2014 12:00:00 AM
VA2163315 | GE | MPN | YR | RT | Y | WL001 | RW001 | WELL 1 RAW WATER | JAMES RIVER VISITOR CENTER | WELL - JAMES RIVER VISITORS CENTER |  | 1 | 4/1/2014 12:00:00 AM
VA2163353 | TC | TC | QT | RT | Y | DS001 | TCR01 |  | NATURAL BRIDGE-LEXINGTON KOA | NATURAL BRIDGE KOA DS |  | 1 | 2/6/2003 12:00:00 AM
VA2163353 | GE | NIT | YR | RT | Y | EP001 | EP001 | EP WELL TAP | NATURAL BRIDGE-LEXINGTON KOA | EP WELL |  | 1 | 2/6/2003 12:00:00 AM
VA2163353 | GE | MPN | QT | RT | Y | WL001 | RW001 | WELL 1 RAW TAP | NATURAL BRIDGE-LEXINGTON KOA | WELL NO. 1 |  | 1 | 2/6/2003 12:00:00 AM
VA2163354 | TC | TC | MN | RT | Y | DS001 | TCR01 |  | NATURE CAMP | NATURE CAMP |  | 3 | 7/1/2009 12:00:00 AM
VA2163354 | GE | MPN | YR | RT | Y | WL002 | RW002 | WELL NO. 2 | NATURE CAMP | WELL NO. 2 |  | 1 | 7/1/2009 12:00:00 AM
VA2163360 | TC | TC | QT | RT | Y | DS001 | TCR01 |  | LAKE ROBERTSON | LAKE ROBERTSON TES |  | 1 | 8/3/2002 12:00:00 AM
VA2163360 | GE | NIT | YR | RT | Y | EP001 | EP001 | EP WELL TAP | LAKE ROBERTSON | WELL ENTRY POINT |  | 1 | 8/3/2002 12:00:00 AM
VA2163360 | GE | MPN | QT | RT | Y | WL001 | RW001 | DRILLED WELL | LAKE ROBERTSON | DRILLED WELL |  | 1 | 8/3/2002 12:00:00 AM
VA2163400 | GE | THH5 | YR | RT | Y | DS001 | DBP01 | 22 SIERRA WAY - MRT | LONG HOLLOW | LONG HOLLOW |  | 1 | 10/12/1992 12:00:00 AM
VA2163400 | PB | PBCU | 3Y | RT | Y | DS001 | LCR01 | 907 LONG HOLLOW RD. | LONG HOLLOW | LONG HOLLOW | FSD | 1 | 10/12/1992 12:00:00 AM
VA2163400 | PB | PBCU | 3Y | RT | Y | DS001 | LCR02 | 34 LEMON DRIVE | LONG HOLLOW | LONG HOLLOW | FSD | 1 | 10/12/1992 12:00:00 AM
VA2163400 | PB | PBCU | 3Y | RT | Y | DS001 | LCR03 | 19 DOVER LANE | LONG HOLLOW | LONG HOLLOW | FSD | 1 | 10/12/1992 12:00:00 AM
VA2163400 | PB | PBCU | 3Y | RT | Y | DS001 | LCR05 | 2814 OLD BUENA VIST | LONG HOLLOW | LONG HOLLOW | FSD | 1 | 10/12/1992 12:00:00 AM
VA2163400 | PB | PBCU | 3Y | RT | Y | DS001 | LCR06 | 70 JORDAN ROAD | LONG HOLLOW | LONG HOLLOW | FSD | 1 | 10/12/1992 12:00:00 AM
VA2163400 | PB | PBCU | 3Y | RT | Y | DS001 | LCR07 | 564 STONEY ROAD | LONG HOLLOW | LONG HOLLOW | FSD | 1 | 10/12/1992 12:00:00 AM
VA2163400 | PB | PBCU | 3Y | RT | Y | DS001 | LCR08 | 479 STONEY RUN ROAD | LONG HOLLOW | LONG HOLLOW | FSD | 1 | 10/12/1992 12:00:00 AM
VA2163400 | PB | PBCU | 3Y | RT | Y | DS001 | LCR09 | 61 HEVENER DRIVE | LONG HOLLOW | LONG HOLLOW | FSD | 1 | 10/12/1992 12:00:00 AM
VA2163400 | PB | PBCU | 3Y | RT | Y | DS001 | LCR10 | 74 LEMON DRIVE | LONG HOLLOW | LONG HOLLOW | FSD | 1 | 10/12/1992 12:00:00 AM
VA2163400 | PB | PBCU | 3Y | RT | Y | DS001 | LCR11 | 686 LONG HOLLOW RD | LONG HOLLOW | LONG HOLLOW | FSD | 1 | 10/12/1992 12:00:00 AM
VA2163400 | TC | TC | MN | RT | Y | DS001 | TCR01 |  | LONG HOLLOW | LONG HOLLOW |  | 3 | 10/12/1992 12:00:00 AM
VA2163400 | GE | NIT | YR | RT | Y | EP001 | EP001 | WELLS 1 + 2 ENTRY | LONG HOLLOW | WELL NOS. 1 & 2 ENTRY POINT |  | 1 | 10/12/1992 12:00:00 AM
VA2163400 | GE | RADA | 6Y | RT | Y | EP001 | EP001 | WELLS 1 + 2 ENTRY | LONG HOLLOW | WELL NOS. 1 & 2 ENTRY POINT |  | 1 | 10/12/1992 12:00:00 AM
VA2163400 | GE | MPN | QT | RT | Y | WL001 | RW001 | LHWDC WELL 1-WL001 | LONG HOLLOW | LHWDC WELL 1 |  | 1 | 10/12/1992 12:00:00 AM
VA2163400 | GE | MPN | QT | RT | Y | WL002 | RW002 | LHWDC WELL 2-WL002 | LONG HOLLOW | LHWDC WELL 2 |  | 1 | 10/12/1992 12:00:00 AM
VA2163550 | GE | FRFL | MN | ST | N | EP001 | EP001 | FINISHED SAMPLE TAP | MAURY SERVICE AUTHORITY | MSA WTP ENTRY POINT |  | 3 | 10/20/1988 12:00:00 AM
VA2163550 | GE | ICMT | YR | RT | Y | EP001 | EP001 | FINISHED SAMPLE TAP | MAURY SERVICE AUTHORITY | MSA WTP ENTRY POINT |  | 1 | 10/20/1988 12:00:00 AM
VA2163550 | GE | NIT | YR | RT | Y | EP001 | EP001 | FINISHED SAMPLE TAP | MAURY SERVICE AUTHORITY | MSA WTP ENTRY POINT |  | 1 | 10/20/1988 12:00:00 AM
VA2163550 | GE | TOCA | QT | RT | Y | RW001 | RW001 | RAW WATER | MAURY SERVICE AUTHORITY | COMBINED RAW WATER - MSA WTP |  | 1 | 10/20/1988 12:00:00 AM
VA2163550 | GE | TOC | QT | RT | Y | TP001 | UP001 | COMBINED FILTER EFFL | MAURY SERVICE AUTHORITY | MSA WTP |  | 1 | 10/20/1988 12:00:00 AM
VA2163560 | GE | THH5 | 3Y | RT | Y | DS001 | DS001 | KITCHEN | MOUNTAIN VIEW ELEMENTARY SCHOOL | MOUNTAIN VIEW ELEMENTARY SCHOOL |  | 1 | 7/31/1991 12:00:00 AM
VA2163560 | TC | TC | MN | RT | Y | DS001 | TCR01 |  | MOUNTAIN VIEW ELEMENTARY SCHOOL | MOUNTAIN VIEW ELEMENTARY SCHOOL |  | 3 | 7/31/1991 12:00:00 AM
VA2163560 | GE | NIT | YR | RT | Y | EP001 | EP001 | WELL ENTRY POINT | MOUNTAIN VIEW ELEMENTARY SCHOOL | WELL ENTRY POINT |  | 1 | 7/31/1991 12:00:00 AM
VA2163560 | GE | MPN | QT | RT | Y | WL001 | RW001 | WELL RAW TAP | MOUNTAIN VIEW ELEMENTARY SCHOOL | MTN VIEW WELL |  | 1 | 7/31/1991 12:00:00 AM
VA2163600 | TC | TC | QT | RT | Y | DS001 | TCR01 |  | THUNDER BRIDGE CAMPGROUND | NBJC |  | 1 | 3/10/2022 12:00:00 AM
VA2163600 | GE | NIT | YR | RT | Y | EP001 | EP001 | WELL ENTRY | THUNDER BRIDGE CAMPGROUND | ENTRY POINT - NBJC WELL |  | 1 | 3/10/2022 12:00:00 AM
VA2163600 | GE | MPN | QT | RT | Y | WL001 | RW001 | NBJC WELL | THUNDER BRIDGE CAMPGROUND | NBJC WELL |  | 1 | 3/10/2022 12:00:00 AM
VA2163615 | GE | THH5 | YR | RT | Y | DS001 | DBP01 | STP LAB SINK - MRT | NATURAL BRIDGE OF VIRGINIA | NATURAL BRIDGE OF VIRGINIA |  | 1 | 3/8/1978 12:00:00 AM
VA2163615 | TC | TC | MN | RT | Y | DS001 | TCR01 |  | NATURAL BRIDGE OF VIRGINIA | NATURAL BRIDGE OF VIRGINIA |  | 3 | 3/8/1978 12:00:00 AM
VA2163615 | GE | CYN | 9Y | RT | Y | EP001 | EP001 | ENTRY POINT | NATURAL BRIDGE OF VIRGINIA | ENTRY POINT |  | 1 | 3/8/1978 12:00:00 AM
VA2163615 | GE | NIT | YR | RT | Y | EP001 | EP001 | ENTRY POINT | NATURAL BRIDGE OF VIRGINIA | ENTRY POINT |  | 1 | 3/8/1978 12:00:00 AM
VA2163625 | GE | THH5 | YR | RT | Y | DS001 | DBP02 | HYDRANT BACK RUN RD | NATURAL BRIDGE STATION / ARNOLDS VALLEY | NATURAL BRIDGE STATION / ARNOLDS VALLEY |  | 1 | 7/21/1977 12:00:00 AM
VA2163625 | PB | PBCU | 3Y | RT | Y | DS001 | LCR01 | 66 BETH HORON RD | NATURAL BRIDGE STATION / ARNOLDS VALLEY | NATURAL BRIDGE STATION / ARNOLDS VALLEY | FSD | 1 | 7/21/1977 12:00:00 AM
VA2163625 | PB | PBCU | 3Y | RT | Y | DS001 | LCR02 | 202 JAMES RIVER RD | NATURAL BRIDGE STATION / ARNOLDS VALLEY | NATURAL BRIDGE STATION / ARNOLDS VALLEY | FSD | 1 | 7/21/1977 12:00:00 AM
VA2163625 | PB | PBCU | 3Y | RT | Y | DS001 | LCR04 | 496 JAMES RIVER RD | NATURAL BRIDGE STATION / ARNOLDS VALLEY | NATURAL BRIDGE STATION / ARNOLDS VALLEY | FSD | 1 | 7/21/1977 12:00:00 AM
VA2163625 | PB | PBCU | 3Y | RT | Y | DS001 | LCR05 | 764 STONER HOLLOW RD | NATURAL BRIDGE STATION / ARNOLDS VALLEY | NATURAL BRIDGE STATION / ARNOLDS VALLEY | FSD | 1 | 7/21/1977 12:00:00 AM
VA2163625 | PB | PBCU | 3Y | RT | Y | DS001 | LCR06 | 37 HIGHLAND WAY LN | NATURAL BRIDGE STATION / ARNOLDS VALLEY | NATURAL BRIDGE STATION / ARNOLDS VALLEY | FSD | 1 | 7/21/1977 12:00:00 AM
VA2163625 | PB | PBCU | 3Y | RT | Y | DS001 | LCR07 | 1476 WERT FAULKNER HWY | NATURAL BRIDGE STATION / ARNOLDS VALLEY | NATURAL BRIDGE STATION / ARNOLDS VALLEY | FSD | 1 | 7/21/1977 12:00:00 AM
VA2163625 | PB | PBCU | 3Y | RT | Y | DS001 | LCR08 | 26 ANTIQUE ALY | NATURAL BRIDGE STATION / ARNOLDS VALLEY | NATURAL BRIDGE STATION / ARNOLDS VALLEY | FSD | 1 | 7/21/1977 12:00:00 AM
VA2163625 | PB | PBCU | 3Y | RT | Y | DS001 | LCR09 | 259 CEDAR BOTTOM RD | NATURAL BRIDGE STATION / ARNOLDS VALLEY | NATURAL BRIDGE STATION / ARNOLDS VALLEY | FSD | 1 | 7/21/1977 12:00:00 AM
VA2163625 | PB | PBCU | 3Y | RT | Y | DS001 | LCR10 | 8 BALLPARK LN | NATURAL BRIDGE STATION / ARNOLDS VALLEY | NATURAL BRIDGE STATION / ARNOLDS VALLEY | FSD | 1 | 7/21/1977 12:00:00 AM
VA2163625 | PB | PBCU | 3Y | RT | Y | DS001 | LCR20 | 44 HIGHLAND WAY LN | NATURAL BRIDGE STATION / ARNOLDS VALLEY | NATURAL BRIDGE STATION / ARNOLDS VALLEY | FSD | 1 | 7/21/1977 12:00:00 AM
VA2163625 | TC | TC | MN | RT | Y | DS001 | TCR01 |  | NATURAL BRIDGE STATION / ARNOLDS VALLEY | NATURAL BRIDGE STATION / ARNOLDS VALLEY |  | 3 | 7/21/1977 12:00:00 AM
VA2163625 | GE | NIT | YR | RT | Y | EP001 | EP001 | NB ENTRY POINT | NATURAL BRIDGE STATION / ARNOLDS VALLEY | ENTRY POINT-NATURAL BRIDGE STATION WELL |  | 1 | 7/21/1977 12:00:00 AM
VA2163625 | GE | NIT | YR | RT | Y | EP002 | EP002 | ARNOLDS ENTRY | NATURAL BRIDGE STATION / ARNOLDS VALLEY | ENTRY POINT-ARNOLDS VALLEY WELL |  | 1 | 7/21/1977 12:00:00 AM
VA2163625 | GE | MPN | YR | RT | Y | WL001 | RW001 | RAW TAP | NATURAL BRIDGE STATION / ARNOLDS VALLEY | NATURAL BRIDGE STATION WELL |  | 1 | 7/21/1977 12:00:00 AM
VA2163625 | GE | MPN | YR | RT | Y | WL002 | RW002 | RAW TAP | NATURAL BRIDGE STATION / ARNOLDS VALLEY | ARNOLDS VALLEY WELL |  | 1 | 7/21/1977 12:00:00 AM
VA2163650 | GE | THH5 | QT | RT | Y | DS001 | DS001 | FAIRFIELD PS 3 - HAA5 | N. LEXINGTON-FAIRFIELD-RAPHINE [RCPSA] | NORTH LEXINGTON - FAIRFIELD - RAPHINE |  | 1 | 6/30/1988 12:00:00 AM
VA2163650 | GE | THH5 | QT | RT | Y | DS001 | DS002 | 1941 RAPHINE RD - TTHM | N. LEXINGTON-FAIRFIELD-RAPHINE [RCPSA] | NORTH LEXINGTON - FAIRFIELD - RAPHINE |  | 1 | 6/30/1988 12:00:00 AM
VA2163650 | PB | PBCU | 3Y | RT | Y | DS001 | LCR01 | 113 HUFFMAN LN | N. LEXINGTON-FAIRFIELD-RAPHINE [RCPSA] | NORTH LEXINGTON - FAIRFIELD - RAPHINE | FSD | 1 | 6/30/1988 12:00:00 AM
VA2163650 | PB | PBCU | 3Y | RT | Y | DS001 | LCR02 | 517 STEELES FORT RD | N. LEXINGTON-FAIRFIELD-RAPHINE [RCPSA] | NORTH LEXINGTON - FAIRFIELD - RAPHINE | FSD | 1 | 6/30/1988 12:00:00 AM
VA2163650 | PB | PBCU | 3Y | RT | Y | DS001 | LCR03 | 504 STEELES FORT RD | N. LEXINGTON-FAIRFIELD-RAPHINE [RCPSA] | NORTH LEXINGTON - FAIRFIELD - RAPHINE | FSD | 1 | 6/30/1988 12:00:00 AM
VA2163650 | PB | PBCU | 3Y | RT | Y | DS001 | LCR04 | 422 STEELES FORT RD | N. LEXINGTON-FAIRFIELD-RAPHINE [RCPSA] | NORTH LEXINGTON - FAIRFIELD - RAPHINE | FSD | 1 | 6/30/1988 12:00:00 AM
VA2163650 | PB | PBCU | 3Y | RT | Y | DS001 | LCR05 | 756 STERRETT RD | N. LEXINGTON-FAIRFIELD-RAPHINE [RCPSA] | NORTH LEXINGTON - FAIRFIELD - RAPHINE | FSD | 1 | 6/30/1988 12:00:00 AM
VA2163650 | PB | PBCU | 3Y | RT | Y | DS001 | LCR07 | 91 HUFFMAN LN | N. LEXINGTON-FAIRFIELD-RAPHINE [RCPSA] | NORTH LEXINGTON - FAIRFIELD - RAPHINE | FSD | 1 | 6/30/1988 12:00:00 AM
VA2163650 | PB | PBCU | 3Y | RT | Y | DS001 | LCR08 | 48 REDBIRD LN | N. LEXINGTON-FAIRFIELD-RAPHINE [RCPSA] | NORTH LEXINGTON - FAIRFIELD - RAPHINE | FSD | 1 | 6/30/1988 12:00:00 AM
VA2163650 | PB | PBCU | 3Y | RT | Y | DS001 | LCR09 | 430 STEELES FORT RD | N. LEXINGTON-FAIRFIELD-RAPHINE [RCPSA] | NORTH LEXINGTON - FAIRFIELD - RAPHINE | FSD | 1 | 6/30/1988 12:00:00 AM
VA2163650 | PB | PBCU | 3Y | RT | Y | DS001 | LCR10 | 58 REDBIRD LN | N. LEXINGTON-FAIRFIELD-RAPHINE [RCPSA] | NORTH LEXINGTON - FAIRFIELD - RAPHINE | FSD | 1 | 6/30/1988 12:00:00 AM
VA2163650 | PB | PBCU | 3Y | RT | Y | DS001 | LCR11 | 2045 RAPHINE RD | N. LEXINGTON-FAIRFIELD-RAPHINE [RCPSA] | NORTH LEXINGTON - FAIRFIELD - RAPHINE | FSD | 1 | 6/30/1988 12:00:00 AM
VA2163650 | PB | PBCU | 3Y | RT | Y | DS001 | LCR12 | 55 REDBIRD LN | N. LEXINGTON-FAIRFIELD-RAPHINE [RCPSA] | NORTH LEXINGTON - FAIRFIELD - RAPHINE | FSD | 1 | 6/30/1988 12:00:00 AM
VA2163650 | PB | PBCU | 3Y | RT | Y | DS001 | LCR13 | 9 WILD TURKEY RD | N. LEXINGTON-FAIRFIELD-RAPHINE [RCPSA] | NORTH LEXINGTON - FAIRFIELD - RAPHINE | FSD | 1 | 6/30/1988 12:00:00 AM
VA2163650 | PB | PBCU | 3Y | RT | Y | DS001 | LCR14 | 14 WILD TURKEY RD | N. LEXINGTON-FAIRFIELD-RAPHINE [RCPSA] | NORTH LEXINGTON - FAIRFIELD - RAPHINE | FSD | 1 | 6/30/1988 12:00:00 AM
VA2163650 | PB | PBCU | 3Y | RT | Y | DS001 | LCR15 | 6 WOODDUCK RD | N. LEXINGTON-FAIRFIELD-RAPHINE [RCPSA] | NORTH LEXINGTON - FAIRFIELD - RAPHINE | FSD | 1 | 6/30/1988 12:00:00 AM
VA2163650 | PB | PBCU | 3Y | RT | Y | DS001 | LCR16 | 7 RINGNECK RD | N. LEXINGTON-FAIRFIELD-RAPHINE [RCPSA] | NORTH LEXINGTON - FAIRFIELD - RAPHINE | FSD | 1 | 6/30/1988 12:00:00 AM
VA2163650 | PB | PBCU | 3Y | RT | Y | DS001 | LCR17 | 201 BIRDFIELD RD | N. LEXINGTON-FAIRFIELD-RAPHINE [RCPSA] | NORTH LEXINGTON - FAIRFIELD - RAPHINE | FSD | 1 | 6/30/1988 12:00:00 AM
VA2163650 | PB | PBCU | 3Y | RT | Y | DS001 | LCR18 | 18 EDGEWOOD DR | N. LEXINGTON-FAIRFIELD-RAPHINE [RCPSA] | NORTH LEXINGTON - FAIRFIELD - RAPHINE | FSD | 1 | 6/30/1988 12:00:00 AM
VA2163650 | PB | PBCU | 3Y | RT | Y | DS001 | LCR20 | 37 EDGEWOOD DR | N. LEXINGTON-FAIRFIELD-RAPHINE [RCPSA] | NORTH LEXINGTON - FAIRFIELD - RAPHINE | FSD | 1 | 6/30/1988 12:00:00 AM
VA2163650 | PB | PBCU | 3Y | RT | Y | DS001 | LCR21 | 38 EDGEWOOD DR | N. LEXINGTON-FAIRFIELD-RAPHINE [RCPSA] | NORTH LEXINGTON - FAIRFIELD - RAPHINE | FSD | 1 | 6/30/1988 12:00:00 AM
VA2163650 | PB | PBCU | 3Y | RT | Y | DS001 | LCR27 | 1297 THORNHILL RD | N. LEXINGTON-FAIRFIELD-RAPHINE [RCPSA] | NORTH LEXINGTON - FAIRFIELD - RAPHINE | FSD | 1 | 6/30/1988 12:00:00 AM
VA2163650 | TC | TC | MN | RT | Y | DS001 | TCR01 |  | N. LEXINGTON-FAIRFIELD-RAPHINE [RCPSA] | NORTH LEXINGTON - FAIRFIELD - RAPHINE |  | 15 | 6/30/1988 12:00:00 AM
VA2163701 | TC | TC | MN | RT | Y | DS001 | TCR01 |  | RIVERMONT HEIGHTS | DISTRIBUTION SYSTEM |  | 3 | 9/27/2005 12:00:00 AM
VA2163825 | PB | PBCU | 3Y | RT | Y | DS001 | LCR01 | LOT 1 - 11 SHADY REST LN | SHADY REST MOBILE HOME PARK | SHADY GROVE MHP | FSD | 1 | 2/22/1984 12:00:00 AM
VA2163825 | PB | PBCU | 3Y | RT | Y | DS001 | LCR04 | LOT 12 - 36 SHADY REST LN | SHADY REST MOBILE HOME PARK | SHADY GROVE MHP | FSD | 1 | 2/22/1984 12:00:00 AM
VA2163825 | PB | PBCU | 3Y | RT | Y | DS001 | LCR06 | LOT 5 - 29 SHADY REST LN | SHADY REST MOBILE HOME PARK | SHADY GROVE MHP | FSD | 1 | 2/22/1984 12:00:00 AM
VA2163825 | PB | PBCU | 3Y | RT | Y | DS001 | LCR07 | LOT 14- 34 SHADY REST LN | SHADY REST MOBILE HOME PARK | SHADY GROVE MHP | FSD | 1 | 2/22/1984 12:00:00 AM
VA2163825 | PB | PBCU | 3Y | RT | Y | DS001 | LCR09 | LOT 15 - 26 SHADY REST LN | SHADY REST MOBILE HOME PARK | SHADY GROVE MHP | FSD | 1 | 2/22/1984 12:00:00 AM
VA2163825 | TC | TC | MN | RT | Y | DS001 | TCR01 |  | SHADY REST MOBILE HOME PARK | SHADY GROVE MHP |  | 3 | 2/22/1984 12:00:00 AM
VA2163825 | GE | NIT | YR | RT | Y | EP001 | EP001 | WELL ENTRY POINT | SHADY REST MOBILE HOME PARK | WELL ENTRY POINT |  | 1 | 2/22/1984 12:00:00 AM
VA2163884 | TC | TC | MN | RT | Y | DS001 | TCR01 |  | BUDGET INN-NATURAL BRIDGE | DISTRIBUTION |  | 3 | 1/5/1998 12:00:00 AM
VA2163884 | GE | MPN | QT | RT | Y | WL001 | RW001 | WELL | BUDGET INN-NATURAL BRIDGE | WELL |  | 1 | 1/5/1998 12:00:00 AM
VA2163885 | TC | TC | MN | RT | Y | DS001 | TCR01 |  | PINK CADILLAC DINER, THE | PINK CADILLAC DINER, THE |  | 3 | 3/9/2022 12:00:00 AM
VA2163885 | GE | NIT | YR | RT | Y | EP001 | EP001 | HYDRO TANK TAP | PINK CADILLAC DINER, THE | HYDRO TANK TAP |  | 1 | 3/9/2022 12:00:00 AM
VA2163885 | GE | MPN | QT | RT | Y | WL001 | RW001 | WELL NO. 1-WL001 | PINK CADILLAC DINER, THE | WELL NO. 1 |  | 1 | 3/9/2022 12:00:00 AM
VA2163890 | TC | TC | MN | RT | Y | DS001 | TCR01 |  | VIRGINIA SAFARI PARK | SAFARI PARK |  | 3 | 9/5/2012 12:00:00 AM
VA2163890 | GE | MPN | QT | RT | Y | WL001 | RW001 | WELL NO. 1 RAW TAP | VIRGINIA SAFARI PARK | WELL NO. 1 |  | 1 | 9/5/2012 12:00:00 AM
VA2163897 | TC | TC | MN | RT | Y | DS001 | TCR01 |  | YOUNG LIFE CAMP | YOUNG LIFE CAMP |  | 3 | 10/5/2000 12:00:00 AM
VA2163897 | GE | CYN | 9Y | RT | Y | EP001 | EP001 | WELLS 1 + 2 ENTRY | YOUNG LIFE CAMP | WELL NOS 1 & 2 ENTRY POINT |  | 1 | 10/5/2000 12:00:00 AM
VA2163897 | GE | ICMT | 3Y | RT | Y | EP001 | EP001 | WELLS 1 + 2 ENTRY | YOUNG LIFE CAMP | WELL NOS 1 & 2 ENTRY POINT |  | 1 | 10/5/2000 12:00:00 AM
VA2163897 | GE | VOC | 3Y | RT | Y | EP001 | EP001 | WELLS 1 + 2 ENTRY | YOUNG LIFE CAMP | WELL NOS 1 & 2 ENTRY POINT |  | 1 | 10/5/2000 12:00:00 AM
VA2163897 | GE | MPN | QT | RT | Y | WL001 | WL001 | WELL NO. 1 | YOUNG LIFE CAMP | WELL #1 |  | 1 | 10/5/2000 12:00:00 AM
VA2163897 | GE | MPN | QT | RT | Y | WL002 | WL002 | WELL NO. 2 | YOUNG LIFE CAMP | WELL #2 |  | 1 | 10/5/2000 12:00:00 AM
VA2163900 | TC | TC | QT | RT | Y | DS001 | TCR01 |  | WHETSTONE RIDGE | WHETSTONE RIDGE |  | 1 | 8/9/1979 12:00:00 AM
VA2163900 | GE | NIT | YR | RT | Y | EP001 | EP001 | WELL ENTRY POINT | WHETSTONE RIDGE | EP - WELL - WHETSTONE RIDGE |  | 1 | 8/9/1979 12:00:00 AM
VA2163900 | GE | MPN | YR | RT | Y | WL001 | RW001 | RAW WATER WELL TAP | WHETSTONE RIDGE | WELL - WHETSTONE RIDGE |  | 1 | 8/9/1979 12:00:00 AM
VA2165030 | TC | TC | MN | RT | Y | DS001 | TCR01 |  | BLACK ROCK MOBILE HOME PARK | BLACKROCK MHP |  | 3 | 12/9/1996 12:00:00 AM
VA2165030 | GE | NIT | YR | RT | Y | EP001 | EP001 | WELLS 1 + 2 ENTRY | BLACK ROCK MOBILE HOME PARK | WELL NOS. 1 & 2 ENTRY POINT |  | 1 | 12/9/1996 12:00:00 AM
VA2165030 | GE | MPN | QT | RT | Y | WL001 | RW001 | WELL #1 RAW TAP | BLACK ROCK MOBILE HOME PARK | WELL #1 |  | 1 | 12/9/1996 12:00:00 AM
VA2165030 | GE | MPN | QT | RT | Y | WL002 | RW002 | WELL #2 RAW TAP | BLACK ROCK MOBILE HOME PARK | WELL #2 |  | 1 | 12/9/1996 12:00:00 AM
VA2165033 | TC | TC | QT | RT | Y | DS001 | TCR01 |  | BLUE STONE INN | BLUESTONE INN |  | 1 | 2/6/2003 12:00:00 AM
VA2165033 | GE | NIT | YR | RT | Y | EP001 | EP001 | TREATED WATER TAP | BLUE STONE INN | EP WELL |  | 1 | 2/6/2003 12:00:00 AM
VA2165033 | GE | MPN | QT | RT | Y | WL001 | RW001 | RAW WATER TAP | BLUE STONE INN | WELL NO. 1 |  | 1 | 2/6/2003 12:00:00 AM
VA2165034 | TC | TC | QT | RT | Y | DS001 | TCR01 |  | BLUESTONE VINEYARD | DISTRIBUTION |  | 1 | 4/11/2024 12:00:00 AM
VA2165034 | GE | NIT | YR | RT | Y | EP001 | EP001 | WELL NO.1 ENTRY POINT | BLUESTONE VINEYARD | WELL NO.1 ENTRY POINT |  | 1 | 4/11/2024 12:00:00 AM
VA2165034 | GE | MPN | QT | RT | Y | WL001 | RW001 | WELL NO. 1 RAW TAP | BLUESTONE VINEYARD | WELL NO. 1 |  | 1 | 4/11/2024 12:00:00 AM
VA2165034 | GE | MPN | YR | RT | Y | WL002 | RW002 | WELL NO. 2 RAW TAP | BLUESTONE VINEYARD | WELL NO. 2 (EMERGENCY) |  | 1 | 4/11/2024 12:00:00 AM
VA2165034 | GE | NIT | YR | RT | Y | WL002 | RW002 | WELL NO. 2 RAW TAP | BLUESTONE VINEYARD | WELL NO. 2 (EMERGENCY) |  | 1 | 4/11/2024 12:00:00 AM
VA2165041 | TC | TC | QT | RT | Y | DS001 | TCR01 |  | BRETHREN WOODS CAMP & RETREAT CENTER | BRETHREN WOODS CAMP & RETREAT CENTER |  | 1 | 2/6/2003 12:00:00 AM
VA2165041 | GE | NIT | YR | RT | Y | EP002 | EP002 | WELL ENTRY PT | BRETHREN WOODS CAMP & RETREAT CENTER | WELL ENTRY POINT |  | 1 | 2/6/2003 12:00:00 AM
VA2165041 | GE | MPN | QT | RT | Y | WL003 | WL003 | WELL NO. 3 - RAW | BRETHREN WOODS CAMP & RETREAT CENTER | WELL NO. 3 |  | 1 | 2/6/2003 12:00:00 AM
VA2165045 | GE | THH5 | YR | RT | Y | DS001 | DS001 | HYDR 52107 SYCAMORE | BRIDGEWATER, TOWN OF | BRIDGEWATER DISTRIBUTION SYSTEM |  | 1 | 8/21/1991 12:00:00 AM
VA2165045 | GE | THH5 | YR | RT | Y | DS001 | DS002 | HYDR 008/100 VIRGINIA AVE | BRIDGEWATER, TOWN OF | BRIDGEWATER DISTRIBUTION SYSTEM |  | 1 | 8/21/1991 12:00:00 AM
VA2165045 | TC | TC | MN | RT | Y | DS001 | TCR01 |  | BRIDGEWATER, TOWN OF | BRIDGEWATER DISTRIBUTION SYSTEM |  | 21 | 8/21/1991 12:00:00 AM
VA2165045 | GE | FRFL | MN | ST | N | EP001 | EP001 | PLANT TAP | BRIDGEWATER, TOWN OF | BRIDGEWATER WTP ENTRY POINT |  | 3 | 8/21/1991 12:00:00 AM
VA2165045 | GE | NIT | YR | RT | Y | EP001 | EP001 | PLANT TAP | BRIDGEWATER, TOWN OF | BRIDGEWATER WTP ENTRY POINT |  | 1 | 8/21/1991 12:00:00 AM
VA2165045 | GE | TOCA | QT | RT | Y | RW001 | RW001 | RAW WATER | BRIDGEWATER, TOWN OF | COMBINED RAW WATER - BRIDGEWATER WTP |  | 1 | 8/21/1991 12:00:00 AM
VA2165045 | GE | TOC | QT | RT | Y | TP001 | UP001 | COMBINED FILTER EFFL | BRIDGEWATER, TOWN OF | BRIDGEWATER WTP |  | 1 | 8/21/1991 12:00:00 AM
VA2165050 | TC | TC | QT | RT | Y | DS001 | TCR01 |  | BRIX & COLUMNS VINEYARDS | DISTRIBUTION |  | 1 | 1/29/2018 12:00:00 AM
VA2165050 | GE | MPN | QT | RT | Y | WL001 | RW001 | WELL NO.1 | BRIX & COLUMNS VINEYARDS | WELL NO.1 |  | 1 | 1/29/2018 12:00:00 AM
VA2165060 | GE | THH5 | QT | RT | Y | DS001 | DS001 | HATCHERY - MRT | BROADWAY, TOWN OF | BROADWAY DISTRIBUTION SYSTEM |  | 1 | 4/12/1983 12:00:00 AM
VA2165060 | GE | THH5 | QT | RT | Y | DS001 | DS002 | 140 N. SUNSET DR | BROADWAY, TOWN OF | BROADWAY DISTRIBUTION SYSTEM |  | 1 | 4/12/1983 12:00:00 AM
VA2165060 | TC | TC | MN | RT | Y | DS001 | TCR01 |  | BROADWAY, TOWN OF | BROADWAY DISTRIBUTION SYSTEM |  | 12 | 4/12/1983 12:00:00 AM
VA2165060 | GE | FRFL | MN | ST | N | EP001 | EP001 | FINISHED WATER TAP | BROADWAY, TOWN OF | BROADWAY WTP ENTRY POINT |  | 3 | 4/12/1983 12:00:00 AM
VA2165060 | GE | NIT | YR | RT | Y | EP001 | EP001 | FINISHED WATER TAP | BROADWAY, TOWN OF | BROADWAY WTP ENTRY POINT |  | 1 | 4/12/1983 12:00:00 AM
VA2165090 | TC | TC | MN | RT | Y | DS001 | TCR01 |  | BOWMAN FRUIT SALES | DISTRIBUTION |  | 3 | 5/19/2004 12:00:00 AM
VA2165090 | GE | NIT | YR | RT | Y | EP002 | EP002 | KNUPP WELL ENTRY | BOWMAN FRUIT SALES | KNUPP WELL ENTRY POINT |  | 1 | 5/19/2004 12:00:00 AM
VA2165095 | TC | TC | QT | RT | Y | DS001 | TCR01 |  | BOWMAN ORCHARDS-MASON CAMP | BOWMAN ORCHARDS-MASON CAMP DS |  | 2 | 1/5/1998 12:00:00 AM
VA2165095 | GE | NIT | YR | RT | Y | EP001 | EP001 | HYDRO TANK TAP | BOWMAN ORCHARDS-MASON CAMP | HYDRO TANK TAP |  | 1 | 1/5/1998 12:00:00 AM
VA2165095 | GE | MPN | QT | RT | Y | WL001 | RW001 | RAW TAP | BOWMAN ORCHARDS-MASON CAMP | DRILLED WELL |  | 1 | 1/5/1998 12:00:00 AM
VA2165111 | TC | TC | QT | RT | Y | DS001 | TCR01 |  | CAMP HORIZONS | CAMP HORIZONS |  | 1 | 2/6/2003 12:00:00 AM
VA2165111 | GE | NIT | YR | RT | Y | EP001 | EP001 | EP WELL TAP | CAMP HORIZONS | EP WELL |  | 1 | 2/6/2003 12:00:00 AM
VA2165111 | GE | MPN | QT | RT | Y | WL001 | RW001 | WELL RAW TAP | CAMP HORIZONS | WELL |  | 1 | 2/6/2003 12:00:00 AM
VA2165114 | TC | TC | QT | RT | Y | DS001 | TCR01 |  | CAMP OVERLOOK SUMMER CAMP | DISTRIBUTION |  | 1 | 2/6/2003 12:00:00 AM
VA2165114 | GE | NIT | YR | RT | Y | EP001 | EP001 | EP WELL TAP | CAMP OVERLOOK SUMMER CAMP | WELL ENTRY POINT |  | 1 | 2/6/2003 12:00:00 AM
VA2165114 | GE | MPN | QT | RT | Y | WL001 | RW001 | DRILLED WELL-WL001 | CAMP OVERLOOK SUMMER CAMP | DRILLED WELL |  | 1 | 2/6/2003 12:00:00 AM
VA2165117 | TC | TC | MN | RT | Y | DS001 | TCR01 |  | CAMP STILL MEADOWS | CAMP STILL MEADOWS |  | 3 | 7/30/2009 12:00:00 AM
VA2165118 | TC | TC | QT | RT | Y | DS001 | TCR01 |  | CAPON RUN GENERAL STORE | CAPON RUN GENERAL STORE |  | 1 | 9/22/2021 12:00:00 AM
VA2165118 | GE | NIT | YR | RT | Y | EP001 | EP001 | TREATED WATER TAP | CAPON RUN GENERAL STORE | ENTRY POINT |  | 1 | 9/22/2021 12:00:00 AM
VA2165122 | PB | PBCU | 3Y | RT | Y | DS001 | LCR01 | BATHROOM # 1 | SHENANDOAH VALLEY CHRISTIAN SCHOOL | DISTRIBUTION | FSD | 1 | 12/5/2018 12:00:00 AM
VA2165122 | PB | PBCU | 3Y | RT | Y | DS001 | LCR02 | BATHROOM # 2 | SHENANDOAH VALLEY CHRISTIAN SCHOOL | DISTRIBUTION | FSD | 1 | 12/5/2018 12:00:00 AM
VA2165122 | PB | PBCU | 3Y | RT | Y | DS001 | LCR03 | KITCHEN SINK # 1 | SHENANDOAH VALLEY CHRISTIAN SCHOOL | DISTRIBUTION | FSD | 1 | 12/5/2018 12:00:00 AM
VA2165122 | PB | PBCU | 3Y | RT | Y | DS001 | LCR04 | KITHEN SINK # 2 | SHENANDOAH VALLEY CHRISTIAN SCHOOL | DISTRIBUTION | FSD | 1 | 12/5/2018 12:00:00 AM
VA2165122 | PB | PBCU | 3Y | RT | Y | DS001 | LCR05 | SINK # 3 | SHENANDOAH VALLEY CHRISTIAN SCHOOL | DISTRIBUTION | FSD | 1 | 12/5/2018 12:00:00 AM
VA2165122 | TC | TC | MN | RT | Y | DS001 | TCR01 |  | SHENANDOAH VALLEY CHRISTIAN SCHOOL | DISTRIBUTION |  | 3 | 12/5/2018 12:00:00 AM
VA2165122 | GE | MPN | QT | RT | Y | WL001 | RW001 | WELL NO. 1 | SHENANDOAH VALLEY CHRISTIAN SCHOOL | WELL NO. 1 |  | 1 | 12/5/2018 12:00:00 AM
VA2165130 | TC | TC | QT | RT | Y | DS001 | TCR01 |  | CHURCH OF THE LAMB | CHURCH OF THE LAMB |  | 1 | 4/17/2025 12:00:00 AM
VA2165130 | GE | NIT | YR | RT | Y | EP001 | EP001 | TREATED WATER TAP | CHURCH OF THE LAMB | ENTRY POINT |  | 1 | 4/17/2025 12:00:00 AM
VA2165155 | GE | THH5 | YR | RT | Y | DS001 | DBP02 | WAREHOUSE BATHROOM | MOLSON COORS | COORS BREWING |  | 1 | 4/27/1988 12:00:00 AM
VA2165155 | TC | TC | MN | RT | Y | DS001 | TCR01 |  | MOLSON COORS | COORS BREWING |  | 3 | 4/27/1988 12:00:00 AM
VA2165155 | GE | NIT | YR | RT | Y | EP004 | EP004 | WELL #4 | MOLSON COORS | ENTRY POINT - STONEWALL 4 |  | 1 | 4/27/1988 12:00:00 AM
VA2165155 | GE | NIT | YR | RT | Y | EP005 | EP005 | WELL #5 | MOLSON COORS | ENTRY POINT - STONEWALL 5 |  | 1 | 4/27/1988 12:00:00 AM
VA2165155 | GE | NIT | YR | RT | Y | EP006 | EP006 | WELL #6 | MOLSON COORS | ENTRY POINT - STONEWALL 6 |  | 1 | 4/27/1988 12:00:00 AM
VA2165155 | GE | NIT | YR | RT | Y | EP007 | EP007 | WELL #7 | MOLSON COORS | ENTRY POINT - STONEWALL 7 |  | 1 | 4/27/1988 12:00:00 AM
VA2165155 | GE | MPN | QT | RT | Y | WL001 | RW001 | STONEWALL #6 | MOLSON COORS | STONEWALL #6 |  | 1 | 4/27/1988 12:00:00 AM
VA2165155 | GE | MPN | QT | RT | Y | WL002 | RW002 | STONEWALL #4 | MOLSON COORS | STONEWALL #4 |  | 1 | 4/27/1988 12:00:00 AM
VA2165155 | GE | MPN | YR | RT | Y | WL003 | RW003 | STONEWALL #5 | MOLSON COORS | STONEWALL #5 |  | 1 | 4/27/1988 12:00:00 AM
VA2165155 | GE | MPN | QT | RT | Y | WL004 | RW004 | WELL #7 | MOLSON COORS | STONEWALL #7 |  | 1 | 4/27/1988 12:00:00 AM
VA2165165 | PB | PBCU | 3Y | RT | Y | DS001 | LCR01 | ADMIN.BUILDING BREAK | HARRISONBURG MEN`S DIVERSION CENTER | CORRECTIONAL FIELD UNIT NO 8 | FSD | 1 | 7/11/1991 12:00:00 AM
VA2165165 | PB | PBCU | 3Y | RT | Y | DS001 | LCR02 | DCE RESTROOM SINK | HARRISONBURG MEN`S DIVERSION CENTER | CORRECTIONAL FIELD UNIT NO 8 | FSD | 1 | 7/11/1991 12:00:00 AM
VA2165165 | PB | PBCU | 3Y | RT | Y | DS001 | LCR03 | C/O LOUNGE SINK | HARRISONBURG MEN`S DIVERSION CENTER | CORRECTIONAL FIELD UNIT NO 8 | FSD | 1 | 7/11/1991 12:00:00 AM
VA2165165 | PB | PBCU | 3Y | RT | Y | DS001 | LCR04 | NURSES S STATION SIN | HARRISONBURG MEN`S DIVERSION CENTER | CORRECTIONAL FIELD UNIT NO 8 | FSD | 1 | 7/11/1991 12:00:00 AM
VA2165165 | PB | PBCU | 3Y | RT | Y | DS001 | LCR05 | ADMIN.BUILDING RESTR | HARRISONBURG MEN`S DIVERSION CENTER | CORRECTIONAL FIELD UNIT NO 8 | FSD | 1 | 7/11/1991 12:00:00 AM
VA2165165 | TC | TC | MN | RT | Y | DS001 | TCR01 |  | HARRISONBURG MEN`S DIVERSION CENTER | CORRECTIONAL FIELD UNIT NO 8 |  | 3 | 7/11/1991 12:00:00 AM
VA2165165 | GE | NIT | YR | RT | Y | EP001 | EP001 | WELLS 1 + 2 ENTRY | HARRISONBURG MEN`S DIVERSION CENTER | WELL NOS. 1 & 2 ENTRY POINT |  | 1 | 7/11/1991 12:00:00 AM
VA2165165 | GE | MPN | QT | RT | Y | WL001 | RW001 | WELL #1 | HARRISONBURG MEN`S DIVERSION CENTER | WELL #1 |  | 1 | 7/11/1991 12:00:00 AM
VA2165165 | GE | MPN | QT | RT | Y | WL002 | RW002 | WELL #2 | HARRISONBURG MEN`S DIVERSION CENTER | WELL #2 |  | 1 | 7/11/1991 12:00:00 AM
VA2165180 | GE | THH5 | YR | RT | Y | DS001 | DBP001 | 4205 OTTOBINE RD-MRT | COUNTRYSIDE SANITARY DISTRICT - RCPW | COUNTRYSIDE |  | 1 | 12/21/1984 12:00:00 AM
VA2165180 | PB | PBCU | 3Y | RT | Y | DS001 | LCR01 | 3603 CRICKET LN | COUNTRYSIDE SANITARY DISTRICT - RCPW | COUNTRYSIDE | FSD | 1 | 12/21/1984 12:00:00 AM
VA2165180 | PB | PBCU | 3Y | RT | Y | DS001 | LCR02 | 4216 COUNTRYSIDE DR | COUNTRYSIDE SANITARY DISTRICT - RCPW | COUNTRYSIDE | FSD | 1 | 12/21/1984 12:00:00 AM
VA2165180 | PB | PBCU | 3Y | RT | Y | DS001 | LCR03 | 3649 CRICKET LN | COUNTRYSIDE SANITARY DISTRICT - RCPW | COUNTRYSIDE | FSD | 1 | 12/21/1984 12:00:00 AM
VA2165180 | PB | PBCU | 3Y | RT | Y | DS001 | LCR04 | 3630 CRICKET LN | COUNTRYSIDE SANITARY DISTRICT - RCPW | COUNTRYSIDE | FSD | 1 | 12/21/1984 12:00:00 AM
VA2165180 | PB | PBCU | 3Y | RT | Y | DS001 | LCR05 | 4264 COUNTRYSIDE DR | COUNTRYSIDE SANITARY DISTRICT - RCPW | COUNTRYSIDE | FSD | 1 | 12/21/1984 12:00:00 AM
VA2165180 | TC | TC | MN | RT | Y | DS001 | TCR01 |  | COUNTRYSIDE SANITARY DISTRICT - RCPW | COUNTRYSIDE |  | 3 | 12/21/1984 12:00:00 AM
VA2165185 | TC | TC | QT | RT | Y | DS001 | TCR01 |  | CROSS KEYS VINEYARDS | CROSS KEYS VINEYARDS DISTRIBUTION |  | 1 | 8/12/2013 12:00:00 AM
VA2165185 | GE | MPN | QT | RT | Y | WL001 | RW001 | WELL NO. 1 | CROSS KEYS VINEYARDS | WELL NO. 1 |  | 1 | 8/12/2013 12:00:00 AM
VA2165210 | GE | THH5 | YR | RT | Y | DS001 | DBP01 | BEREA SCHOOL - MRT | DAYTON, TOWN OF | TOWN OF DAYTON |  | 1 | 8/17/1992 12:00:00 AM
VA2165210 | TC | TC | MN | RT | Y | DS001 | TCR01 |  | DAYTON, TOWN OF | TOWN OF DAYTON |  | 6 | 8/17/1992 12:00:00 AM
VA2165210 | GE | FRFL | MN | ST | N | EP001 | EP001 | WTP ENTRY POINT TAP | DAYTON, TOWN OF | DAYTON WTP ENTRY POINT |  | 3 | 8/17/1992 12:00:00 AM
VA2165210 | GE | NIT | YR | RT | Y | EP001 | EP001 | WTP ENTRY POINT TAP | DAYTON, TOWN OF | DAYTON WTP ENTRY POINT |  | 1 | 8/17/1992 12:00:00 AM
VA2165226 | TC | TC | QT | RT | Y | DS001 | TCR01 |  | DOLLAR GENERAL - BROADWAY/MAUZY | DISTRIBUTION SYSTEM |  | 1 | 4/1/2023 12:00:00 AM
VA2165226 | GE | NIT | YR | RT | Y | EP001 | EP001 | TREATED WATER TAP | DOLLAR GENERAL - BROADWAY/MAUZY | ENTRY POINT |  | 1 | 4/1/2023 12:00:00 AM
VA2165226 | GE | MPN | QT | RT | Y | WL001 | RW001 | WELL RAW WATER TAP | DOLLAR GENERAL - BROADWAY/MAUZY | WELL #1 |  | 1 | 4/1/2023 12:00:00 AM
VA2165235 | TC | TC | MN | RT | Y | DS001 | TCR01 |  | DRY RIVER CAFE | DISTRIBUTION SYSTEM |  | 3 | 12/12/2016 12:00:00 AM
VA2165235 | GE | NIT | YR | RT | Y | EP001 | EP001 | ENTRY POINT | DRY RIVER CAFE | ENTRY POINT |  | 1 | 12/12/2016 12:00:00 AM
VA2165235 | GE | MPN | QT | RT | Y | WL001 | RW001 | RAW WATER TAP | DRY RIVER CAFE | WELL |  | 1 | 12/12/2016 12:00:00 AM
VA2165240 | PB | PBCU | 3Y | RT | Y | DS001 | LCR01 | LOT 3 | EASTSIDE TRAILER PARK | EASTSIDE TRAILER PARK | FSD | 1 | 5/19/1984 12:00:00 AM
VA2165240 | PB | PBCU | 3Y | RT | Y | DS001 | LCR02 | LOT 13 | EASTSIDE TRAILER PARK | EASTSIDE TRAILER PARK | FSD | 1 | 5/19/1984 12:00:00 AM
VA2165240 | PB | PBCU | 3Y | RT | Y | DS001 | LCR03 | LOT 22 | EASTSIDE TRAILER PARK | EASTSIDE TRAILER PARK | FSD | 1 | 5/19/1984 12:00:00 AM
VA2165240 | PB | PBCU | 3Y | RT | Y | DS001 | LCR04 | LOT 9 | EASTSIDE TRAILER PARK | EASTSIDE TRAILER PARK | FSD | 1 | 5/19/1984 12:00:00 AM
VA2165240 | PB | PBCU | 3Y | RT | Y | DS001 | LCR05 | LOT 34 | EASTSIDE TRAILER PARK | EASTSIDE TRAILER PARK | FSD | 1 | 5/19/1984 12:00:00 AM
VA2165240 | TC | TC | MN | RT | Y | DS001 | TCR01 |  | EASTSIDE TRAILER PARK | EASTSIDE TRAILER PARK |  | 3 | 5/19/1984 12:00:00 AM
VA2165240 | GE | NIT | YR | RT | Y | EP001 | EP001 | WELL ENTRY POINT | EASTSIDE TRAILER PARK | WELL ENTRY POINT |  | 1 | 5/19/1984 12:00:00 AM
VA2165260 | TC | TC | MN | RT | Y | DS001 | TCR01 |  | EDGEWOOD ELEMENTARY SCHOOL | EDGEWOOD ELEMENTARY SCHOOL |  | 3 | 7/31/1991 12:00:00 AM
VA2165260 | GE | MPN | QT | RT | Y | WL001 | RW001 | WELL NO.2 RAW | EDGEWOOD ELEMENTARY SCHOOL | WELL NO.2 |  | 1 | 7/31/1991 12:00:00 AM
VA2165270 | GE | THH5 | YR | RT | Y | DS001 | DBP02 | MUNICIPAL BUILDING | ELKTON, TOWN OF | TOWN OF ELKTON |  | 1 | 3/9/1978 12:00:00 AM
VA2165270 | GE | FRFL | MN | ST | N | DS001 | FL001 | TOWN OFFICE- FL | ELKTON, TOWN OF | TOWN OF ELKTON |  | 3 | 3/9/1978 12:00:00 AM
VA2165270 | TC | TC | MN | RT | Y | DS001 | TCR01 |  | ELKTON, TOWN OF | TOWN OF ELKTON |  | 9 | 3/9/1978 12:00:00 AM
VA2165270 | GE | MPN | QT | RT | Y | WL001 | RW001 | ELKTON WELL RAW | ELKTON, TOWN OF | WELL 1 - ELKTON WELL |  | 1 | 3/9/1978 12:00:00 AM
VA2165270 | GE | MPN | QT | RT | Y | WL002 | RW002 | ELKWOOD WELL RAW | ELKTON, TOWN OF | WELL 2 - ELKWOOD WELL |  | 1 | 3/9/1978 12:00:00 AM
VA2165280 | TC | TC | QT | RT | Y | DS001 | TCR01 |  | ENDLESS CAVERNS RESORT | ENDLESS CAVERNS |  | 1 | 2/6/2003 12:00:00 AM
VA2165280 | GE | MPN | QT | RT | Y | WL001 | RW001 | WELL NO. 1 | ENDLESS CAVERNS RESORT | WELL NO. 1 |  | 1 | 2/6/2003 12:00:00 AM
VA2165285 | GE | THH5 | 3Y | RT | Y | DS001 | DBP01 | LOT 8 - MRT | CEDAR HILL II | DISTRIBUTION SYSTEM |  | 1 | 5/12/1988 12:00:00 AM
VA2165285 | TC | TC | MN | RT | Y | DS001 | TCR01 |  | CEDAR HILL II | DISTRIBUTION SYSTEM |  | 3 | 5/12/1988 12:00:00 AM
VA2165285 | GE | MPN | QT | RT | Y | WL002 | RW002 | WELL 2 | CEDAR HILL II | WELL NO. 2 |  | 1 | 5/12/1988 12:00:00 AM
VA2165285 | GE | MPN | QT | RT | Y | WL003 | RW003 | WELL NO. 3 | CEDAR HILL II | WELL NO. 3 |  | 1 | 5/12/1988 12:00:00 AM
VA2165300 | GE | THH5 | QT | RT | Y | DS001 | DS001 | FOOD LION | FOOD PROCESSORS WATER COOPERATIVE, INC | DISTRIBUTION SYSTEM |  | 1 | 6/27/1986 12:00:00 AM
VA2165300 | TC | TC | MN | RT | Y | DS001 | TCR01 |  | FOOD PROCESSORS WATER COOPERATIVE, INC | DISTRIBUTION SYSTEM |  | 6 | 6/27/1986 12:00:00 AM
VA2165300 | GE | TOCA | QT | RT | Y | RW001 | RW001 | RAW WATER | FOOD PROCESSORS WATER COOPERATIVE, INC | COMBINED RAW WATER - FOOD PROCESSORS WTP |  | 1 | 6/27/1986 12:00:00 AM
VA2165300 | GE | TOC | QT | RT | Y | TP001 | UP001 | COMBINED FILTER EFFL | FOOD PROCESSORS WATER COOPERATIVE, INC | FOOD PROCESSORS WTP |  | 1 | 6/27/1986 12:00:00 AM
VA2165305 | TC | TC | MN | RT | Y | DS001 | TCR01 |  | FULKS RUN ELEMENTARY SCHOOL | FULKS RUN ELEM SCHOOL |  | 3 | 5/16/1991 12:00:00 AM
VA2165305 | GE | MPN | QT | RT | Y | WL002 | RW002 | WELL 2 RAW TAP | FULKS RUN ELEMENTARY SCHOOL | WELL NO. 2 |  | 1 | 5/16/1991 12:00:00 AM
VA2165322 | TC | TC | QT | RT | Y | DS001 | TCR01 |  | GREEN VALLEY AUCTIONS | GREEN VALLEY AUCTIONS |  | 1 | 1/5/1998 12:00:00 AM
VA2165322 | GE | MPN | QT | RT | Y | WL001 | RW001 | WELL NO. 1 | GREEN VALLEY AUCTIONS | WELL NO. 1 |  | 1 | 1/5/1998 12:00:00 AM
VA2165330 | PB | PBCU | 3Y | RT | Y | DS001 | LCR01 | 407 20TH ST | GROTTOES, TOWN OF | TOWN OF GROTTOES | FSD | 1 | 1/31/1985 12:00:00 AM
VA2165330 | PB | PBCU | 3Y | RT | Y | DS001 | LCR02 | 404 19TH ST | GROTTOES, TOWN OF | TOWN OF GROTTOES | FSD | 1 | 1/31/1985 12:00:00 AM
VA2165330 | PB | PBCU | 3Y | RT | Y | DS001 | LCR03 | 405 20TH ST | GROTTOES, TOWN OF | TOWN OF GROTTOES | FSD | 1 | 1/31/1985 12:00:00 AM
VA2165330 | PB | PBCU | 3Y | RT | Y | DS001 | LCR04 | 605 19TH ST | GROTTOES, TOWN OF | TOWN OF GROTTOES | FSD | 1 | 1/31/1985 12:00:00 AM
VA2165330 | PB | PBCU | 3Y | RT | Y | DS001 | LCR05 | 807 13TH ST | GROTTOES, TOWN OF | TOWN OF GROTTOES | FSD | 1 | 1/31/1985 12:00:00 AM
VA2165330 | PB | PBCU | 3Y | RT | Y | DS001 | LCR06 | 804 6TH ST | GROTTOES, TOWN OF | TOWN OF GROTTOES | FSD | 1 | 1/31/1985 12:00:00 AM
VA2165330 | PB | PBCU | 3Y | RT | Y | DS001 | LCR07 | 208 8TH ST | GROTTOES, TOWN OF | TOWN OF GROTTOES | FSD | 1 | 1/31/1985 12:00:00 AM
VA2165330 | PB | PBCU | 3Y | RT | Y | DS001 | LCR08 | 603 16TH ST | GROTTOES, TOWN OF | TOWN OF GROTTOES | FSD | 1 | 1/31/1985 12:00:00 AM
VA2165330 | PB | PBCU | 3Y | RT | Y | DS001 | LCR09 | 306 17TH ST | GROTTOES, TOWN OF | TOWN OF GROTTOES | FSD | 1 | 1/31/1985 12:00:00 AM
VA2165330 | PB | PBCU | 3Y | RT | Y | DS001 | LCR10 | 402 18TH ST | GROTTOES, TOWN OF | TOWN OF GROTTOES | FSD | 1 | 1/31/1985 12:00:00 AM
VA2165330 | TC | TC | MN | RT | Y | DS001 | TCR01 |  | GROTTOES, TOWN OF | TOWN OF GROTTOES |  | 12 | 1/31/1985 12:00:00 AM
VA2165333 | GE | THH5 | QT | RT | Y | DS001 | DBP01 | 1110 HAMLET DR. - MRT | HARMANY HILLS - RCPW | HARMANY HILLS |  | 1 | 4/18/1997 12:00:00 AM
VA2165333 | TC | TC | MN | RT | Y | DS001 | TCR01 |  | HARMANY HILLS - RCPW | HARMANY HILLS |  | 3 | 4/18/1997 12:00:00 AM
VA2165360 | GE | THH5 | 3Y | RT | Y | DS001 | DBP01 | LOT 6 - MRT | HARRISONBURG MOBILE HOME PARK | HARRISONBURG MHP |  | 1 | 6/30/1988 12:00:00 AM
VA2165360 | TC | TC | MN | RT | Y | DS001 | TCR01 |  | HARRISONBURG MOBILE HOME PARK | HARRISONBURG MHP |  | 3 | 6/30/1988 12:00:00 AM
VA2165360 | GE | MPN | QT | RT | Y | WL001 | RW001 | RAW TAP | HARRISONBURG MOBILE HOME PARK | WELL |  | 1 | 6/30/1988 12:00:00 AM
VA2165379 | TC | TC | QT | RT | Y | DS001 | TCR01 |  | HIGHLAND RETREAT | DISTRIBUTION SYSTEM |  | 1 | 2/6/2003 12:00:00 AM
VA2165379 | GE | MPN | QT | RT | Y | WL002 | RW002 | WELL 2 RAW TAP | HIGHLAND RETREAT | WELL 2 |  | 1 | 2/6/2003 12:00:00 AM
VA2165379 | GE | MPN | QT | RT | Y | WL003 | RW003 | WELL 3 RAW TAP | HIGHLAND RETREAT | WELL 3 |  | 1 | 2/6/2003 12:00:00 AM
VA2165379 | GE | MPN | QT | RT | Y | WL004 | RW004 | WELL 4 RAW TAP | HIGHLAND RETREAT | WELL 4 |  | 1 | 2/6/2003 12:00:00 AM
VA2165385 | PB | PBCU | 3Y | RT | Y | DS001 | LCR02 | GIRLS BATH SINK | REDEEMER CLASSICAL SCHOOL | REDEEMER CLASSICAL SCHOOL | FSD | 1 | 2/1/2008 12:00:00 AM
VA2165385 | PB | PBCU | 3Y | RT | Y | DS001 | LCR03 | NE CLASSROOM | REDEEMER CLASSICAL SCHOOL | REDEEMER CLASSICAL SCHOOL | FSD | 1 | 2/1/2008 12:00:00 AM
VA2165385 | PB | PBCU | 3Y | RT | Y | DS001 | LCR04 | NW CLASSROOM | REDEEMER CLASSICAL SCHOOL | REDEEMER CLASSICAL SCHOOL | FSD | 1 | 2/1/2008 12:00:00 AM
VA2165385 | PB | PBCU | 3Y | RT | Y | DS001 | LCR05 | SE CLASSROOM | REDEEMER CLASSICAL SCHOOL | REDEEMER CLASSICAL SCHOOL | FSD | 1 | 2/1/2008 12:00:00 AM
VA2165385 | PB | PBCU | 3Y | RT | Y | DS001 | LCRO1 | BOYS BATH SINK | REDEEMER CLASSICAL SCHOOL | REDEEMER CLASSICAL SCHOOL | FSD | 1 | 2/1/2008 12:00:00 AM
VA2165385 | TC | TC | MN | RT | Y | DS001 | TCR01 |  | REDEEMER CLASSICAL SCHOOL | REDEEMER CLASSICAL SCHOOL |  | 3 | 2/1/2008 12:00:00 AM
VA2165385 | GE | MPN | QT | RT | Y | WL001 | RW001 | WELL RAW TAP | REDEEMER CLASSICAL SCHOOL | WELL |  | 1 | 2/1/2008 12:00:00 AM
VA2165410 | GE | THH5 | 3Y | RT | Y | DS001 | DBP01 | KITCHEN | LACEY SPRING ELEMENTARY SCHOOL | LACEY SPRING ELEMENTARY SCHOOL |  | 1 | 9/13/1991 12:00:00 AM
VA2165410 | TC | TC | MN | RT | Y | DS001 | TCR01 |  | LACEY SPRING ELEMENTARY SCHOOL | LACEY SPRING ELEMENTARY SCHOOL |  | 3 | 9/13/1991 12:00:00 AM
VA2165410 | GE | MPN | QT | RT | Y | WL001 | RW001 | RAW TAP | LACEY SPRING ELEMENTARY SCHOOL | WELL |  | 1 | 9/13/1991 12:00:00 AM
VA2165425 | PB | PBCU | 3Y | RT | Y | DS001 | LCR01 | MENS WENGER | LINDALE MENNONITE CHURCH | DISTRIBUTION | FSD | 1 | 8/22/2022 12:00:00 AM
VA2165425 | PB | PBCU | 3Y | RT | Y | DS001 | LCR02 | LADIES MAIN LEVEL | LINDALE MENNONITE CHURCH | DISTRIBUTION | FSD | 1 | 8/22/2022 12:00:00 AM
VA2165425 | PB | PBCU | 3Y | RT | Y | DS001 | LCR03 | KITCHEN FELLOWSHIP HALL | LINDALE MENNONITE CHURCH | DISTRIBUTION | FSD | 1 | 8/22/2022 12:00:00 AM
VA2165425 | PB | PBCU | 3Y | RT | Y | DS001 | LCR04 | KITCHEN ADMIN AREA | LINDALE MENNONITE CHURCH | DISTRIBUTION | FSD | 1 | 8/22/2022 12:00:00 AM
VA2165425 | PB | PBCU | 3Y | RT | Y | DS001 | LCR05 | SINK MODULAR UNIT | LINDALE MENNONITE CHURCH | DISTRIBUTION | FSD | 1 | 8/22/2022 12:00:00 AM
VA2165425 | TC | TC | MN | RT | Y | DS001 | TCR01 |  | LINDALE MENNONITE CHURCH | DISTRIBUTION |  | 3 | 8/22/2022 12:00:00 AM
VA2165425 | GE | CYN | 3Y | RT | Y | EP002 | EP002 | WELL NO.2 ENTRY POINT | LINDALE MENNONITE CHURCH | WELL NO.2 ENTRY POINT |  | 1 | 8/22/2022 12:00:00 AM
VA2165425 | GE | ICMT | 3Y | RT | Y | EP002 | EP002 | WELL NO.2 ENTRY POINT | LINDALE MENNONITE CHURCH | WELL NO.2 ENTRY POINT |  | 1 | 8/22/2022 12:00:00 AM
VA2165425 | GE | NIT | YR | RT | Y | EP002 | EP002 | WELL NO.2 ENTRY POINT | LINDALE MENNONITE CHURCH | WELL NO.2 ENTRY POINT |  | 1 | 8/22/2022 12:00:00 AM
VA2165425 | GE | VOC | YR | RT | Y | EP002 | EP002 | WELL NO.2 ENTRY POINT | LINDALE MENNONITE CHURCH | WELL NO.2 ENTRY POINT |  | 1 | 8/22/2022 12:00:00 AM
VA2165425 | GE | MPN | QT | RT | Y | WL002 | RW002 | WELL NO. 2 RAW | LINDALE MENNONITE CHURCH | WELL NO. 2 |  | 1 | 8/22/2022 12:00:00 AM
VA2165466 | GE | THH5 | QT | RT | Y | DS001 | DBP01 | 1960 MCCALL DR.-MRT | LILLY SUBDIVISION SANITARY DIST. - RCPW | DISTRIBUTION SYSTEM |  | 1 | 6/9/2000 12:00:00 AM
VA2165466 | PB | PBCU | 3Y | RT | Y | DS001 | LCR01 | 1521 CLOVER HILL RD | LILLY SUBDIVISION SANITARY DIST. - RCPW | DISTRIBUTION SYSTEM | FSD | 1 | 6/9/2000 12:00:00 AM
VA2165466 | PB | PBCU | 3Y | RT | Y | DS001 | LCR02 | 7555 DOGWOOD CT. | LILLY SUBDIVISION SANITARY DIST. - RCPW | DISTRIBUTION SYSTEM | FSD | 1 | 6/9/2000 12:00:00 AM
VA2165466 | PB | PBCU | 3Y | RT | Y | DS001 | LCR03 | 1487 CLOVER HILL RD | LILLY SUBDIVISION SANITARY DIST. - RCPW | DISTRIBUTION SYSTEM | FSD | 1 | 6/9/2000 12:00:00 AM
VA2165466 | PB | PBCU | 3Y | RT | Y | DS001 | LCR04 | 1461 CLOVER HILL RD. | LILLY SUBDIVISION SANITARY DIST. - RCPW | DISTRIBUTION SYSTEM | FSD | 1 | 6/9/2000 12:00:00 AM
VA2165466 | PB | PBCU | 3Y | RT | Y | DS001 | LCR05 | 1960 MCCALL DR. | LILLY SUBDIVISION SANITARY DIST. - RCPW | DISTRIBUTION SYSTEM | FSD | 1 | 6/9/2000 12:00:00 AM
VA2165466 | TC | TC | MN | RT | Y | DS001 | TCR01 |  | LILLY SUBDIVISION SANITARY DIST. - RCPW | DISTRIBUTION SYSTEM |  | 3 | 6/9/2000 12:00:00 AM
VA2165470 | GE | THH5 | 3Y | RT | Y | DS001 | DBP01 | KITCHEN | LINVILLE EDOM ELEMENTARY SCHOOL | LINVILLE EDOM ES |  | 1 | 6/13/1991 12:00:00 AM
VA2165470 | TC | TC | MN | RT | Y | DS001 | TCR01 |  | LINVILLE EDOM ELEMENTARY SCHOOL | LINVILLE EDOM ES |  | 3 | 6/13/1991 12:00:00 AM
VA2165470 | GE | MPN | QT | RT | Y | WL001 | RW001 | RAW TAP | LINVILLE EDOM ELEMENTARY SCHOOL | WELL |  | 1 | 6/13/1991 12:00:00 AM
VA2165495 | GE | THH5 | 3Y | RT | Y | DS001 | DBP01 | 12959 PORT REPUBLIC | MADISON RUN TERRACE | MADISON RUN TERRACE |  | 1 | 12/6/1990 12:00:00 AM
VA2165495 | PB | PBCU | YR | RT | Y | DS001 | LCR01 | 10144 TERRACE RUN | MADISON RUN TERRACE | MADISON RUN TERRACE | FSD | 1 | 12/6/1990 12:00:00 AM
VA2165495 | PB | PBCU | YR | RT | Y | DS001 | LCR02 | 13051 PORT RD | MADISON RUN TERRACE | MADISON RUN TERRACE | FSD | 1 | 12/6/1990 12:00:00 AM
VA2165495 | PB | PBCU | YR | RT | Y | DS001 | LCR03 | 12334 PORT REP.RD | MADISON RUN TERRACE | MADISON RUN TERRACE | FSD | 1 | 12/6/1990 12:00:00 AM
VA2165495 | PB | PBCU | YR | RT | Y | DS001 | LCR05 | 10143 TERRACE RUN | MADISON RUN TERRACE | MADISON RUN TERRACE | FSD | 1 | 12/6/1990 12:00:00 AM
VA2165495 | PB | PBCU | YR | RT | Y | DS001 | LCR06 | 12625 PORT REPUBLIC RD | MADISON RUN TERRACE | MADISON RUN TERRACE | FSD | 1 | 12/6/1990 12:00:00 AM
VA2165495 | TC | TC | MN | RT | Y | DS001 | TCR01 |  | MADISON RUN TERRACE | MADISON RUN TERRACE |  | 3 | 12/6/1990 12:00:00 AM
VA2165495 | GE | MPN | QT | RT | Y | WL001 | RW001 | WELL/WL001 | MADISON RUN TERRACE | WELL |  | 1 | 12/6/1990 12:00:00 AM
VA2165521 | TC | TC | QT | RT | Y | DS001 | TCR01 |  | HARRISONBURG/SHENANDOAH VALLEY KOA | HARRISONBURG/NEW MARKET KOA |  | 1 | 5/29/2002 12:00:00 AM
VA2165521 | GE | MPN | QT | RT | Y | WL001 | RW001 | RAW WATER TAP | HARRISONBURG/SHENANDOAH VALLEY KOA | DRILLED WELL |  | 1 | 5/29/2002 12:00:00 AM
VA2165525 | GE | THH5 | YR | RT | Y | DS001 | DBP01 | UNIT 645 REDSTONE | MASSANUTTEN VILLAGE | MASSANUTTEN VILLAGE |  | 1 | 9/13/1991 12:00:00 AM
VA2165525 | TC | TC | MN | RT | Y | DS001 | TCR01 |  | MASSANUTTEN VILLAGE | MASSANUTTEN VILLAGE |  | 18 | 9/13/1991 12:00:00 AM
VA2165525 | GE | MPN | QT | RT | Y | WL001 | RW001 | WELL 10 TAP | MASSANUTTEN VILLAGE | WELL 10 |  | 1 | 9/13/1991 12:00:00 AM
VA2165525 | GE | MPN | QT | RT | Y | WL002 | RW002 | WELL 20 TAP | MASSANUTTEN VILLAGE | WELL 20 |  | 1 | 9/13/1991 12:00:00 AM
VA2165525 | GE | MPN | QT | RT | Y | WL003 | RW003 | WELL 30 TAP | MASSANUTTEN VILLAGE | WELL 30 |  | 1 | 9/13/1991 12:00:00 AM
VA2165525 | GE | MPN | QT | RT | Y | WL004 | RW004 | WELL 40 TAP | MASSANUTTEN VILLAGE | WELL 40 |  | 1 | 9/13/1991 12:00:00 AM
VA2165530 | TC | TC | QT | RT | Y | DS001 | TCR01 |  | MAUZY LIBERTY | DISTRIBUTION |  | 1 | 8/12/2004 12:00:00 AM
VA2165530 | GE | NIT | YR | RT | Y | EP001 | EP001 | WELL NO. 2 ENTRY | MAUZY LIBERTY | WELL NO.2 ENTRY POINT |  | 1 | 8/12/2004 12:00:00 AM
VA2165530 | GE | MPN | QT | RT | Y | WL002 | RW002 | RAW TAP | MAUZY LIBERTY | WELL NO 2 |  | 1 | 8/12/2004 12:00:00 AM
VA2165565 | TC | TC | QT | RT | Y | DS001 | TCR01 |  | MELROSE CAVERNS | DISTRIBUTION SYSTEM - LODGE |  | 1 | 5/22/2017 12:00:00 AM
VA2165565 | GE | MPN | QT | RT | Y | WL001 | RW001 | WELL #1 RAW TAP | MELROSE CAVERNS | WELL #1 |  | 1 | 5/22/2017 12:00:00 AM
VA2165570 | GE | THH5 | YR | RT | Y | DS001 | DBP01 | BUILDING 80 SINK | MERCK SHARP & DOHME CORP. | MERCK AND COMPANY INC |  | 1 | 6/18/1991 12:00:00 AM
VA2165570 | TC | TC | MN | RT | Y | DS001 | TCR01 |  | MERCK SHARP & DOHME CORP. | MERCK AND COMPANY INC |  | 3 | 6/18/1991 12:00:00 AM
VA2165570 | GE | MPN | QT | RT | Y | WL001 | RW001 | WELL #10 | MERCK SHARP & DOHME CORP. | WELL #10 |  | 1 | 6/18/1991 12:00:00 AM
VA2165570 | GE | MPN | QT | RT | Y | WL003 | RW003 | WELL 12 | MERCK SHARP & DOHME CORP. | WELL #12 |  | 1 | 6/18/1991 12:00:00 AM
VA2165580 | TC | TC | MN | RT | Y | DS001 | TCR01 |  | MILL CREEK CHURCH OF THE BRETHREN | MILL CREEK CHURCH |  | 3 | 7/24/2019 12:00:00 AM
VA2165580 | GE | MPN | QT | RT | Y | WL001 | RW001 | WELL NO. 1 RAW | MILL CREEK CHURCH OF THE BRETHREN | WELL NO. 1 |  | 1 | 7/24/2019 12:00:00 AM
VA2165598 | GE | THH5 | YR | RT | Y | DS001 | DBP01 | 7077 S. VALLEY PIKE | MOUNT CRAWFORD-RCPW | TOWN OF MOUNT CRAWFORD |  | 1 | 9/6/1991 12:00:00 AM
VA2165598 | TC | TC | MN | RT | Y | DS001 | TCR01 |  | MOUNT CRAWFORD-RCPW | TOWN OF MOUNT CRAWFORD |  | 3 | 9/6/1991 12:00:00 AM
VA2165600 | TC | TC | MN | RT | Y | DS001 | TCR01 |  | MOUNT OLIVE CHURCH | MT OLIVE CHURCH |  | 3 | 9/15/2010 12:00:00 AM
VA2165600 | GE | MPN | QT | RT | Y | WL001 | RW001 | WELL NO. 1 | MOUNT OLIVE CHURCH | WELL NO. 1 |  | 1 | 9/15/2010 12:00:00 AM
VA2165605 | TC | TC | MN | RT | Y | DS001 | TCR01 |  | MOUNTAIN VIEW ELEMENTARY SCHOOL | MOUNTAIN VIEW ELEMENTARY SCHOOL |  | 3 | 5/13/1991 12:00:00 AM
VA2165605 | GE | MPN | QT | RT | Y | WL001 | RW001 | WELL NO. 1 | MOUNTAIN VIEW ELEMENTARY SCHOOL | WELL NO. 1 |  | 1 | 5/13/1991 12:00:00 AM
VA2165615 | TC | TC | MN | RT | Y | DS001 | TCR01 |  | CEDAR HILL I | DISTRIBUTION SYSTEM |  | 3 | 12/10/1990 12:00:00 AM
VA2165615 | GE | MPN | QT | RT | Y | WL001 | RW001 | WELL NO 1 WL001 | CEDAR HILL I | WELL NO 1 |  | 1 | 12/10/1990 12:00:00 AM
VA2165615 | GE | MPN | QT | RT | Y | WL002 | RW002 | WELL NO 2 | CEDAR HILL I | WELL NO 2 |  | 1 | 12/10/1990 12:00:00 AM
VA2165620 | PB | PBCU | 3Y | RT | Y | DS001 | LCR01 | BATHROOM SINK # 1 | NEW BEGINNINGS MONTESSORI SCHOOL | NEW BEGINNINGS MONTESSORI SCHOOL | FSD | 1 | 1/31/2022 12:00:00 AM
VA2165620 | PB | PBCU | 3Y | RT | Y | DS001 | LCR02 | BATHROOM SINK # 2 | NEW BEGINNINGS MONTESSORI SCHOOL | NEW BEGINNINGS MONTESSORI SCHOOL | FSD | 1 | 1/31/2022 12:00:00 AM
VA2165620 | PB | PBCU | 3Y | RT | Y | DS001 | LCR03 | KITCHEN SINK # 1 | NEW BEGINNINGS MONTESSORI SCHOOL | NEW BEGINNINGS MONTESSORI SCHOOL | FSD | 1 | 1/31/2022 12:00:00 AM
VA2165620 | TC | TC | MN | RT | Y | DS001 | TCR01 |  | NEW BEGINNINGS MONTESSORI SCHOOL | NEW BEGINNINGS MONTESSORI SCHOOL |  | 3 | 1/31/2022 12:00:00 AM
VA2165620 | GE | MPN | QT | RT | Y | WL001 | RW001 | RAW WATER TAP | NEW BEGINNINGS MONTESSORI SCHOOL | WELL NO.1 |  | 1 | 1/31/2022 12:00:00 AM
VA2165635 | TC | TC | MN | RT | Y | DS001 | TCR01 |  | OAK LANE ELEMENTARY SCHOOL | OAKLANE SCHOOL |  | 3 | 9/11/1991 12:00:00 AM
VA2165635 | GE | MPN | QT | RT | Y | WL001 | RW001 | WELL RAW TAP | OAK LANE ELEMENTARY SCHOOL | WELL |  | 1 | 9/11/1991 12:00:00 AM
VA2165637 | GE | THH5 | 3Y | RT | Y | DS001 | DBP01 | KITCHEN | OTTOBINE ELEMENTARY SCHOOL | OTTOBINE ELEM SCHOOL |  | 1 | 1/5/1998 12:00:00 AM
VA2165637 | TC | TC | MN | RT | Y | DS001 | TCR01 |  | OTTOBINE ELEMENTARY SCHOOL | OTTOBINE ELEM SCHOOL |  | 3 | 1/5/1998 12:00:00 AM
VA2165637 | GE | MPN | QT | RT | Y | WL002 | RW002 | WELL 2 RAW TAP | OTTOBINE ELEMENTARY SCHOOL | WELL 2 |  | 1 | 1/5/1998 12:00:00 AM
VA2165647 | TC | TC | QT | RT | Y | DS001 | TCR01 |  | PACKSADDLE GOLF COURSE | DISTRIBUTION |  | 1 | 5/3/2004 12:00:00 AM
VA2165647 | GE | NIT | YR | RT | Y | EP001 | EP001 | HYDRO TANK TAP | PACKSADDLE GOLF COURSE | ENTRY POINT SAMPLE TAP |  | 1 | 5/3/2004 12:00:00 AM
VA2165647 | GE | MPN | QT | RT | Y | WL001 | RW001 | WELL 1 RAW TAP | PACKSADDLE GOLF COURSE | WELL NO. 1 |  | 1 | 5/3/2004 12:00:00 AM
VA2165660 | TC | TC | QT | RT | Y | DS001 | TCR01 |  | WHITE OAK LAVENDER FARM | DISTRIBUTION |  | 1 | 3/20/2018 12:00:00 AM
VA2165660 | GE | MPN | QT | RT | Y | WL001 | RW001 | RAW WELL TAP | WHITE OAK LAVENDER FARM | WELL NO. 1 |  | 1 | 3/20/2018 12:00:00 AM
VA2165662 | TC | TC | QT | RT | Y | DS001 | TCR01 |  | RIVER`S EDGE CAMPGROUND | DISTRIBUTION SYSTEM |  | 1 | 12/4/2023 12:00:00 AM
VA2165668 | GE | TTHM | QT | RT | Y | DS001 | DS001 | 978 GRAVELS RD - MRT | R.R. DONNELLEY- RCPW | R.R. DONNELLY |  | 1 | 9/6/1991 12:00:00 AM
VA2165668 | GE | HAA5 | QT | RT | Y | DS001 | LCR20 | 2494 KRATZER RD | R.R. DONNELLEY- RCPW | R.R. DONNELLY |  | 1 | 9/6/1991 12:00:00 AM
VA2165668 | TC | TC | MN | RT | Y | DS001 | TCR01 |  | R.R. DONNELLEY- RCPW | R.R. DONNELLY |  | 6 | 9/6/1991 12:00:00 AM
VA2165679 | GE | THH5 | YR | RT | Y | DS001 | DBP01 | MAX RESIDENCE TIME | SHENANDOAH GROWERS | SHENANDOAH GROWERS |  | 1 | 8/15/2008 12:00:00 AM
VA2165679 | PB | PBCU | YR | RT | Y | DS001 | LCR01 | OFFICE BREAK RM | SHENANDOAH GROWERS | SHENANDOAH GROWERS | FSD | 1 | 8/15/2008 12:00:00 AM
VA2165679 | PB | PBCU | YR | RT | Y | DS001 | LCR02 | OFFICE HALLWAY SINK | SHENANDOAH GROWERS | SHENANDOAH GROWERS | FSD | 1 | 8/15/2008 12:00:00 AM
VA2165679 | PB | PBCU | YR | RT | Y | DS001 | LCR03 | PACK BUILDING UTILITY SINK | SHENANDOAH GROWERS | SHENANDOAH GROWERS | FSD | 1 | 8/15/2008 12:00:00 AM
VA2165679 | PB | PBCU | YR | RT | Y | DS001 | LCR04 | SOUTH PACK SPIGOT | SHENANDOAH GROWERS | SHENANDOAH GROWERS | FSD | 1 | 8/15/2008 12:00:00 AM
VA2165679 | PB | PBCU | YR | RT | Y | DS001 | LCR06 | CABIN | SHENANDOAH GROWERS | SHENANDOAH GROWERS | FSD | 1 | 8/15/2008 12:00:00 AM
VA2165679 | TC | TC | MN | RT | Y | DS001 | TCR01 |  | SHENANDOAH GROWERS | SHENANDOAH GROWERS |  | 3 | 8/15/2008 12:00:00 AM
VA2165681 | TC | TC | QT | RT | Y | DS001 | TCR01 |  | SNP-SWIFT RUN GAP | SNP-SWIFT RUN GAP |  | 1 | 8/9/1991 12:00:00 AM
VA2165681 | GE | MPN | YR | RT | Y | WL001 | RW002 | WELL 1 DISCHARGE TAP | SNP-SWIFT RUN GAP | WELL NO. 1 |  | 1 | 8/9/1991 12:00:00 AM
VA2165685 | TC | TC | MN | RT | Y | DS001 | TCR01 |  | SPRING HILL SCHOOL | DISTRIBUTION |  | 3 | 3/14/2003 12:00:00 AM
VA2165685 | GE | NIT | YR | RT | Y | EP001 | EP001 | WELL ENTRY POINT | SPRING HILL SCHOOL | WELL ENTRY POINT |  | 1 | 3/14/2003 12:00:00 AM
VA2165685 | GE | MPN | QT | RT | Y | WL001 | RW001 | WELL NO. 1 | SPRING HILL SCHOOL | WELL NO. 1 |  | 1 | 3/14/2003 12:00:00 AM
VA2165705 | GE | THH5 | QT | RT | Y | DS001 | DS007 | 4309 S. VALLEY PIKE (GRANDMAS PANTRY) | THREE SPRINGS REGIONAL - RCPW | THREE SPRINGS |  | 1 | 8/1/1994 12:00:00 AM
VA2165705 | GE | THH5 | QT | RT | Y | DS001 | DS008 | 6460 E DONNAGAIL DR | THREE SPRINGS REGIONAL - RCPW | THREE SPRINGS |  | 1 | 8/1/1994 12:00:00 AM
VA2165705 | TC | TC | MN | RT | Y | DS001 | TCR01 |  | THREE SPRINGS REGIONAL - RCPW | THREE SPRINGS |  | 45 | 8/1/1994 12:00:00 AM
VA2165705 | GE | FRFL | MN | ST | N | EP001 | EP001 | FINISHED WATER TAP | THREE SPRINGS REGIONAL - RCPW | THREE SPRINGS WTP ENTRY POINT |  | 3 | 8/1/1994 12:00:00 AM
VA2165705 | GE | ICMT | YR | RT | Y | EP001 | EP001 | FINISHED WATER TAP | THREE SPRINGS REGIONAL - RCPW | THREE SPRINGS WTP ENTRY POINT |  | 1 | 8/1/1994 12:00:00 AM
VA2165710 | TC | TC | QT | RT | Y | DS001 | TCR01 |  | SWIFT RUN CAMPGROUND | DISTRIBUTION |  | 1 | 5/29/2002 12:00:00 AM
VA2165710 | GE | MPN | QT | RT | Y | WL001 | RW001 | WELL RAW TAP | SWIFT RUN CAMPGROUND | DRILLED WELL |  | 1 | 5/29/2002 12:00:00 AM
VA2165720 | GE | THH5 | YR | RT | Y | DS001 | DS001 | 399 FIFTH AVE. - MRT | TIMBERVILLE, TOWN OF | DISTRIBUTION |  | 1 | 11/14/1977 12:00:00 AM
VA2165720 | GE | FRFL | MN | ST | N | DS001 | DS002 | 360 WALKER WAY - FL | TIMBERVILLE, TOWN OF | DISTRIBUTION |  | 3 | 11/14/1977 12:00:00 AM
VA2165720 | TC | TC | MN | RT | Y | DS001 | TCR01 |  | TIMBERVILLE, TOWN OF | DISTRIBUTION |  | 6 | 11/14/1977 12:00:00 AM
VA2165720 | GE | MPN | QT | RT | Y | WL002 | RW002 | RAW TAP | TIMBERVILLE, TOWN OF | WELL #2 |  | 1 | 11/14/1977 12:00:00 AM
VA2165767 | TC | TC | QT | RT | Y | DS001 | TCR01 |  | BOWMAN ORCHARDS - VETTERS CAMP 2 | VETTERS CAMP DISTRIBUTION |  | 1 | 8/11/2021 12:00:00 AM
VA2171070 | TC | TC | QT | RT | Y | DS001 | TCR01 |  | PILOT TRAVEL CENTER #4642 | TRAVEL PLAZA |  | 1 | 12/12/1997 12:00:00 AM
VA2171070 | GE | MPN | QT | RT | Y | WL001 | RW002 | WELL 1 RAW WATER | PILOT TRAVEL CENTER #4642 | WELL NO. 1 |  | 1 | 12/12/1997 12:00:00 AM
VA2171175 | PB | PBCU | 3Y | RT | Y | DS001 | LCR02 | PLANT #3 WOMEN'S RM. | BOWMAN APPLE PRODUCTS | BOWMAN APPLE PRODUCTS | FSD | 1 | 6/24/1977 12:00:00 AM
VA2171175 | PB | PBCU | 3Y | RT | Y | DS001 | LCR03 | PLANT 1 QA LAB SINK | BOWMAN APPLE PRODUCTS | BOWMAN APPLE PRODUCTS | FSD | 1 | 6/24/1977 12:00:00 AM
VA2171175 | PB | PBCU | 3Y | RT | Y | DS001 | LCR04 | MAIN OFFICE UPSTAIRS BREAK RM. | BOWMAN APPLE PRODUCTS | BOWMAN APPLE PRODUCTS | FSD | 1 | 6/24/1977 12:00:00 AM
VA2171175 | PB | PBCU | 3Y | RT | Y | DS001 | LCR08 | PLANT 3 UPSTAIRS OFFICE SINK | BOWMAN APPLE PRODUCTS | BOWMAN APPLE PRODUCTS | FSD | 1 | 6/24/1977 12:00:00 AM
VA2171175 | PB | PBCU | 3Y | RT | Y | DS001 | LCR13 | BWHITE HOUSE FAUCET INSIDE | BOWMAN APPLE PRODUCTS | BOWMAN APPLE PRODUCTS | FSD | 1 | 6/24/1977 12:00:00 AM
VA2171175 | TC | TC | MN | RT | Y | DS001 | TCR01 |  | BOWMAN APPLE PRODUCTS | BOWMAN APPLE PRODUCTS |  | 3 | 6/24/1977 12:00:00 AM
VA2171175 | GE | NIT | QT | RT | Y | EP004 | EP004 | WELL 4 TAP AFTER CL2 | BOWMAN APPLE PRODUCTS | EP - WELL 4 TMT PLT |  | 1 | 6/24/1977 12:00:00 AM
VA2171175 | GE | MPN | QT | RT | Y | WL004 | RW004 | RAW TAP WELL 4 | BOWMAN APPLE PRODUCTS | WELL NO. 4 |  | 1 | 6/24/1977 12:00:00 AM
VA2171250 | GE | THH5 | YR | RT | Y | DS001 | DS006 | PRV - SECTION 10 | STONEY CREEK SANITARY DISTRICT | STONEY CREEK SANITARY DISTRICT |  | 1 | 1/16/1987 12:00:00 AM
VA2171250 | GE | THH5 | YR | RT | Y | DS001 | DS008 | CREEKSIDE VILLAGE | STONEY CREEK SANITARY DISTRICT | STONEY CREEK SANITARY DISTRICT |  | 1 | 1/16/1987 12:00:00 AM
VA2171250 | TC | TC | MN | RT | Y | DS001 | TCR01 |  | STONEY CREEK SANITARY DISTRICT | STONEY CREEK SANITARY DISTRICT |  | 6 | 1/16/1987 12:00:00 AM
VA2171250 | GE | RADA | 6Y | RT | Y | SS023 | EP002 | P-4 - FIN WATER TAP | STONEY CREEK SANITARY DISTRICT | EP - WELL P-4/P-8 TMT PLT |  | 1 | 1/16/1987 12:00:00 AM
VA2171250 | GE | MPN | YR | RT | Y | WL001 | RW001 | WELL P-1 | STONEY CREEK SANITARY DISTRICT | WELL P-1 |  | 1 | 1/16/1987 12:00:00 AM
VA2171250 | GE | MPN | YR | RT | Y | WL002 | RW002 | WELL P-2 | STONEY CREEK SANITARY DISTRICT | WELL P-2 |  | 1 | 1/16/1987 12:00:00 AM
VA2171250 | GE | MPN | YR | RT | Y | WL003 | RW003 | WELL P-4 | STONEY CREEK SANITARY DISTRICT | WELL P-4 |  | 1 | 1/16/1987 12:00:00 AM
VA2171250 | GE | MPN | YR | RT | Y | WL007 | RW007 | WELL P-8 | STONEY CREEK SANITARY DISTRICT | WELL P-8 |  | 1 | 1/16/1987 12:00:00 AM
VA2171250 | GE | MPN | YR | RT | Y | WL019 | RW019 | WELL P-3 | STONEY CREEK SANITARY DISTRICT | WELL P-3 |  | 1 | 1/16/1987 12:00:00 AM
VA2171250 | GE | MPN | YR | RT | Y | WL020 | RW020 | WELL P-3A | STONEY CREEK SANITARY DISTRICT | WELL P-3A |  | 1 | 1/16/1987 12:00:00 AM
VA2171256 | TC | TC | QT | RT | Y | DS001 | TCR01 |  | CAVE RIDGE VINEYARD | CAVE RIDGE VINEYARD |  | 1 | 7/13/2021 12:00:00 AM
VA2171256 | GE | MPN | YR | RT | Y | WL001 | WL001 | WELL 1 | CAVE RIDGE VINEYARD | WELL 1 |  | 1 | 7/13/2021 12:00:00 AM
VA2171258 | TC | TC | QT | RT | Y | DS001 | TCR01 |  | CAROLINE FURNACE LUTHERAN CAMP | CAROLINE FURANCE LUTHERAN CAMP |  | 1 | 2/5/1998 12:00:00 AM
VA2171258 | GE | MPN | YR | RT | Y | WL001 | RW001 | RAW TAP | CAROLINE FURNACE LUTHERAN CAMP | DRILLED WELL |  | 1 | 2/5/1998 12:00:00 AM
VA2171264 | TC | TC | QT | RT | Y | DS001 | TCR01 |  | CHERRY HILL MIGRANT LABOR CAMP | CHERRY HILL MIGRANT LABOR CAMP |  | 1 | 1/5/1998 12:00:00 AM
VA2171264 | GE | MPN | QT | RT | Y | WL001 | RW001 | RAW TAP | CHERRY HILL MIGRANT LABOR CAMP | WELL |  | 1 | 1/5/1998 12:00:00 AM
VA2171300 | GE | TTHM | YR | RT | Y | DS001 | DS004 | 902 EDINBURG RES RD | EDINBURG, TOWN OF | EDINBURG, TOWN OF |  | 1 | 5/18/1967 12:00:00 AM
VA2171300 | PB | PBCU | 3Y | RT | Y | DS001 | LCR02 | 301 PALMYRA RD | EDINBURG, TOWN OF | EDINBURG, TOWN OF | FSD | 1 | 5/18/1967 12:00:00 AM
VA2171300 | PB | PBCU | 3Y | RT | Y | DS001 | LCR04 | 115 NORTH HIGH ST | EDINBURG, TOWN OF | EDINBURG, TOWN OF | FSD | 1 | 5/18/1967 12:00:00 AM
VA2171300 | PB | PBCU | 3Y | RT | Y | DS001 | LCR05 | 113 NORTH WHISSEN ST | EDINBURG, TOWN OF | EDINBURG, TOWN OF | FSD | 1 | 5/18/1967 12:00:00 AM
VA2171300 | PB | PBCU | 3Y | RT | Y | DS001 | LCR06 | 506 PICCADILY ST | EDINBURG, TOWN OF | EDINBURG, TOWN OF | FSD | 1 | 5/18/1967 12:00:00 AM
VA2171300 | PB | PBCU | 3Y | RT | Y | DS001 | LCR07 | 109 MASSANUTTEN ST | EDINBURG, TOWN OF | EDINBURG, TOWN OF | FSD | 1 | 5/18/1967 12:00:00 AM
VA2171300 | PB | PBCU | 3Y | RT | Y | DS001 | LCR08 | 111 NORTH WHISSEN ST | EDINBURG, TOWN OF | EDINBURG, TOWN OF | FSD | 1 | 5/18/1967 12:00:00 AM
VA2171300 | PB | PBCU | 3Y | RT | Y | DS001 | LCR09 | 4290 PALMYRA CHURCH RD | EDINBURG, TOWN OF | EDINBURG, TOWN OF | FSD | 1 | 5/18/1967 12:00:00 AM
VA2171300 | PB | PBCU | 3Y | RT | Y | DS001 | LCR11 | 115 WINDSOR KNIT RD | EDINBURG, TOWN OF | EDINBURG, TOWN OF | FSD | 1 | 5/18/1967 12:00:00 AM
VA2171300 | PB | PBCU | 3Y | RT | Y | DS001 | LCR12 | 112 S MAIN ST | EDINBURG, TOWN OF | EDINBURG, TOWN OF | FSD | 1 | 5/18/1967 12:00:00 AM
VA2171300 | PB | PBCU | 3Y | RT | Y | DS001 | LCR13 | 210 NORTH MAIN ST | EDINBURG, TOWN OF | EDINBURG, TOWN OF | FSD | 1 | 5/18/1967 12:00:00 AM
VA2171300 | TC | TC | MN | RT | Y | DS001 | TCR01 |  | EDINBURG, TOWN OF | EDINBURG, TOWN OF |  | 6 | 5/18/1967 12:00:00 AM
VA2171315 | GE | THH5 | 3Y | RT | Y | DS001 | DBP01 | 2437 SOUTH OX ROAD | EDINBURG EXTENDED | EDINBURG EXTENDED |  | 1 | 12/6/1984 12:00:00 AM
VA2171315 | TC | TC | MN | RT | Y | DS001 | TCR01 |  | EDINBURG EXTENDED | EDINBURG EXTENDED |  | 3 | 12/6/1984 12:00:00 AM
VA2171315 | GE | MPN | QT | RT | Y | WL002 | RW002 | RAW TAP | EDINBURG EXTENDED | WELL #2 |  | 1 | 12/6/1984 12:00:00 AM
VA2171316 | TC | TC | QT | RT | Y | DS001 | TCR01 |  | GWNF-ELIZABETH FURNACE HOST | GWNF-ELIZABETH FURNACE HOST |  | 1 | 3/4/1992 12:00:00 AM
VA2171318 | TC | TC | MN | RT | Y | DS001 | TCR01 |  | GWNF-ELIZABETH FURNACE CAMP | GWNF-ELIZABETH FURNACE CAMP |  | 3 | 6/17/2011 12:00:00 AM
VA2171318 | GE | MPN | YR | RT | Y | WL01A | RW001 | WELL 1A RAW TAP | GWNF-ELIZABETH FURNACE CAMP | WELL NO. 1A |  | 1 | 6/17/2011 12:00:00 AM
VA2171350 | GE | THH5 | 3Y | RT | Y | DS001 | DBP01 | 112 ELIZABETH LN | HOLLER SUBDIVISION | HOLLER SUBDIVISION |  | 1 | 12/6/1984 12:00:00 AM
VA2171350 | PB | PBCU | 3Y | RT | Y | DS001 | LCR01 | 20700 SENEDO RD | HOLLER SUBDIVISION | HOLLER SUBDIVISION | FSD | 1 | 12/6/1984 12:00:00 AM
VA2171350 | PB | PBCU | 3Y | RT | Y | DS001 | LCR02 | 224 ELIZABETH LN | HOLLER SUBDIVISION | HOLLER SUBDIVISION | FSD | 1 | 12/6/1984 12:00:00 AM
VA2171350 | PB | PBCU | 3Y | RT | Y | DS001 | LCR03 | 26 ELIZABETH LN | HOLLER SUBDIVISION | HOLLER SUBDIVISION | FSD | 1 | 12/6/1984 12:00:00 AM
VA2171350 | PB | PBCU | 3Y | RT | Y | DS001 | LCR04 | 74 ELIZABETH LN | HOLLER SUBDIVISION | HOLLER SUBDIVISION | FSD | 1 | 12/6/1984 12:00:00 AM
VA2171350 | PB | PBCU | 3Y | RT | Y | DS001 | LCR05 | 527 STONEBURNER RD | HOLLER SUBDIVISION | HOLLER SUBDIVISION | FSD | 1 | 12/6/1984 12:00:00 AM
VA2171350 | TC | TC | MN | RT | Y | DS001 | TCR01 |  | HOLLER SUBDIVISION | HOLLER SUBDIVISION |  | 3 | 12/6/1984 12:00:00 AM
VA2171350 | GE | NIT | YR | RT | Y | EP001 | EP001 | TREATED WATER TAP | HOLLER SUBDIVISION | ENTRY POINT WELL 1 |  | 1 | 12/6/1984 12:00:00 AM
VA2171350 | GE | NIT | YR | RT | Y | EP002 | EP002 | TREATED WATER TAP | HOLLER SUBDIVISION | ENTRY POINT WELL 2 |  | 1 | 12/6/1984 12:00:00 AM
VA2171350 | GE | MPN | QT | RT | Y | WL001 | RW001 | RAW TAP WELL 1 | HOLLER SUBDIVISION | WELL #1 |  | 1 | 12/6/1984 12:00:00 AM
VA2171350 | GE | MPN | QT | RT | Y | WL002 | RW002 | RAW TAP WELL 2 | HOLLER SUBDIVISION | WELL #2 |  | 1 | 12/6/1984 12:00:00 AM
VA2171360 | TC | TC | QT | RT | Y | DS001 | TCR01 |  | HOLMAN`S CREEK LABOR CAMP | HOLMANS CREEK LABOR CAMP |  | 1 | 1/5/1998 12:00:00 AM
VA2171360 | GE | MPN | YR | RT | Y | WL001 | RW001 | RAW TAP | HOLMAN`S CREEK LABOR CAMP | WELL NO. 1 |  | 1 | 1/5/1998 12:00:00 AM
VA2171369 | TC | TC | QT | RT | Y | DS001 | TCR01 |  | INN AT NARROW PASSAGE | INN AT NARROW PASSAGE |  | 1 | 1/1/2003 12:00:00 AM
VA2171369 | GE | NIT | YR | RT | Y | EP001 | EP001 | TREATED WATER TAP | INN AT NARROW PASSAGE | EP WELL |  | 1 | 1/1/2003 12:00:00 AM
VA2171400 | TC | TC | MN | RT | Y | DS001 | TCR01 |  | LAMBERT`S MOBILE VILLA | LAMBERT'S MOBILE VILLA |  | 3 | 1/13/1978 12:00:00 AM
VA2171400 | GE | NIT | YR | RT | Y | EP001 | EP001 | W1 PRESS TK DISCH | LAMBERT`S MOBILE VILLA | EP - WELL 1 |  | 1 | 1/13/1978 12:00:00 AM
VA2171400 | GE | RADA | 6Y | RT | Y | EP001 | EP001 | W1 PRESS TK DISCH | LAMBERT`S MOBILE VILLA | EP - WELL 1 |  | 1 | 1/13/1978 12:00:00 AM
VA2171400 | GE | NIT | YR | RT | Y | EP002 | EP002 | W2 TAP AFTER CCT | LAMBERT`S MOBILE VILLA | EP - WELL 2 TMT PLT |  | 1 | 1/13/1978 12:00:00 AM
VA2171400 | GE | MPN | QT | RT | Y | WL001 | RW001 | W1- RAW TAP | LAMBERT`S MOBILE VILLA | WELL NO. 1 |  | 1 | 1/13/1978 12:00:00 AM
VA2171400 | GE | MPN | QT | RT | Y | WL002 | RW002 | W2 - RAW TAP | LAMBERT`S MOBILE VILLA | WELL NO. 2 |  | 1 | 1/13/1978 12:00:00 AM
VA2171425 | TC | TC | MN | RT | Y | DS001 | TCR01 |  | LEISURE POINT | LEISURE POINT |  | 3 | 11/2/1977 12:00:00 AM
VA2171425 | GE | NIT | YR | RT | Y | EP001 | EP001 | ENTRY POINT TAP | LEISURE POINT | EP - WELL NO 1 |  | 1 | 11/2/1977 12:00:00 AM
VA2171425 | GE | RADA | 6Y | RT | Y | EP001 | EP001 | ENTRY POINT TAP | LEISURE POINT | EP - WELL NO 1 |  | 1 | 11/2/1977 12:00:00 AM
VA2171425 | GE | MPN | YR | RT | Y | WL001 | RW001 | WELL NO. 1/WL001 | LEISURE POINT | WELL NO. 1 |  | 1 | 11/2/1977 12:00:00 AM
VA2171445 | TC | TC | QT | RT | Y | DS001 | TCR01 |  | LOVE`S TRAVEL PLAZA | LOVE'S TRAVEL PLAZA |  | 1 | 10/2/2003 12:00:00 AM
VA2171445 | GE | NIT | YR | RT | Y | EP001 | EP001 | PRESS TK DISCH PIPE | LOVE`S TRAVEL PLAZA | EP-WELL NO. 1 TMT PLT |  | 1 | 10/2/2003 12:00:00 AM
VA2171445 | GE | MPN | QT | RT | Y | WL001 | RW002 | WELL 1 DISCH LINE | LOVE`S TRAVEL PLAZA | WELL NO. 1 |  | 1 | 10/2/2003 12:00:00 AM
VA2171475 | TC | TC | MN | RT | Y | DS001 | TCR01 |  | MASSANUTTEN VIEW SUBDIVISION | MASSANUTTEN VIEW SUBDIVISION |  | 3 | 12/6/1984 12:00:00 AM
VA2171475 | GE | NIT | YR | RT | Y | EP002 | EP002 | TREATED WATER TAP | MASSANUTTEN VIEW SUBDIVISION | ENTRY POINT WELL 2A |  | 1 | 12/6/1984 12:00:00 AM
VA2171475 | GE | MPN | QT | RT | Y | WL02A | RW02A | RAW TAP WELL # 2A | MASSANUTTEN VIEW SUBDIVISION | WELL # 2A |  | 1 | 12/6/1984 12:00:00 AM
VA2171510 | TC | TC | MN | RT | Y | DS001 | TCR01 |  | BUDGET INN-STRASBURG | BUDGET INN |  | 3 | 1/5/1998 12:00:00 AM
VA2171510 | GE | MPN | QT | RT | Y | WL001 | RW001 | WELL/001 | BUDGET INN-STRASBURG | WELL |  | 1 | 1/5/1998 12:00:00 AM
VA2171575 | GE | THH5 | YR | RT | Y | DS001 | DS013 | 6317 RAILROAD STREET | MOUNT JACKSON, TOWN OF | MOUNT JACKSON |  | 1 | 12/15/1977 12:00:00 AM
VA2171575 | TC | TC | MN | RT | Y | DS001 | TCR01 |  | MOUNT JACKSON, TOWN OF | MOUNT JACKSON |  | 6 | 12/15/1977 12:00:00 AM
VA2171575 | GE | NIT | YR | RT | Y | EP001 | EP001 | NO3 REMOVAL FINISHED WATER | MOUNT JACKSON, TOWN OF | ENTRY POINT - NITRATE REMOVAL FACILITY |  | 1 | 12/15/1977 12:00:00 AM
VA2171575 | GE | VOC | YR | RT | Y | EP001 | EP001 | NO3 REMOVAL FINISHED WATER | MOUNT JACKSON, TOWN OF | ENTRY POINT - NITRATE REMOVAL FACILITY |  | 1 | 12/15/1977 12:00:00 AM
VA2171575 | GE | NIT | YR | RT | Y | EP002 | EP002 | WELL 2A FINISHED TAP | MOUNT JACKSON, TOWN OF | EP - WELL 2A TMT PLT |  | 1 | 12/15/1977 12:00:00 AM
VA2171575 | GE | NIT | YR | RT | Y | EP008 | EP008 | WELL 8 TREATED WATER | MOUNT JACKSON, TOWN OF | WELL 8 ENTRY POINT |  | 1 | 12/15/1977 12:00:00 AM
VA2171575 | GE | NIT | YR | RT | Y | EP00AL | EP0AL | ASHBY LEE FIN TAP | MOUNT JACKSON, TOWN OF | EP - ASHBY LEE WELL TMT PLT |  | 1 | 12/15/1977 12:00:00 AM
VA2171575 | GE | MPN | QT | RT | Y | WL002A | RW002A | WELL 2A RAW WATER | MOUNT JACKSON, TOWN OF | WELL NO. 2A |  | 1 | 12/15/1977 12:00:00 AM
VA2171575 | GE | MPN | QT | RT | Y | WL004 | RW004 | WELL 4 RAW WATER | MOUNT JACKSON, TOWN OF | WELL NO. 4 |  | 1 | 12/15/1977 12:00:00 AM
VA2171575 | GE | MPN | QT | RT | Y | WL007 | RW007 | WELL 7 RAW WATER TAP | MOUNT JACKSON, TOWN OF | WELL NO. 7 |  | 1 | 12/15/1977 12:00:00 AM
VA2171575 | GE | MPN | QT | RT | Y | WL00AL | RW00AL | ASHBY LEE RAW WATER | MOUNT JACKSON, TOWN OF | ASHBY LEE WELL |  | 1 | 12/15/1977 12:00:00 AM
VA2171580 | TC | TC | QT | RT | Y | DS001 | TCR01 |  | MOUNT CLIFTON ORCHARD MIGRANT LABOR CAMP | BOWMAN AGRICULTURAL ENTERPRISE |  | 1 | 1/5/1998 12:00:00 AM
VA2171580 | GE | MPN | YR | RT | Y | WL001 | RW001 | RAW TAP | MOUNT CLIFTON ORCHARD MIGRANT LABOR CAMP | WELL |  | 1 | 1/5/1998 12:00:00 AM
VA2171600 | GE | THH5 | YR | RT | Y | DS001 | DBP01 | 2192 OLD VALLEY PIKE | NEW MARKET, TOWN OF | NEW MARKET, TOWN OF |  | 1 | 3/18/1926 12:00:00 AM
VA2171600 | PB | PBCU | YR | RT | Y | DS001 | LCR19 | 9064 N CONGRESS ST | NEW MARKET, TOWN OF | NEW MARKET, TOWN OF | FSD | 1 | 3/18/1926 12:00:00 AM
VA2171600 | PB | PBCU | YR | RT | Y | DS001 | LCR21 | 150 CLARK ST | NEW MARKET, TOWN OF | NEW MARKET, TOWN OF | FSD | 1 | 3/18/1926 12:00:00 AM
VA2171600 | PB | PBCU | YR | RT | Y | DS001 | LCR22 | 177 STONEWALL ST | NEW MARKET, TOWN OF | NEW MARKET, TOWN OF | FSD | 1 | 3/18/1926 12:00:00 AM
VA2171600 | PB | PBCU | YR | RT | Y | DS001 | LCR28 | 9839 MASSANUTTEN AVE | NEW MARKET, TOWN OF | NEW MARKET, TOWN OF | FSD | 1 | 3/18/1926 12:00:00 AM
VA2171600 | PB | PBCU | YR | RT | Y | DS001 | LCR29 | 246 CLICKS LN | NEW MARKET, TOWN OF | NEW MARKET, TOWN OF | FSD | 1 | 3/18/1926 12:00:00 AM
VA2171600 | PB | PBCU | YR | RT | Y | DS001 | LCR43 | 9572 SHENANDOAH DR | NEW MARKET, TOWN OF | NEW MARKET, TOWN OF | FSD | 1 | 3/18/1926 12:00:00 AM
VA2171600 | PB | PBCU | YR | RT | Y | DS001 | LCR54 | 9504 JOHN SEVIER RD | NEW MARKET, TOWN OF | NEW MARKET, TOWN OF | FSD | 1 | 3/18/1926 12:00:00 AM
VA2171600 | PB | PBCU | YR | RT | Y | DS001 | LCR65 | 9520 JOHN SEVIER RD | NEW MARKET, TOWN OF | NEW MARKET, TOWN OF | FSD | 1 | 3/18/1926 12:00:00 AM
VA2171600 | PB | PBCU | YR | RT | Y | DS001 | LCR66 | 163 SHADY LANE | NEW MARKET, TOWN OF | NEW MARKET, TOWN OF | FSD | 1 | 3/18/1926 12:00:00 AM
VA2171600 | PB | PBCU | YR | RT | Y | DS001 | LCR67 | 9560 SOUTH CONGRESS ST | NEW MARKET, TOWN OF | NEW MARKET, TOWN OF | FSD | 1 | 3/18/1926 12:00:00 AM
VA2171600 | TC | TC | MN | RT | Y | DS001 | TCR01 |  | NEW MARKET, TOWN OF | NEW MARKET, TOWN OF |  | 6 | 3/18/1926 12:00:00 AM
VA2171600 | GE | ICMT | YR | RT | Y | EP001 | EP001 | RT 211 FINISHED TAP | NEW MARKET, TOWN OF | EP - RT 211 WTP |  | 1 | 3/18/1926 12:00:00 AM
VA2171600 | GE | NIT | YR | RT | Y | EP001 | EP001 | RT 211 FINISHED TAP | NEW MARKET, TOWN OF | EP - RT 211 WTP |  | 1 | 3/18/1926 12:00:00 AM
VA2171600 | GE | NIT | QT | RT | Y | EP002 | EP002 | W1/6 CCT EFFLUENT | NEW MARKET, TOWN OF | EP - WELL 1/6 |  | 1 | 3/18/1926 12:00:00 AM
VA2171600 | GE | MPN | QT | RT | Y | WL001 | RW001 | WELL 1 DISCHARG LINE | NEW MARKET, TOWN OF | WELL NO. 1 |  | 1 | 3/18/1926 12:00:00 AM
VA2171600 | GE | MPN | QT | RT | Y | WL006 | RW006 | WELL 6 DISCHARG LINE | NEW MARKET, TOWN OF | WELL NO. 6 |  | 1 | 3/18/1926 12:00:00 AM
VA2171625 | TC | TC | QT | RT | Y | DS001 | TCR01 |  | NEW MARKET BATTLEFIELD PARK | NEW MARKET BATTLEFIELD PARK |  | 1 | 12/16/1970 12:00:00 AM
VA2171625 | GE | NIT | YR | RT | Y | EP001 | EP001 | TAP PRESS TK OUTLET | NEW MARKET BATTLEFIELD PARK | EP - WELL 1 TMT PLT |  | 1 | 12/16/1970 12:00:00 AM
VA2171625 | GE | MPN | QT | RT | Y | WL001 | RW001 | WELL NO. 1-WL001 | NEW MARKET BATTLEFIELD PARK | WELL NO. 1 |  | 1 | 12/16/1970 12:00:00 AM
VA2171636 | TC | TC | MN | RT | Y | DS001 | TCR01 |  | SHRINE MONT | SHRINE MONT |  | 3 | 1/1/2003 12:00:00 AM
VA2171636 | GE | NIT | YR | RT | Y | EP001 | EP001 | EP SPRING TAP | SHRINE MONT | EP SPRING |  | 1 | 1/1/2003 12:00:00 AM
VA2171636 | GE | MPN | MN | RT | Y | SP001 | RW001 | RAW TAP | SHRINE MONT | SPRING |  | 3 | 1/1/2003 12:00:00 AM
VA2171650 | GE | TTHM | YR | RT | Y | DS001 | DS007 | 18979 SENEDO RD HYD | GEORGE`S CHICKEN, LLC | GEORGE'S CHICKEN, LLC |  | 1 | 3/8/1971 12:00:00 AM
VA2171650 | GE | HAA5 | YR | RT | Y | DS001 | DS015 | 19930 SENEDO RD - APT/SCHOOL HOUSE | GEORGE`S CHICKEN, LLC | GEORGE'S CHICKEN, LLC |  | 1 | 3/8/1971 12:00:00 AM
VA2171650 | TC | TC | MN | RT | Y | DS001 | TCR01 |  | GEORGE`S CHICKEN, LLC | GEORGE'S CHICKEN, LLC |  | 3 | 3/8/1971 12:00:00 AM
VA2171650 | GE | NIT | YR | RT | Y | EP001 | EP001 | WTP-CW FINISHED TAP | GEORGE`S CHICKEN, LLC | EP - WELL 1/2/3/4/5/6 TMT PLT |  | 1 | 3/8/1971 12:00:00 AM
VA2171683 | TC | TC | MN | RT | Y | DS001 | TCR01 |  | RYAN SUBDIVISION | RYAN SUBDIVISION |  | 3 | 12/6/1984 12:00:00 AM
VA2171683 | GE | NIT | YR | RT | Y | EP001 | EP001 | TREATED WATER TAP | RYAN SUBDIVISION | ENTRY POINT WELL 1 |  | 1 | 12/6/1984 12:00:00 AM
VA2171683 | GE | NIT | YR | RT | Y | EP003 | EP003 | TREATED WATER TAP | RYAN SUBDIVISION | ENTRY POINT WELL 3 |  | 1 | 12/6/1984 12:00:00 AM
VA2171683 | GE | MPN | QT | RT | Y | WL001 | RW001 | RAW WATER TAP | RYAN SUBDIVISION | WELL #1 - OFFLINE |  | 1 | 12/6/1984 12:00:00 AM
VA2171683 | GE | MPN | QT | RT | Y | WL003 | RW003 | RAW WATER TAP | RYAN SUBDIVISION | WELL #3 |  | 1 | 12/6/1984 12:00:00 AM
VA2171750 | GE | THH5 | QT | RT | Y | DS001 | DS030 | 888 CARRIER DR / 570 VIRGINIA ST | STRASBURG, TOWN OF | STRASBURG, TOWN OF |  | 1 | 9/20/1922 12:00:00 AM
VA2171750 | GE | THH5 | QT | RT | Y | DS001 | DS032 | 19 SIGNAL KNOB DR | STRASBURG, TOWN OF | STRASBURG, TOWN OF |  | 1 | 9/20/1922 12:00:00 AM
VA2171750 | TC | TC | MN | RT | Y | DS001 | TCR01 |  | STRASBURG, TOWN OF | STRASBURG, TOWN OF |  | 24 | 9/20/1922 12:00:00 AM
VA2171750 | GE | FRFL | MN | ST | N | EP001 | EP001 | LAB-CW FINISHED TAP | STRASBURG, TOWN OF | EP - STRASBURG WTP |  | 3 | 9/20/1922 12:00:00 AM
VA2171750 | GE | RADA | 6Y | RT | Y | EP001 | EP001 | LAB-CW FINISHED TAP | STRASBURG, TOWN OF | EP - STRASBURG WTP |  | 1 | 9/20/1922 12:00:00 AM
VA2171750 | GE | TOCA | MN | RT | Y | IN001 | RW001 | INTAKE RAW WATER | STRASBURG, TOWN OF | NORTH FORK SHENANDOAH RIVER |  | 3 | 9/20/1922 12:00:00 AM
VA2171750 | GE | TOC | MN | RT | Y | TP001 | UP001 | COMBINED FILTER EFFLUENT | STRASBURG, TOWN OF | STRASBURG WATER TREATMENT PLANT |  | 3 | 9/20/1922 12:00:00 AM
VA2171800 | TC | TC | MN | RT | Y | DS001 | TCR01 |  | TOMS BROOK-MAURERTOWN SANITARY DISTRICT | TOMS BROOK-MAURERTOWN SANITARY DISTRICT |  | 6 | 3/3/1995 12:00:00 AM
VA2171800 | GE | NIT | YR | RT | Y | EP001 | EP001 | WELL 1 FINISHED TAP | TOMS BROOK-MAURERTOWN SANITARY DISTRICT | EP - WELL NO 1 TMT PLT |  | 1 | 3/3/1995 12:00:00 AM
VA2171800 | GE | NIT | YR | RT | Y | EP002 | EP002 | WELL 3 FINISHED TAP | TOMS BROOK-MAURERTOWN SANITARY DISTRICT | EP - WELL NO 3 TMT PLT |  | 1 | 3/3/1995 12:00:00 AM
VA2171800 | GE | MPN | QT | RT | Y | WL001 | RW001 | WELL 1 DISCH LINE | TOMS BROOK-MAURERTOWN SANITARY DISTRICT | WELL NO. 1 (TOMS BROOK 1) |  | 1 | 3/3/1995 12:00:00 AM
VA2171806 | TC | TC | QT | RT | Y | DS001 | TCR01 |  | CEDAR CREEK CHRISTIAN CAMP | CEDAR CREEK CHRISTIAN CAMP |  | 1 | 4/4/2019 12:00:00 AM
VA2171806 | GE | NIT | YR | RT | Y | EP001 | EP001 | TREATED WATER TAP | CEDAR CREEK CHRISTIAN CAMP | ENTRY POINT |  | 1 | 4/4/2019 12:00:00 AM
VA2171806 | GE | MPN | YR | RT | Y | WL002 | RW002 | WELL 2 RAW TAP | CEDAR CREEK CHRISTIAN CAMP | WELL 2 |  | 1 | 4/4/2019 12:00:00 AM
VA2171807 | TC | TC | QT | RT | Y | DS001 | TCR01 |  | FORT VALLEY HORSE & MULE CAMP | FORT VALLEY STABLES |  | 1 | 5/21/2001 12:00:00 AM
VA2171807 | GE | MPN | YR | RT | Y | WL001 | RW001 | RAW TAP | FORT VALLEY HORSE & MULE CAMP | WELL NO 1 |  | 1 | 5/21/2001 12:00:00 AM
VA2171813 | TC | TC | QT | RT | Y | DS001 | TCR01 |  | VALLEY VIEW MOTEL | VALLEY VIEW MOTEL |  | 1 | 1/5/1998 12:00:00 AM
VA2171813 | GE | MPN | YR | RT | Y | WL001 | RW001 | RAW TAP | VALLEY VIEW MOTEL | WELL |  | 1 | 1/5/1998 12:00:00 AM
VA2171815 | TC | TC | MN | RT | Y | DS001 | TCR01 |  | VALLEY BAPTIST CHRISTIAN SCHOOL | VALLEY BAPTIST CHRISTIAN SCHOOL |  | 3 | 1/10/1992 12:00:00 AM
VA2171815 | GE | NIT | YR | RT | Y | EP001 | EP001 | PRESS TK INLET PIPE | VALLEY BAPTIST CHRISTIAN SCHOOL | EP - WELL 1 TMT PLT |  | 1 | 1/10/1992 12:00:00 AM
VA2171815 | GE | MPN | QT | RT | Y | WL001 | RW001 | RAW TAP | VALLEY BAPTIST CHRISTIAN SCHOOL | WELL NO. 1 |  | 1 | 1/10/1992 12:00:00 AM
VA2171817 | TC | TC | MN | RT | Y | DS001 | TCR01 |  | VALLEY VIEW SUBDIVISION | VALLEY VIEW SUBDIVISION |  | 3 | 12/17/1990 12:00:00 AM
VA2171817 | GE | NIT | YR | RT | Y | EP001 | EP001 | TAP PRESS TK OUTLET | VALLEY VIEW SUBDIVISION | EP - WELL 1/2 |  | 1 | 12/17/1990 12:00:00 AM
VA2171817 | GE | MPN | QT | RT | Y | WL001 | RW001 | RAW TAP | VALLEY VIEW SUBDIVISION | WELL NO. 1 |  | 1 | 12/17/1990 12:00:00 AM
VA2171817 | GE | MPN | QT | RT | Y | WL002 | RW002 | WELL 2 RAW TAP | VALLEY VIEW SUBDIVISION | WELL NO. 2 |  | 1 | 12/17/1990 12:00:00 AM
VA2171820 | TC | TC | MN | RT | Y | DS001 | TCR01 |  | VDOT EDINBURG RESIDENCY | VDOT-EDINBURG RESIDENCY |  | 3 | 11/24/1993 12:00:00 AM
VA2171820 | GE | MPN | QT | RT | Y | WL001 | RW001 | WELL NO. 1/WL001 | VDOT EDINBURG RESIDENCY | WELL NO. 1 |  | 1 | 11/24/1993 12:00:00 AM
VA2171850 | GE | THH5 | QT | RT | Y | DS001 | DBP01 | TOWN OFFICE - 135 N MAIN | WOODSTOCK, TOWN OF | WOODSTOCK, TOWN OF |  | 1 | 10/6/1955 12:00:00 AM
VA2171850 | GE | THH5 | QT | RT | Y | DS001 | DBP02 | 2322 READUS RD/SAMPLE BOX | WOODSTOCK, TOWN OF | WOODSTOCK, TOWN OF |  | 1 | 10/6/1955 12:00:00 AM
VA2171850 | GE | THH5 | QT | RT | Y | DS001 | DBP03 | 118 LOU JAKE LANE | WOODSTOCK, TOWN OF | WOODSTOCK, TOWN OF |  | 1 | 10/6/1955 12:00:00 AM
VA2171850 | PB | PBCU | 3Y | RT | Y | DS001 | LCR09 | 321 W RESERVOIR RD - KFC | WOODSTOCK, TOWN OF | WOODSTOCK, TOWN OF | FSD | 1 | 10/6/1955 12:00:00 AM
VA2171850 | PB | PBCU | 3Y | RT | Y | DS001 | LCR12 | 625 PARK AVE | WOODSTOCK, TOWN OF | WOODSTOCK, TOWN OF | FSD | 1 | 10/6/1955 12:00:00 AM
VA2171850 | PB | PBCU | 3Y | RT | Y | DS001 | LCR15 | 327 W RESERVOIR - WENDY'S | WOODSTOCK, TOWN OF | WOODSTOCK, TOWN OF | FSD | 1 | 10/6/1955 12:00:00 AM
VA2171850 | PB | PBCU | 3Y | RT | Y | DS001 | LCR17 | 169 BENCHOFF DR | WOODSTOCK, TOWN OF | WOODSTOCK, TOWN OF | FSD | 1 | 10/6/1955 12:00:00 AM
VA2171850 | PB | PBCU | 3Y | RT | Y | DS001 | LCR26 | 317 DAWN AVE | WOODSTOCK, TOWN OF | WOODSTOCK, TOWN OF | FSD | 1 | 10/6/1955 12:00:00 AM
VA2171850 | PB | PBCU | 3Y | RT | Y | DS001 | LCR27 | 405 NORTH WATER ST. - OFFICE | WOODSTOCK, TOWN OF | WOODSTOCK, TOWN OF | FSD | 1 | 10/6/1955 12:00:00 AM
VA2171850 | PB | PBCU | 3Y | RT | Y | DS001 | LCR30 | 403 WEST HIGH ST | WOODSTOCK, TOWN OF | WOODSTOCK, TOWN OF | FSD | 1 | 10/6/1955 12:00:00 AM
VA2171850 | PB | PBCU | 3Y | RT | Y | DS001 | LCR33 | 404 ROLAND RD | WOODSTOCK, TOWN OF | WOODSTOCK, TOWN OF | FSD | 1 | 10/6/1955 12:00:00 AM
VA2171850 | PB | PBCU | 3Y | RT | Y | DS001 | LCR36 | 425 JACKSON ST | WOODSTOCK, TOWN OF | WOODSTOCK, TOWN OF | FSD | 1 | 10/6/1955 12:00:00 AM
VA2171850 | PB | PBCU | 3Y | RT | Y | DS001 | LCR38 | 1262 WHITE ROCK CT | WOODSTOCK, TOWN OF | WOODSTOCK, TOWN OF | FSD | 1 | 10/6/1955 12:00:00 AM
VA2171850 | PB | PBCU | 3Y | RT | Y | DS001 | LCR40 | 737 EAGLE STREET | WOODSTOCK, TOWN OF | WOODSTOCK, TOWN OF | FSD | 1 | 10/6/1955 12:00:00 AM
VA2171850 | PB | PBCU | 3Y | RT | Y | DS001 | LCR48 | 407 ROLAND RD | WOODSTOCK, TOWN OF | WOODSTOCK, TOWN OF | FSD | 1 | 10/6/1955 12:00:00 AM
VA2171850 | PB | PBCU | 3Y | RT | Y | DS001 | LCR49 | 152 VALLEY VISTA DR | WOODSTOCK, TOWN OF | WOODSTOCK, TOWN OF | FSD | 1 | 10/6/1955 12:00:00 AM
VA2171850 | PB | PBCU | 3Y | RT | Y | DS001 | LCR50 | 713 JACKSON ST | WOODSTOCK, TOWN OF | WOODSTOCK, TOWN OF | FSD | 1 | 10/6/1955 12:00:00 AM
VA2171850 | PB | PBCU | 3Y | RT | Y | DS001 | LCR51 | 314 HOLLINGSWORTH RD | WOODSTOCK, TOWN OF | WOODSTOCK, TOWN OF | FSD | 1 | 10/6/1955 12:00:00 AM
VA2171850 | PB | PBCU | 3Y | RT | Y | DS001 | LCR52 | 1045 HISEY AVE | WOODSTOCK, TOWN OF | WOODSTOCK, TOWN OF | FSD | 1 | 10/6/1955 12:00:00 AM
VA2171850 | PB | PBCU | 3Y | RT | Y | DS001 | LCR53 | 1157 OX ROAD | WOODSTOCK, TOWN OF | WOODSTOCK, TOWN OF | FSD | 1 | 10/6/1955 12:00:00 AM
VA2171850 | PB | PBCU | 3Y | RT | Y | DS001 | LCR54 | 700 WEST SPRING ST | WOODSTOCK, TOWN OF | WOODSTOCK, TOWN OF | FSD | 1 | 10/6/1955 12:00:00 AM
VA2171850 | PB | PBCU | 3Y | RT | Y | DS001 | LCR55 | 502 WEST COURT ST | WOODSTOCK, TOWN OF | WOODSTOCK, TOWN OF | FSD | 1 | 10/6/1955 12:00:00 AM
VA2171850 | PB | PBCU | 3Y | RT | Y | DS001 | LCR56 | 311 EAGLE ST | WOODSTOCK, TOWN OF | WOODSTOCK, TOWN OF | FSD | 1 | 10/6/1955 12:00:00 AM
VA2171850 | TC | TC | MN | RT | Y | DS001 | TCR01 |  | WOODSTOCK, TOWN OF | WOODSTOCK, TOWN OF |  | 21 | 10/6/1955 12:00:00 AM
VA2171850 | GE | FRFL | MN | ST | N | EP001 | EP001 | LAB-CW FINISHED TAP | WOODSTOCK, TOWN OF | EP - WOODSTOCK WTP |  | 3 | 10/6/1955 12:00:00 AM
VA2171850 | GE | ICMT | YR | RT | Y | EP001 | EP001 | LAB-CW FINISHED TAP | WOODSTOCK, TOWN OF | EP - WOODSTOCK WTP |  | 1 | 10/6/1955 12:00:00 AM
VA2171850 | GE | NIT | YR | RT | Y | EP001 | EP001 | LAB-CW FINISHED TAP | WOODSTOCK, TOWN OF | EP - WOODSTOCK WTP |  | 1 | 10/6/1955 12:00:00 AM
VA2171850 | GE | TOCA | MN | RT | Y | IN001 | RW001 | INTAKE RAW WATER | WOODSTOCK, TOWN OF | NORTH FORK SHENANDOAH RIVER |  | 3 | 10/6/1955 12:00:00 AM
VA2171850 | GE | TOC | MN | RT | Y | TP001 | UP001 | COMBINED FILTER EFF | WOODSTOCK, TOWN OF | WOODSTOCK WATER TREATMENT PLANT |  | 3 | 10/6/1955 12:00:00 AM
VA2187025 | TC | TC | MN | RT | Y | DS950 | TCR01 |  | ANDY GUEST/SHENANDOAH RIVER SP CG/BL | ANDY GUEST/SHENANDOAH RIVER STATE |  | 3 | 4/12/2001 12:00:00 AM
VA2187025 | GE | MPN | YR | RT | Y | WL002 | RW001 | TAP WELL 2 DISCH LNE | ANDY GUEST/SHENANDOAH RIVER SP CG/BL | WELL NO. 2 |  | 1 | 4/12/2001 12:00:00 AM
VA2187026 | TC | TC | QT | RT | Y | DS950 | TCR01 |  | ANDY GUEST/SHENANDOAH RIVER SP CABIN/CG | ANDY GUEST/SHENANDOAH RIVER STATE PARK |  | 1 | 10/1/2010 12:00:00 AM
VA2187026 | GE | MPN | YR | RT | Y | WL006 | RW002 | TAP WELL 3 DISCH LN | ANDY GUEST/SHENANDOAH RIVER SP CABIN/CG | WELL NO. 3 |  | 1 | 10/1/2010 12:00:00 AM
VA2187065 | GE | THH5 | YR | RT | Y | DS950 | DS006 | REGINA COELI TAP | CHRISTENDOM COLLEGE | CHRISTENDOM COLLEGE |  | 1 | 8/21/1991 12:00:00 AM
VA2187065 | TC | TC | MN | RT | Y | DS950 | TCR01 |  | CHRISTENDOM COLLEGE | CHRISTENDOM COLLEGE |  | 3 | 8/21/1991 12:00:00 AM
VA2187065 | GE | MPN | QT | RT | Y | WL001 | RW001 | WELL NO. 1 (GRAHAM H | CHRISTENDOM COLLEGE | WELL NO. 1 (GRAHAM HALL) |  | 1 | 8/21/1991 12:00:00 AM
VA2187065 | GE | MPN | QT | RT | Y | WL002 | RW002 | WELL NO. 2 (CAMPION | CHRISTENDOM COLLEGE | WELL NO. 2 (CAMPION HALL) |  | 1 | 8/21/1991 12:00:00 AM
VA2187065 | GE | MPN | QT | RT | Y | WL003 | RW003 | WELL 3 DISCHARG LINE | CHRISTENDOM COLLEGE | WELL NO. 3 (BLESSED MARGARET) |  | 1 | 8/21/1991 12:00:00 AM
VA2187065 | GE | MPN | QT | RT | Y | WL008 | RW004 | WELL 4 DISCHARG LINE | CHRISTENDOM COLLEGE | WELL NO. 4 |  | 1 | 8/21/1991 12:00:00 AM
VA2187065 | GE | MPN | QT | RT | Y | WL009 | RW005 | WELL 5 DISCHARG LINE | CHRISTENDOM COLLEGE | WELL NO. 5 |  | 1 | 8/21/1991 12:00:00 AM
VA2187100 | TC | TC | QT | RT | Y | DS950 | TCR01 |  | APPLE HOUSE RESTAURANT | APPLE HOUSE RESTAURANT |  | 1 | 1/1/2003 12:00:00 AM
VA2187100 | GE | MPN | YR | RT | Y | WL001 | RW001 | RAW TAP | APPLE HOUSE RESTAURANT | WELL |  | 1 | 1/1/2003 12:00:00 AM
VA2187110 | TC | TC | QT | RT | Y | DS950 | TCR01 |  | APPLE MOUNTAIN EXXON | APPLE MOUNTAIN EXXON |  | 1 | 10/14/1998 12:00:00 AM
VA2187110 | GE | MPN | YR | RT | Y | WL001 | RW001 | RAW TAP | APPLE MOUNTAIN EXXON | WELL NO. 1 |  | 1 | 10/14/1998 12:00:00 AM
VA2187228 | TC | TC | MN | RT | Y | DS950 | TCR01 |  | LINKS COURSE AT SVGC | BOWLING GREEN COUNTRY CLUB |  | 3 | 1/1/2003 12:00:00 AM
VA2187228 | GE | MPN | QT | RT | Y | WL001 | RW001 | RAW TAP | LINKS COURSE AT SVGC | WELL NO. 1 |  | 1 | 1/1/2003 12:00:00 AM
VA2187229 | PB | PBCU | 6M | RT | Y | DS950 | LCR02 | MAIN LEVEL MEN'S ROOM SINK | JOHN PAUL THE GREAT MONTESSORI | JPGM DISTRIBUTION | FSD | 1 | 9/11/2024 12:00:00 AM
VA2187229 | PB | PBCU | 6M | RT | Y | DS950 | LCR03 | MAIN LEVEL WOMEN'S ROOM SINK | JOHN PAUL THE GREAT MONTESSORI | JPGM DISTRIBUTION | FSD | 1 | 9/11/2024 12:00:00 AM
VA2187229 | PB | PBCU | 6M | RT | Y | DS950 | LCR04 | KITCHEN SINK | JOHN PAUL THE GREAT MONTESSORI | JPGM DISTRIBUTION | FSD | 1 | 9/11/2024 12:00:00 AM
VA2187229 | PB | PBCU | 6M | RT | Y | DS950 | LCR05 | UPSTAIRS KIDS BATHROOM SINK | JOHN PAUL THE GREAT MONTESSORI | JPGM DISTRIBUTION | FSD | 1 | 9/11/2024 12:00:00 AM
VA2187229 | PB | PBCU | 6M | RT | Y | DS950 | LCR06 | UPSTAIRS STAFF BATHROOM | JOHN PAUL THE GREAT MONTESSORI | JPGM DISTRIBUTION | FSD | 1 | 9/11/2024 12:00:00 AM
VA2187229 | PB | PBCU | 6M | RT | Y | DS950 | LCR12 | MAIN LEVEL MEN'S ROOM SINK 2ND SAMPLE | JOHN PAUL THE GREAT MONTESSORI | JPGM DISTRIBUTION | FSD | 1 | 9/11/2024 12:00:00 AM
VA2187229 | PB | PBCU | 6M | RT | Y | DS950 | LCR13 | MAIN LEVEL WOMEN'S ROOM SINK 2ND SAMPLE | JOHN PAUL THE GREAT MONTESSORI | JPGM DISTRIBUTION | FSD | 1 | 9/11/2024 12:00:00 AM
VA2187229 | PB | PBCU | 6M | RT | Y | DS950 | LCR14 | KITCHEN SINK 2ND SAMPLE | JOHN PAUL THE GREAT MONTESSORI | JPGM DISTRIBUTION | FSD | 1 | 9/11/2024 12:00:00 AM
VA2187229 | PB | PBCU | 6M | RT | Y | DS950 | LCR15 | UPSTAIRS KIDS BATHROOM SINK 2ND SAMPLE | JOHN PAUL THE GREAT MONTESSORI | JPGM DISTRIBUTION | FSD | 1 | 9/11/2024 12:00:00 AM
VA2187229 | PB | PBCU | 6M | RT | Y | DS950 | LCR16 | UPSTAIRS STAFF BATHROOM 2ND SAMPLE | JOHN PAUL THE GREAT MONTESSORI | JPGM DISTRIBUTION | FSD | 1 | 9/11/2024 12:00:00 AM
VA2187229 | TC | TC | MN | RT | Y | DS950 | TCR01 |  | JOHN PAUL THE GREAT MONTESSORI | JPGM DISTRIBUTION |  | 3 | 9/11/2024 12:00:00 AM
VA2187229 | GE | NIT | YR | RT | Y | EP001 | EP001 | ENTRY POINT - FIRST TAP AFTER UV | JOHN PAUL THE GREAT MONTESSORI | ENTRY POINT SAMPLE TAP |  | 1 | 9/11/2024 12:00:00 AM
VA2187229 | GE | VOC | QT | RT | Y | EP001 | EP001 | ENTRY POINT - FIRST TAP AFTER UV | JOHN PAUL THE GREAT MONTESSORI | ENTRY POINT SAMPLE TAP |  | 1 | 9/11/2024 12:00:00 AM
VA2187229 | GE | MPN | QT | RT | Y | WL001 | RW001 | RAW TAP | JOHN PAUL THE GREAT MONTESSORI | WELL NO. 2 |  | 1 | 9/11/2024 12:00:00 AM
VA2187232 | TC | TC | MN | RT | Y | DS950 | TCR01 |  | BRINKLOW MHP JAMES STREET | BRINKLOW MHP JAMES STREET SECTION |  | 3 | 12/13/2021 12:00:00 AM
VA2187232 | GE | VOC | YR | RT | Y | EP003 | EP003 | TAP AFTER TREATMENT | BRINKLOW MHP JAMES STREET | ENTRY POINT WELL 3/4 |  | 1 | 12/13/2021 12:00:00 AM
VA2187232 | GE | MPN | QT | RT | Y | WL003 | RW003 | PUMPHOUSE WELL RAW TAP | BRINKLOW MHP JAMES STREET | PUMPHOUSE WELL |  | 1 | 12/13/2021 12:00:00 AM
VA2187232 | GE | MPN | QT | RT | Y | WL004 | RW004 | HOGPEN WELL | BRINKLOW MHP JAMES STREET | HOGPEN WELL |  | 1 | 12/13/2021 12:00:00 AM
VA2187232 | GE | THH5 | 3Y | RT | Y | DS950 | DBP01 | BRINKLOW MHP JAMES STREET SECTION | BRINKLOW MHP JAMES STREET | BRINKLOW MHP JAMES STREET SECTION |  | 1 | 2021-12-13
VA2187250 | TC | TC | MN | RT | Y | DS950 | TCR01 |  | CAMP WAMAVA | CAMP WAMAVA |  | 3 | 1/1/2003 12:00:00 AM
VA2187290 | GE | THH5 | YR | RT | Y | DS950 | DS002 | LOT 20 TAP - MRT | DUNGADIN SUBDIVISION | DUNGADIN SUBDIVISION |  | 1 | 4/5/1972 12:00:00 AM
VA2187290 | TC | TC | MN | RT | Y | DS950 | TCR01 |  | DUNGADIN SUBDIVISION | DUNGADIN SUBDIVISION |  | 3 | 4/5/1972 12:00:00 AM
VA2187290 | GE | MPN | QT | RT | Y | WL003 | RW003 | WELL 3 RAW TAP | DUNGADIN SUBDIVISION | WELL NO. 3 |  | 1 | 4/5/1972 12:00:00 AM
VA2187335 | GE | THH5 | YR | RT | Y | DS950 | DS004 | 2209 FREEZELAND ROAD | FREEZELAND MANOR SUBDIVISION | FREEZELAND |  | 1 | 4/25/2008 12:00:00 AM
VA2187335 | TC | TC | MN | RT | Y | DS950 | TCR01 |  | FREEZELAND MANOR SUBDIVISION | FREEZELAND |  | 3 | 4/25/2008 12:00:00 AM
VA2187335 | GE | MPN | YR | RT | Y | WL001 | RW001 | TAP WELL 1 DISCH LIN | FREEZELAND MANOR SUBDIVISION | WELL NO. 1 |  | 1 | 4/25/2008 12:00:00 AM
VA2187335 | GE | MPN | YR | RT | Y | WL002 | RW002 | TAP WELL 2 DISCH LIN | FREEZELAND MANOR SUBDIVISION | WELL NO. 2 |  | 1 | 4/25/2008 12:00:00 AM
VA2187406 | GE | THH5 | QT | RT | Y | DS950 | DS002 | TOWN HALL | FRONT ROYAL, TOWN OF | FRONT ROYAL, TOWN OF |  | 1 | 1/29/1927 12:00:00 AM
VA2187406 | GE | THH5 | QT | RT | Y | DS950 | DS003 | ROUTE 522N 1 MG TK | FRONT ROYAL, TOWN OF | FRONT ROYAL, TOWN OF |  | 1 | 1/29/1927 12:00:00 AM
VA2187406 | GE | THH5 | QT | RT | Y | DS950 | DS004 | HAPPY CREEK LOOP | FRONT ROYAL, TOWN OF | FRONT ROYAL, TOWN OF |  | 1 | 1/29/1927 12:00:00 AM
VA2187406 | GE | THH5 | QT | RT | Y | DS950 | HT006 | 176 4-H CENTER DRIVE | FRONT ROYAL, TOWN OF | FRONT ROYAL, TOWN OF |  | 1 | 1/29/1927 12:00:00 AM
VA2187406 | TC | TC | MN | RT | Y | DS950 | TCR01 |  | FRONT ROYAL, TOWN OF | FRONT ROYAL, TOWN OF |  | 45 | 1/29/1927 12:00:00 AM
VA2187406 | GE | TOCA | QT | RT | Y | IN001 | RW001 | INTAKE RAW WATER | FRONT ROYAL, TOWN OF | SOUTH FORK SHENANDOAH RIVER |  | 1 | 1/29/1927 12:00:00 AM
VA2187406 | GE | FL2 | MN | ST | N | SS009 | EP001 | CW-FINISHED WTR TAP | FRONT ROYAL, TOWN OF | EP - FRONT ROYAL WTP |  | 3 | 1/29/1927 12:00:00 AM
VA2187406 | GE | TOC | QT | RT | Y | TP004 | UP001 | COMBINED FILTER EFFL | FRONT ROYAL, TOWN OF | FRONT ROYAL WATER TREATMENT PLANT |  | 1 | 1/29/1927 12:00:00 AM
VA2187415 | TC | TC | QT | RT | Y | DS950 | TCR01 |  | FRONT ROYAL COUNTRY CLUB | FRONT ROYAL COUNTRY CLUB |  | 1 | 1/1/2003 12:00:00 AM
VA2187415 | GE | MPN | YR | RT | Y | WL001 | RW001 | WELL 1 DISH TAP | FRONT ROYAL COUNTRY CLUB | WELL NO 1 |  | 1 | 1/1/2003 12:00:00 AM
VA2187415 | GE | MPN | YR | RT | Y | WL002 | RW003 | WELL 2 DISCH TAP | FRONT ROYAL COUNTRY CLUB | WELL NO 2 |  | 1 | 1/1/2003 12:00:00 AM
VA2187515 | TC | TC | MN | RT | Y | DS950 | TCR01 |  | HIDDEN SPRINGS SENIOR LIVING FACILITY | HIDDEN SPRINGS SENIOR LIVING FACILITY |  | 3 | 1/22/2008 12:00:00 AM
VA2187515 | GE | MPN | YR | RT | Y | WL001 | RW001 | WELL DISCH LINE | HIDDEN SPRINGS SENIOR LIVING FACILITY | WELL NO 1 |  | 1 | 1/22/2008 12:00:00 AM
VA2187515 | GE | MPN | YR | RT | Y | WL002 | RW002 | WELL NO 2 | HIDDEN SPRINGS SENIOR LIVING FACILITY | WELL NO 2 |  | 1 | 1/22/2008 12:00:00 AM
VA2187515 | GE | CYN | 3Y | RT | Y | EP001 | EP001 | ENTRY POINT - WELLS 1 AND 2 | HIDDEN SPRINGS SENIOR LIVING FACILITY | ENTRY POINT - WELLS 1 AND 2 |  | 1 | 2008-01-22
VA2187522 | GE | THH5 | YR | RT | Y | DS950 | DS035 | 808 ROSEBUD LN | HIGH KNOB | HIGH KNOB |  | 1 | 1/13/1997 12:00:00 AM
VA2187522 | TC | TC | MN | RT | Y | DS950 | TCR01 |  | HIGH KNOB | HIGH KNOB |  | 6 | 1/13/1997 12:00:00 AM
VA2187522 | GE | MPN | MN | RT | Y | SP001 | RW001 | SPRING NO. 1-SP001 | HIGH KNOB | SPRING NO. 1 |  | 3 | 1/13/1997 12:00:00 AM
VA2187522 | GE | MPN | MN | RT | Y | SP003 | RW003 | SPRING NO. 3-SP003 | HIGH KNOB | SPRING NO. 3 |  | 3 | 1/13/1997 12:00:00 AM
VA2187522 | GE | MPN | MN | RT | Y | SP005 | RW005 | SPRING NO.5+6 | HIGH KNOB | SPRING NO. 5 & 6 |  | 3 | 1/13/1997 12:00:00 AM
VA2187522 | GE | ICMT | 3Y | RT | Y | SS029 | EP001 | SPRING RES DISCH | HIGH KNOB | EP - SPRING 1/WELL 7 TMT PLT |  | 1 | 1/13/1997 12:00:00 AM
VA2187522 | GE | VOC | 3Y | RT | Y | SS029 | EP001 | SPRING RES DISCH | HIGH KNOB | EP - SPRING 1/WELL 7 TMT PLT |  | 1 | 1/13/1997 12:00:00 AM
VA2187522 | GE | ICMT | 3Y | RT | Y | SS031 | EP003 | SALT LICK RD BP DISC | HIGH KNOB | EP - SALT LICK SPRINGS |  | 1 | 1/13/1997 12:00:00 AM
VA2187522 | GE | VOC | 3Y | RT | Y | SS031 | EP003 | SALT LICK RD BP DISC | HIGH KNOB | EP - SALT LICK SPRINGS |  | 1 | 1/13/1997 12:00:00 AM
VA2187522 | GE | ICMT | 3Y | RT | Y | SS032 | EP004 | SALT LICK WL RES DIS | HIGH KNOB | EP - SALT LICK WELL (WELL 1) |  | 1 | 1/13/1997 12:00:00 AM
VA2187522 | GE | VOC | 3Y | RT | Y | SS032 | EP004 | SALT LICK WL RES DIS | HIGH KNOB | EP - SALT LICK WELL (WELL 1) |  | 1 | 1/13/1997 12:00:00 AM
VA2187522 | GE | ICMT | 3Y | RT | Y | SS033 | EP005 | PAVED RD RES DISCH | HIGH KNOB | EP - DOUGLAS (WELL 2 WELL 5) |  | 1 | 1/13/1997 12:00:00 AM
VA2187522 | GE | VOC | 3Y | RT | Y | SS033 | EP005 | PAVED RD RES DISCH | HIGH KNOB | EP - DOUGLAS (WELL 2 WELL 5) |  | 1 | 1/13/1997 12:00:00 AM
VA2187522 | GE | ICMT | 3Y | RT | Y | SS035 | EP007 | ALPINE DR RES DISCH | HIGH KNOB | EP - ALPINE (WELL 4) |  | 1 | 1/13/1997 12:00:00 AM
VA2187522 | GE | VOC | 3Y | RT | Y | SS035 | EP007 | ALPINE DR RES DISCH | HIGH KNOB | EP - ALPINE (WELL 4) |  | 1 | 1/13/1997 12:00:00 AM
VA2187522 | GE | ICMT | 3Y | RT | Y | SS036 | EP008 | BUTLER RES DISCH | HIGH KNOB | EP - BUTLER (WELL 3 WELL 6 SPRING 3) |  | 1 | 1/13/1997 12:00:00 AM
VA2187522 | GE | VOC | 3Y | RT | Y | SS036 | EP008 | BUTLER RES DISCH | HIGH KNOB | EP - BUTLER (WELL 3 WELL 6 SPRING 3) |  | 1 | 1/13/1997 12:00:00 AM
VA2187522 | GE | MPN | YR | RT | Y | WL007 | RW007 | WELL NO. 1 (SALT LIC | HIGH KNOB | WELL NO. 1 (SALT LICK WELL) |  | 1 | 1/13/1997 12:00:00 AM
VA2187522 | GE | MPN | YR | RT | Y | WL008 | RW008 | WELL NO. 2 (PAVED RD | HIGH KNOB | WELL NO. 2 (PAVED RD WELL #1) |  | 1 | 1/13/1997 12:00:00 AM
VA2187522 | GE | MPN | YR | RT | Y | WL009 | RW009 | BUTLER WELL 1 RAW | HIGH KNOB | WELL NO. 3 (BUTLER WELL #1) |  | 1 | 1/13/1997 12:00:00 AM
VA2187522 | GE | MPN | YR | RT | Y | WL010 | RW010 | ALPINE WELL RAW | HIGH KNOB | WELL NO. 4 (ALPINE WELL) |  | 1 | 1/13/1997 12:00:00 AM
VA2187522 | GE | MPN | YR | RT | Y | WL036 | RW032 | PAVED ROAD #2 RAW | HIGH KNOB | WELL NO. 5 (PAVED ROAD #2) |  | 1 | 1/13/1997 12:00:00 AM
VA2187522 | GE | MPN | YR | RT | Y | WL038 | RW033 | BUTLER WELL 2 RAW | HIGH KNOB | WELL NO. 6 (BUTLER WELL #2) |  | 1 | 1/13/1997 12:00:00 AM
VA2187522 | GE | MPN | YR | RT | Y | WL040 | RW041 | WELL NO. 7 RAW TAP | HIGH KNOB | WELL NO. 7 (SPRING WELL) |  | 1 | 1/13/1997 12:00:00 AM
VA2187590 | GE | HAA5 | YR | RT | Y | DS950 | DS006 | 1038 COOLEY DRIVE | JACKSON`S CHASE | JACKSON'S CHASE DISTRIBUTION |  | 1 | 7/11/2006 12:00:00 AM
VA2187590 | PB | PBCU | 6M | RT | Y | DS950 | DS006 | 1038 COOLEY DRIVE | JACKSON`S CHASE | JACKSON'S CHASE DISTRIBUTION | FSD | 1 | 7/11/2006 12:00:00 AM
VA2187590 | PB | PBCU | 6M | RT | Y | DS950 | DS007 | 158 JACKSON PLACE | JACKSON`S CHASE | JACKSON'S CHASE DISTRIBUTION | FSD | 1 | 7/11/2006 12:00:00 AM
VA2187590 | PB | PBCU | 6M | RT | Y | DS950 | DS008 | 1198 COOLEY DR | JACKSON`S CHASE | JACKSON'S CHASE DISTRIBUTION | FSD | 1 | 7/11/2006 12:00:00 AM
VA2187590 | PB | PBCU | 6M | RT | Y | DS950 | DS009 | 1149 COOLEY DR | JACKSON`S CHASE | JACKSON'S CHASE DISTRIBUTION | FSD | 1 | 7/11/2006 12:00:00 AM
VA2187590 | PB | PBCU | 6M | RT | Y | DS950 | DS010 | 111 JACKSON PLACE | JACKSON`S CHASE | JACKSON'S CHASE DISTRIBUTION | FSD | 1 | 7/11/2006 12:00:00 AM
VA2187590 | GE | TTHM | YR | RT | Y | DS950 | DS011 | 320 JACKSON PLACE | JACKSON`S CHASE | JACKSON'S CHASE DISTRIBUTION |  | 1 | 7/11/2006 12:00:00 AM
VA2187590 | TC | TC | MN | RT | Y | DS950 | TCR01 |  | JACKSON`S CHASE | JACKSON'S CHASE DISTRIBUTION |  | 3 | 7/11/2006 12:00:00 AM
VA2187590 | GE | MPN | YR | RT | Y | WL002 | RW003 | TAP WELL 5 DISCH LN | JACKSON`S CHASE | NO. 5 FAIRWAY WELL |  | 1 | 7/11/2006 12:00:00 AM
VA2187590 | GE | MPN | YR | RT | Y | WL007 | RW005 | TAP WELL 6 DISCH LN | JACKSON`S CHASE | NO. 6 GREEN WELL |  | 1 | 7/11/2006 12:00:00 AM
VA2187590 | GE | MPN | YR | RT | Y | WL008 | RW004 | TAP WELL 3 DISCH LN | JACKSON`S CHASE | NO. 3 BLUE TEE WELL |  | 1 | 7/11/2006 12:00:00 AM
VA2187622 | TC | TC | QT | RT | Y | DS950 | TCR01 |  | LOW WATER BRIDGE CAMPGROUND | LOW WATER BRIDGE CAMPGROUND |  | 1 | 8/27/2018 12:00:00 AM
VA2187623 | GE | THH5 | YR | RT | Y | DS950 | DS005 | BEAUTY SHOP | SHENANDOAH SENIOR LIVING | LOVING ARMS ASSISTED LIVING FACILITY |  | 1 | 1/1/2011 12:00:00 AM
VA2187623 | TC | TC | MN | RT | Y | DS950 | TCR01 |  | SHENANDOAH SENIOR LIVING | LOVING ARMS ASSISTED LIVING FACILITY |  | 3 | 1/1/2011 12:00:00 AM
VA2187623 | GE | MPN | YR | RT | Y | WL001 | RW001 | WELL NO 1 DISCH TAP | SHENANDOAH SENIOR LIVING | WELL NO 1 (NEW) |  | 1 | 1/1/2011 12:00:00 AM
VA2187623 | GE | MPN | YR | RT | Y | WL002 | RW002 | WELL NO 2 - DISCH TAP | SHENANDOAH SENIOR LIVING | WELL NO 2 (OLD) |  | 1 | 1/1/2011 12:00:00 AM
VA2187625 | TC | TC | QT | RT | Y | DS950 | TCR01 |  | SKYLINE RANCH RESORT | SKYLINE RANCH RESORT |  | 1 | 5/29/2002 12:00:00 AM
VA2187625 | GE | MPN | YR | RT | Y | WL001 | RW001 | TAP WELL DISCH LINE | SKYLINE RANCH RESORT | WELL NO. 1 |  | 1 | 5/29/2002 12:00:00 AM
VA2187630 | TC | TC | QT | RT | Y | DS001 | TCR01 |  | SNP-PINEY RIVER/MATHEWS ARM | SNP-PINEY RIVER/MATHEWS ARM |  | 1 | 8/28/1991 12:00:00 AM
VA2187630 | GE | NIT | YR | RT | Y | EP001 | EP001 | W1 TAP AFTER CL2 | SNP-PINEY RIVER/MATHEWS ARM | EP - WELL 1 TMT PLT |  | 1 | 8/28/1991 12:00:00 AM
VA2187630 | GE | MPN | YR | RT | Y | WL001 | RW002 | WELL NO. 1 | SNP-PINEY RIVER/MATHEWS ARM | WELL NO. 1 |  | 1 | 8/28/1991 12:00:00 AM
VA2187645 | TC | TC | QT | RT | Y | DS001 | TCR01 |  | NORTH FORK RESORT #1 | NORTH FORK RESORT #1 DS |  | 1 | 1/6/1998 12:00:00 AM
VA2187645 | GE | MPN | YR | RT | Y | WL001 | RW001 | RAW TAP | NORTH FORK RESORT #1 | WELL (OFFICE SECTION) |  | 1 | 1/6/1998 12:00:00 AM
VA2187646 | TC | TC | QT | RT | Y | DS001 | TCR01 |  | NORTH FORK RESORT #2 | NORTH FORK RESORT 2 |  | 1 | 1/6/1998 12:00:00 AM
VA2187646 | GE | MPN | YR | RT | Y | WL001 | RW001 | RAW TAP | NORTH FORK RESORT #2 | WELL (ROTUNDA SECTION) |  | 1 | 1/6/1998 12:00:00 AM
VA2187647 | TC | TC | QT | RT | Y | DS001 | TCR01 |  | NORTH FORK RESORT #3 | NORTH FORK RESORT 3 |  | 1 | 1/6/1998 12:00:00 AM
VA2187647 | GE | MPN | YR | RT | Y | WL001 | RW001 | RAW TAP | NORTH FORK RESORT #3 | WELL (RIVER SECTION- EAST) |  | 1 | 1/6/1998 12:00:00 AM
VA2187648 | TC | TC | QT | RT | Y | DS950 | TCR01 |  | NORTH FORK RESORT #5 | NORTH FORK RESORT 5 |  | 1 | 1/6/1998 12:00:00 AM
VA2187648 | GE | MPN | YR | RT | Y | WL004 | RW004 | WELL #5C | NORTH FORK RESORT #5 | WELL #5C (2020) |  | 1 | 1/6/1998 12:00:00 AM
VA2187649 | TC | TC | QT | RT | Y | DS001 | TCR01 |  | NORTH FORK RESORT #6 | NORTH FORK RESORT 6 |  | 1 | 1/6/1998 12:00:00 AM
VA2187649 | GE | MPN | YR | RT | Y | WL001 | RW001 | RAW TAP | NORTH FORK RESORT #6 | WELL (C HILL SECTION) |  | 1 | 1/6/1998 12:00:00 AM
VA2187650 | TC | TC | QT | RT | Y | DS001 | TCR01 |  | NORTH FORK RESORT #7 | NORTH FORK RESORT 7 |  | 1 | 1/6/1998 12:00:00 AM
VA2187650 | GE | MPN | YR | RT | Y | WL001 | RW001 | RAW TAP | NORTH FORK RESORT #7 | WELL |  | 1 | 1/6/1998 12:00:00 AM
VA2187735 | TC | TC | QT | RT | Y | DS001 | TCR01 |  | SNP-DICKEY RIDGE | SNP-DICKEY RIDGE |  | 1 | 8/28/1991 12:00:00 AM
VA2187735 | GE | NIT | YR | RT | Y | EP001 | EP001 | FIRST TAP AFTER CL2 | SNP-DICKEY RIDGE | EP - WELL 1 |  | 1 | 8/28/1991 12:00:00 AM
VA2187735 | GE | MPN | YR | RT | Y | WL001 | RW001 | WELL NO. 1 | SNP-DICKEY RIDGE | WELL NO. 1 |  | 1 | 8/28/1991 12:00:00 AM
VA2187754 | GE | THH5 | YR | RT | Y | DS950 | DBP01 | 565 AVALON DRIVE | SHENANDOAH RIVER ESTATES | SHENANDOAH RIVER ESTATES |  | 1 | 8/7/1977 12:00:00 AM
VA2187754 | TC | TC | MN | RT | Y | DS950 | TCR01 |  | SHENANDOAH RIVER ESTATES | SHENANDOAH RIVER ESTATES |  | 3 | 8/7/1977 12:00:00 AM
VA2187754 | GE | MPN | QT | RT | Y | WL001 | RW002 | RAW TAP | SHENANDOAH RIVER ESTATES | WELL NO. 1 |  | 1 | 8/7/1977 12:00:00 AM
VA2187754 | GE | MPN | QT | RT | Y | WL002 | RW003 | RAW TAP | SHENANDOAH RIVER ESTATES | WELL NO. 2 |  | 1 | 8/7/1977 12:00:00 AM
VA2187812 | GE | THH5 | YR | RT | Y | DS950 | DS004 | 210 SPRUCE ROAD | SHENANDOAH SHORES SUBDIVISION | SHENANDOAH SHORES SUBDIVISION |  | 1 | 5/10/1974 12:00:00 AM
VA2187812 | GE | THH5 | YR | RT | Y | DS950 | DS005 | 272 WOODWARD LANE | SHENANDOAH SHORES SUBDIVISION | SHENANDOAH SHORES SUBDIVISION |  | 1 | 5/10/1974 12:00:00 AM
VA2187812 | TC | TC | MN | RT | Y | DS950 | TCR01 |  | SHENANDOAH SHORES SUBDIVISION | SHENANDOAH SHORES SUBDIVISION |  | 3 | 5/10/1974 12:00:00 AM
VA2187812 | GE | MPN | QT | RT | Y | WL001 | RW001 | TAP WELL 1 DISCH LN | SHENANDOAH SHORES SUBDIVISION | WELL NO. 1 |  | 1 | 5/10/1974 12:00:00 AM
VA2187812 | GE | MPN | QT | RT | Y | WL003 | RW002 | TAP WELL 3 DISCH LN | SHENANDOAH SHORES SUBDIVISION | WELL NO. 3 |  | 1 | 5/10/1974 12:00:00 AM
VA2187812 | GE | MPN | QT | RT | Y | WL004 | RW004 | TAP WELL 4 DISCH LN | SHENANDOAH SHORES SUBDIVISION | WELL NO. 4 |  | 1 | 5/10/1974 12:00:00 AM
VA2187812 | GE | MPN | QT | RT | Y | WL005 | RW005 | TAP WELL 5 DISCH LN | SHENANDOAH SHORES SUBDIVISION | WELL NO. 5 |  | 1 | 5/10/1974 12:00:00 AM
VA2187812 | GE | MPN | QT | RT | Y | WL015 | RW003 | TAP WELL 6 DISCH LN | SHENANDOAH SHORES SUBDIVISION | WELL NO. 6 |  | 1 | 5/10/1974 12:00:00 AM
VA2187825 | TC | TC | QT | RT | Y | DS950 | TCR01 |  | SHENANDOAH VALLEY GOLF CLUB | SHENANDOAH VALLEY GOLF CLUB |  | 1 | 12/3/1997 12:00:00 AM
VA2187825 | GE | MPN | QT | RT | Y | WL001 | RW001 | WELL TAP BEFORE METER | SHENANDOAH VALLEY GOLF CLUB | WELL NO. 1 |  | 1 | 12/3/1997 12:00:00 AM
VA2187875 | TC | TC | QT | RT | Y | DS950 | TCR01 |  | SKYLINE CAVERNS, INC. | SKYLINE CAVERNS |  | 1 | 1/1/2003 12:00:00 AM
VA2187875 | GE | MPN | YR | RT | Y | WL001 | RW001 | RAW TAP | SKYLINE CAVERNS, INC. | WELL NO. 1 |  | 1 | 1/1/2003 12:00:00 AM
VA2187900 | GE | NIT | YR | RT | Y | EP001 | EP001 | TAP AFTER TREATMENT | MOUNTAINVIEW RV CAMPGROUND | ENTRY POINT |  | 1 | 7/1/2022 12:00:00 AM
VA2187900 | GE | MPN | YR | RT | Y | WL001 | RW001 | YARD HYDRANT BY WELL | MOUNTAINVIEW RV CAMPGROUND | DRILLED WELL |  | 1 | 7/1/2022 12:00:00 AM
VA2187900 | TC | TC | QT | RT | Y |  |  |  | MOUNTAINVIEW RV CAMPGROUND |  |  | 1 | 7/1/2022 12:00:00 AM
VA2530125 | GE | THH5 | YR | RT | Y | DS001 | DS001 | 2160 E MIDLAND TRAIL | BUENA VISTA, CITY OF | BUENA VISTA, CITY OF |  | 1 | 10/15/1982 12:00:00 AM
VA2530125 | GE | FRFL | MN | ST | N | DS001 | DS002 | 2002 MAGNOLIA AVENUE | BUENA VISTA, CITY OF | BUENA VISTA, CITY OF |  | 3 | 10/15/1982 12:00:00 AM
VA2530125 | GE | THH5 | YR | RT | Y | DS001 | DS002 | 2002 MAGNOLIA AVENUE | BUENA VISTA, CITY OF | BUENA VISTA, CITY OF |  | 1 | 10/15/1982 12:00:00 AM
VA2530125 | TC | TC | MN | RT | Y | DS001 | TCR01 |  | BUENA VISTA, CITY OF | BUENA VISTA, CITY OF |  | 21 | 10/15/1982 12:00:00 AM
VA2530125 | GE | NIT | YR | RT | Y | EP001 | EP001 | FRENCH POST WELL | BUENA VISTA, CITY OF | ENTRY POINT - FRENCH POST WELL |  | 1 | 10/15/1982 12:00:00 AM
VA2530125 | GE | NIT | YR | RT | Y | EP004 | EP004 | DICKINSON WELL | BUENA VISTA, CITY OF | ENTRY POINT - DICKINSON WELL |  | 1 | 10/15/1982 12:00:00 AM
VA2530125 | GE | NIT | YR | RT | Y | EP005 | EP005 | LAUREL PARK WELL | BUENA VISTA, CITY OF | ENTRY POINT - LAUREL PARK WELL |  | 1 | 10/15/1982 12:00:00 AM
VA2530125 | GE | NIT | YR | RT | Y | EP006 | EP006 | PARK AVE. WELL | BUENA VISTA, CITY OF | ENTRY POINT - PARK AVENUE WELL |  | 1 | 10/15/1982 12:00:00 AM
VA2530125 | GE | MPN | QT | RT | Y | WL001 | RW001 | LAUREL PARK WELL | BUENA VISTA, CITY OF | LAUREL PARK WELL |  | 1 | 10/15/1982 12:00:00 AM
VA2530125 | GE | MPN | QT | RT | Y | WL002 | WL002 | FRENCH POST WELL | BUENA VISTA, CITY OF | FRENCH POST WELL |  | 1 | 10/15/1982 12:00:00 AM
VA2530125 | GE | MPN | QT | RT | Y | WL004 | RW004 | PARK AVE. WELL | BUENA VISTA, CITY OF | PARK AVENUE WELL |  | 1 | 10/15/1982 12:00:00 AM
VA2540500 | GE | THH5 | QT | RT | Y | DS001 | DBP01 | MOORES CREEK WWTP | CHARLOTTESVILLE, CITY OF | DISTRIBUTION SYSTEM |  | 1 | 10/20/1977 12:00:00 AM
VA2540500 | GE | THH5 | QT | RT | Y | DS001 | DBP02 | 1244 HOLMES AVE | CHARLOTTESVILLE, CITY OF | DISTRIBUTION SYSTEM |  | 1 | 10/20/1977 12:00:00 AM
VA2540500 | GE | THH5 | QT | RT | Y | DS001 | DBP03 | 5TH ST FOOD LION | CHARLOTTESVILLE, CITY OF | DISTRIBUTION SYSTEM |  | 1 | 10/20/1977 12:00:00 AM
VA2540500 | GE | THH5 | QT | RT | Y | DS001 | DBP04 | CVILLE HIGH SCHOOL | CHARLOTTESVILLE, CITY OF | DISTRIBUTION SYSTEM |  | 1 | 10/20/1977 12:00:00 AM
VA2540500 | PB | PBCU | 3Y | RT | Y | DS001 | LCR001 | 919 ST CHARLES AVE | CHARLOTTESVILLE, CITY OF | DISTRIBUTION SYSTEM | FSD | 1 | 10/20/1977 12:00:00 AM
VA2540500 | PB | PBCU | 3Y | RT | Y | DS001 | LCR002 | 909 ST CHARLES AVE | CHARLOTTESVILLE, CITY OF | DISTRIBUTION SYSTEM | FSD | 1 | 10/20/1977 12:00:00 AM
VA2540500 | PB | PBCU | 3Y | RT | Y | DS001 | LCR008 | 915 ST CHARLES AVE | CHARLOTTESVILLE, CITY OF | DISTRIBUTION SYSTEM | FSD | 1 | 10/20/1977 12:00:00 AM
VA2540500 | PB | PBCU | 3Y | RT | Y | DS001 | LCR009 | 804 BOLLING AVE | CHARLOTTESVILLE, CITY OF | DISTRIBUTION SYSTEM | FSD | 1 | 10/20/1977 12:00:00 AM
VA2540500 | PB | PBCU | 3Y | RT | Y | DS001 | LCR014 | 1618 KEITH VALLEY RD | CHARLOTTESVILLE, CITY OF | DISTRIBUTION SYSTEM | FSD | 1 | 10/20/1977 12:00:00 AM
VA2540500 | PB | PBCU | 3Y | RT | Y | DS001 | LCR015 | 921 ST CHARLES AVE | CHARLOTTESVILLE, CITY OF | DISTRIBUTION SYSTEM | FSD | 1 | 10/20/1977 12:00:00 AM
VA2540500 | PB | PBCU | 3Y | RT | Y | DS001 | LCR018 | 906 MARSHALL ST | CHARLOTTESVILLE, CITY OF | DISTRIBUTION SYSTEM | FSD | 1 | 10/20/1977 12:00:00 AM
VA2540500 | PB | PBCU | 3Y | RT | Y | DS001 | LCR019 | 206 ALDERMAN RD | CHARLOTTESVILLE, CITY OF | DISTRIBUTION SYSTEM | FSD | 1 | 10/20/1977 12:00:00 AM
VA2540500 | PB | PBCU | 3Y | RT | Y | DS001 | LCR020 | 917 ST CHARLES AVE | CHARLOTTESVILLE, CITY OF | DISTRIBUTION SYSTEM | FSD | 1 | 10/20/1977 12:00:00 AM
VA2540500 | PB | PBCU | 3Y | RT | Y | DS001 | LCR021 | 1414 GROVE RD | CHARLOTTESVILLE, CITY OF | DISTRIBUTION SYSTEM | FSD | 1 | 10/20/1977 12:00:00 AM
VA2540500 | PB | PBCU | 3Y | RT | Y | DS001 | LCR026 | 1207A LANDONIA CIR | CHARLOTTESVILLE, CITY OF | DISTRIBUTION SYSTEM | FSD | 1 | 10/20/1977 12:00:00 AM
VA2540500 | PB | PBCU | 3Y | RT | Y | DS001 | LCR028 | 1510 EARLY ST | CHARLOTTESVILLE, CITY OF | DISTRIBUTION SYSTEM | FSD | 1 | 10/20/1977 12:00:00 AM
VA2540500 | PB | PBCU | 3Y | RT | Y | DS001 | LCR029 | 1828 YORKTOWN DR | CHARLOTTESVILLE, CITY OF | DISTRIBUTION SYSTEM | FSD | 1 | 10/20/1977 12:00:00 AM
VA2540500 | PB | PBCU | 3Y | RT | Y | DS001 | LCR031 | 341 MONTICELLO AVE | CHARLOTTESVILLE, CITY OF | DISTRIBUTION SYSTEM | FSD | 1 | 10/20/1977 12:00:00 AM
VA2540500 | PB | PBCU | 3Y | RT | Y | DS001 | LCR033 | 122 BOLLINGWOOD RD | CHARLOTTESVILLE, CITY OF | DISTRIBUTION SYSTEM | FSD | 1 | 10/20/1977 12:00:00 AM
VA2540500 | PB | PBCU | 3Y | RT | Y | DS001 | LCR035 | 213 OAK ST | CHARLOTTESVILLE, CITY OF | DISTRIBUTION SYSTEM | FSD | 1 | 10/20/1977 12:00:00 AM
VA2540500 | PB | PBCU | 3Y | RT | Y | DS001 | LCR036 | 401 OAKMONT ST | CHARLOTTESVILLE, CITY OF | DISTRIBUTION SYSTEM | FSD | 1 | 10/20/1977 12:00:00 AM
VA2540500 | PB | PBCU | 3Y | RT | Y | DS001 | LCR037 | 210 DICE ST | CHARLOTTESVILLE, CITY OF | DISTRIBUTION SYSTEM | FSD | 1 | 10/20/1977 12:00:00 AM
VA2540500 | PB | PBCU | 3Y | RT | Y | DS001 | LCR038 | 221 DICE ST | CHARLOTTESVILLE, CITY OF | DISTRIBUTION SYSTEM | FSD | 1 | 10/20/1977 12:00:00 AM
VA2540500 | PB | PBCU | 3Y | RT | Y | DS001 | LCR040 | 225 DICE ST | CHARLOTTESVILLE, CITY OF | DISTRIBUTION SYSTEM | FSD | 1 | 10/20/1977 12:00:00 AM
VA2540500 | PB | PBCU | 3Y | RT | Y | DS001 | LCR041 | 404 OAKMONT ST | CHARLOTTESVILLE, CITY OF | DISTRIBUTION SYSTEM | FSD | 1 | 10/20/1977 12:00:00 AM
VA2540500 | PB | PBCU | 3Y | RT | Y | DS001 | LCR043 | 1706 RUGBY CIR | CHARLOTTESVILLE, CITY OF | DISTRIBUTION SYSTEM | FSD | 1 | 10/20/1977 12:00:00 AM
VA2540500 | PB | PBCU | 3Y | RT | Y | DS001 | LCR044 | 1604 DAIRY RD | CHARLOTTESVILLE, CITY OF | DISTRIBUTION SYSTEM | FSD | 1 | 10/20/1977 12:00:00 AM
VA2540500 | PB | PBCU | 3Y | RT | Y | DS001 | LCR053 | 1607 BRANDYWINE DR | CHARLOTTESVILLE, CITY OF | DISTRIBUTION SYSTEM | FSD | 1 | 10/20/1977 12:00:00 AM
VA2540500 | PB | PBCU | 3Y | RT | Y | DS001 | LCR055 | 1616 MEADOWBROOK HEIGHTS RD | CHARLOTTESVILLE, CITY OF | DISTRIBUTION SYSTEM | FSD | 1 | 10/20/1977 12:00:00 AM
VA2540500 | PB | PBCU | 3Y | RT | Y | DS001 | LCR056 | 1665 BRANDYWINE DR | CHARLOTTESVILLE, CITY OF | DISTRIBUTION SYSTEM | FSD | 1 | 10/20/1977 12:00:00 AM
VA2540500 | PB | PBCU | 3Y | RT | Y | DS001 | LCR059 | 1415 WESTWOOD RD | CHARLOTTESVILLE, CITY OF | DISTRIBUTION SYSTEM | FSD | 1 | 10/20/1977 12:00:00 AM
VA2540500 | PB | PBCU | 3Y | RT | Y | DS001 | LCR060 | 102 WESTWOOD CIR | CHARLOTTESVILLE, CITY OF | DISTRIBUTION SYSTEM | FSD | 1 | 10/20/1977 12:00:00 AM
VA2540500 | PB | PBCU | 3Y | RT | Y | DS001 | LCR066 | 1105 LOCUST AVE | CHARLOTTESVILLE, CITY OF | DISTRIBUTION SYSTEM | FSD | 1 | 10/20/1977 12:00:00 AM
VA2540500 | PB | PBCU | 3Y | RT | Y | DS001 | LCR069 | 106 WESTWOOD CIR | CHARLOTTESVILLE, CITY OF | DISTRIBUTION SYSTEM | FSD | 1 | 10/20/1977 12:00:00 AM
VA2540500 | TC | TC | MN | RT | Y | DS001 | TCR01 |  | CHARLOTTESVILLE, CITY OF | DISTRIBUTION SYSTEM |  | 150 | 10/20/1977 12:00:00 AM
VA2560100 | PB | PBCU | 3Y | RT | Y | DS001 | LCR04 | 45 ALLEGHANY ST | CLIFTON FORGE, TOWN OF | TOWN OF CLIFTON FORGE | FSD | 1 | 7/27/1978 12:00:00 AM
VA2560100 | PB | PBCU | 3Y | RT | Y | DS001 | LCR06 | 56 ALLEGHANY ST | CLIFTON FORGE, TOWN OF | TOWN OF CLIFTON FORGE | FSD | 1 | 7/27/1978 12:00:00 AM
VA2560100 | PB | PBCU | 3Y | RT | Y | DS001 | LCR10 | 1201 CRESTWOOD AVE | CLIFTON FORGE, TOWN OF | TOWN OF CLIFTON FORGE | FSD | 1 | 7/27/1978 12:00:00 AM
VA2560100 | PB | PBCU | 3Y | RT | Y | DS001 | LCR14 | 940 INGALLS ST | CLIFTON FORGE, TOWN OF | TOWN OF CLIFTON FORGE | FSD | 1 | 7/27/1978 12:00:00 AM
VA2560100 | PB | PBCU | 3Y | RT | Y | DS001 | LCR18 | 1702 RIDGEVUE AVE | CLIFTON FORGE, TOWN OF | TOWN OF CLIFTON FORGE | FSD | 1 | 7/27/1978 12:00:00 AM
VA2560100 | PB | PBCU | 3Y | RT | Y | DS001 | LCR43 | 700 GRANDVILLE AVE | CLIFTON FORGE, TOWN OF | TOWN OF CLIFTON FORGE | FSD | 1 | 7/27/1978 12:00:00 AM
VA2560100 | PB | PBCU | 3Y | RT | Y | DS001 | LCR45 | 9 ALLEGHANY ST | CLIFTON FORGE, TOWN OF | TOWN OF CLIFTON FORGE | FSD | 1 | 7/27/1978 12:00:00 AM
VA2560100 | PB | PBCU | 3Y | RT | Y | DS001 | LCR47 | 1507 CEDAR STREET | CLIFTON FORGE, TOWN OF | TOWN OF CLIFTON FORGE | FSD | 1 | 7/27/1978 12:00:00 AM
VA2560100 | PB | PBCU | 3Y | RT | Y | DS001 | LCR51 | 616 THORNTON AVE | CLIFTON FORGE, TOWN OF | TOWN OF CLIFTON FORGE | FSD | 1 | 7/27/1978 12:00:00 AM
VA2560100 | PB | PBCU | 3Y | RT | Y | DS001 | LCR52 | 1128 HAMILTON AVE | CLIFTON FORGE, TOWN OF | TOWN OF CLIFTON FORGE | FSD | 1 | 7/27/1978 12:00:00 AM
VA2560100 | PB | PBCU | 3Y | RT | Y | DS001 | LCR54 | 1332 MADISON AVE | CLIFTON FORGE, TOWN OF | TOWN OF CLIFTON FORGE | FSD | 1 | 7/27/1978 12:00:00 AM
VA2560100 | PB | PBCU | 3Y | RT | Y | DS001 | LCR55 | 129 ALLEGHANY ST | CLIFTON FORGE, TOWN OF | TOWN OF CLIFTON FORGE | FSD | 1 | 7/27/1978 12:00:00 AM
VA2560100 | PB | PBCU | 3Y | RT | Y | DS001 | LCR57 | 1200 GRACE AVE | CLIFTON FORGE, TOWN OF | TOWN OF CLIFTON FORGE | FSD | 1 | 7/27/1978 12:00:00 AM
VA2560100 | PB | PBCU | 3Y | RT | Y | DS001 | LCR59 | 62 W RIDGEWAY ST | CLIFTON FORGE, TOWN OF | TOWN OF CLIFTON FORGE | FSD | 1 | 7/27/1978 12:00:00 AM
VA2560100 | PB | PBCU | 3Y | RT | Y | DS001 | LCR60 | 611 MCCORMICK BLVD | CLIFTON FORGE, TOWN OF | TOWN OF CLIFTON FORGE | FSD | 1 | 7/27/1978 12:00:00 AM
VA2560100 | PB | PBCU | 3Y | RT | Y | DS001 | LCR62 | 1314 FORESTER RD | CLIFTON FORGE, TOWN OF | TOWN OF CLIFTON FORGE | FSD | 1 | 7/27/1978 12:00:00 AM
VA2560100 | PB | PBCU | 3Y | RT | Y | DS001 | LCR63 | 1050 VULCAN AVE | CLIFTON FORGE, TOWN OF | TOWN OF CLIFTON FORGE | FSD | 1 | 7/27/1978 12:00:00 AM
VA2560100 | PB | PBCU | 3Y | RT | Y | DS001 | LCR64 | 1710 RIDGEVUE AVE | CLIFTON FORGE, TOWN OF | TOWN OF CLIFTON FORGE | FSD | 1 | 7/27/1978 12:00:00 AM
VA2560100 | PB | PBCU | 3Y | RT | Y | DS001 | LCR65 | 1714 FOREST HILL AVE | CLIFTON FORGE, TOWN OF | TOWN OF CLIFTON FORGE | FSD | 1 | 7/27/1978 12:00:00 AM
VA2560100 | PB | PBCU | 3Y | RT | Y | DS001 | LCR66 | 115 CHURCH ST | CLIFTON FORGE, TOWN OF | TOWN OF CLIFTON FORGE | FSD | 1 | 7/27/1978 12:00:00 AM
VA2560100 | TC | TC | MN | RT | Y | DS001 | TCR01 |  | CLIFTON FORGE, TOWN OF | TOWN OF CLIFTON FORGE |  | 12 | 7/27/1978 12:00:00 AM
VA2560100 | GE | NIT | YR | RT | Y | EP001 | EP001 | EP TP 1 | CLIFTON FORGE, TOWN OF | EP - CLIFTON FORGE WTP |  | 1 | 7/27/1978 12:00:00 AM
VA2560100 | GE | TOCA | QT | RT | Y | IN001 | RW001 | INTAKE RAW WATER | CLIFTON FORGE, TOWN OF | SMITH CREEK |  | 1 | 7/27/1978 12:00:00 AM
VA2560100 | GE | FRFL | MN | ST | N | TP001 | LAB001 | LAB TAP | CLIFTON FORGE, TOWN OF | CLIFTON FORGE TREATMENT PLANT |  | 3 | 7/27/1978 12:00:00 AM
VA2560100 | GE | TOC | QT | RT | Y | TP001 | UP001 | COMBINED FILTER EFF | CLIFTON FORGE, TOWN OF | CLIFTON FORGE TREATMENT PLANT |  | 1 | 7/27/1978 12:00:00 AM
VA2580100 | GE | THH5 | QT | RT | Y | DS001 | DBP03 | 1410 S. DURANT ROAD | COVINGTON, CITY OF | CITY OF COVINGTON |  | 1 | 2/10/1978 12:00:00 AM
VA2580100 | GE | THH5 | QT | RT | Y | DS001 | DBP05 | 3103 E. CIRCLE DRIVE | COVINGTON, CITY OF | CITY OF COVINGTON |  | 1 | 2/10/1978 12:00:00 AM
VA2580100 | TC | TC | MN | RT | Y | DS001 | TCR01 |  | COVINGTON, CITY OF | CITY OF COVINGTON |  | 21 | 2/10/1978 12:00:00 AM
VA2580100 | GE | NIT | YR | RT | Y | EP001 | EP001 | ENTRY POINT TAP | COVINGTON, CITY OF | EP - COVINGTON WTP |  | 1 | 2/10/1978 12:00:00 AM
VA2580100 | GE | TOCA | QT | RT | Y | IN001 | RW001 | INTAKE RAW WATER | COVINGTON, CITY OF | JACKSON RIVER |  | 1 | 2/10/1978 12:00:00 AM
VA2580100 | GE | FRFL | MN | ST | N | TP001 | LAB001 | LAB TAP | COVINGTON, CITY OF | COVINGTON WATER TREATMENT PLANT |  | 3 | 2/10/1978 12:00:00 AM
VA2580100 | GE | TOC | QT | RT | Y | TP001 | UP001 | COMBINED FILTER EFF | COVINGTON, CITY OF | COVINGTON WATER TREATMENT PLANT |  | 1 | 2/10/1978 12:00:00 AM
VA2660345 | GE | THH5 | QT | RT | Y | DS001 | DS001 | 620 SIMMS AVE | HARRISONBURG, CITY OF | HARRISONBURG |  | 1 | 1/23/1995 12:00:00 AM
VA2660345 | GE | THH5 | QT | RT | Y | DS001 | DS002 | 21 TERRI DR | HARRISONBURG, CITY OF | HARRISONBURG |  | 1 | 1/23/1995 12:00:00 AM
VA2660345 | GE | THH5 | QT | RT | Y | DS001 | DS003 | 875 WATERMAN DR | HARRISONBURG, CITY OF | HARRISONBURG |  | 1 | 1/23/1995 12:00:00 AM
VA2660345 | GE | THH5 | QT | RT | Y | DS001 | DS005 | SMITHLAND RD | HARRISONBURG, CITY OF | HARRISONBURG |  | 1 | 1/23/1995 12:00:00 AM
VA2660345 | GE | THH5 | QT | RT | Y | DS001 | DS009 | CHESNUT RIDGE DR @ CBPS | HARRISONBURG, CITY OF | HARRISONBURG |  | 1 | 1/23/1995 12:00:00 AM
VA2660345 | GE | THH5 | QT | RT | Y | DS001 | DS010 | CARPENTER LANE FH107E | HARRISONBURG, CITY OF | HARRISONBURG |  | 1 | 1/23/1995 12:00:00 AM
VA2660345 | GE | THH5 | QT | RT | Y | DS001 | DS011 | RAWLEY PIKE @ CMPS | HARRISONBURG, CITY OF | HARRISONBURG |  | 1 | 1/23/1995 12:00:00 AM
VA2660345 | GE | THH5 | QT | RT | Y | DS001 | DS012 | SOUTH MAIN FH17E | HARRISONBURG, CITY OF | HARRISONBURG |  | 1 | 1/23/1995 12:00:00 AM
VA2660345 | PB | PBCU | 3Y | RT | Y | DS001 | LCR02 | 3856 NUTMEG CT | HARRISONBURG, CITY OF | HARRISONBURG | FSD | 1 | 1/23/1995 12:00:00 AM
VA2660345 | PB | PBCU | 3Y | RT | Y | DS001 | LCR08 | 228 FAIRWAY DR | HARRISONBURG, CITY OF | HARRISONBURG | FSD | 1 | 1/23/1995 12:00:00 AM
VA2660345 | PB | PBCU | 3Y | RT | Y | DS001 | LCR09 | 138 FAIRWAY DR | HARRISONBURG, CITY OF | HARRISONBURG | FSD | 1 | 1/23/1995 12:00:00 AM
VA2660345 | PB | PBCU | 3Y | RT | Y | DS001 | LCR12 | 133 THE TEE | HARRISONBURG, CITY OF | HARRISONBURG | FSD | 1 | 1/23/1995 12:00:00 AM
VA2660345 | PB | PBCU | 3Y | RT | Y | DS001 | LCR20 | 3245 HEMLOCK ST | HARRISONBURG, CITY OF | HARRISONBURG | FSD | 1 | 1/23/1995 12:00:00 AM
VA2660345 | PB | PBCU | 3Y | RT | Y | DS001 | LCR41 | 210 GARBERS CHURCH RD | HARRISONBURG, CITY OF | HARRISONBURG | FSD | 1 | 1/23/1995 12:00:00 AM
VA2660345 | PB | PBCU | 3Y | RT | Y | DS001 | LCR42 | 673 VINE ST | HARRISONBURG, CITY OF | HARRISONBURG | FSD | 1 | 1/23/1995 12:00:00 AM
VA2660345 | PB | PBCU | 3Y | RT | Y | DS001 | LCR45 | 514 NORTHGLEN LN | HARRISONBURG, CITY OF | HARRISONBURG | FSD | 1 | 1/23/1995 12:00:00 AM
VA2660345 | PB | PBCU | 3Y | RT | Y | DS001 | LCR46 | 505 NORTHGLEN LN | HARRISONBURG, CITY OF | HARRISONBURG | FSD | 1 | 1/23/1995 12:00:00 AM
VA2660345 | PB | PBCU | 3Y | RT | Y | DS001 | LCR48 | 524 E WASHINGTON ST | HARRISONBURG, CITY OF | HARRISONBURG | FSD | 1 | 1/23/1995 12:00:00 AM
VA2660345 | PB | PBCU | 3Y | RT | Y | DS001 | LCR50 | 518 E WASHINGTON ST | HARRISONBURG, CITY OF | HARRISONBURG | FSD | 1 | 1/23/1995 12:00:00 AM
VA2660345 | PB | PBCU | 3Y | RT | Y | DS001 | LCR51 | 516 STONEFIELD CT | HARRISONBURG, CITY OF | HARRISONBURG | FSD | 1 | 1/23/1995 12:00:00 AM
VA2660345 | PB | PBCU | 3Y | RT | Y | DS001 | LCR53 | 215 FAIRWAY DR | HARRISONBURG, CITY OF | HARRISONBURG | FSD | 1 | 1/23/1995 12:00:00 AM
VA2660345 | PB | PBCU | 3Y | RT | Y | DS001 | LCR54 | 302 FAIRWAY DR | HARRISONBURG, CITY OF | HARRISONBURG | FSD | 1 | 1/23/1995 12:00:00 AM
VA2660345 | PB | PBCU | 3Y | RT | Y | DS001 | LCR55 | 210 DIVOT DR | HARRISONBURG, CITY OF | HARRISONBURG | FSD | 1 | 1/23/1995 12:00:00 AM
VA2660345 | PB | PBCU | 3Y | RT | Y | DS001 | LCR56 | 251 DIVOT DR | HARRISONBURG, CITY OF | HARRISONBURG | FSD | 1 | 1/23/1995 12:00:00 AM
VA2660345 | PB | PBCU | 3Y | RT | Y | DS001 | LCR57 | 247 DIVOT DR | HARRISONBURG, CITY OF | HARRISONBURG | FSD | 1 | 1/23/1995 12:00:00 AM
VA2660345 | PB | PBCU | 3Y | RT | Y | DS001 | LCR58 | 109 FAIRWAY DR | HARRISONBURG, CITY OF | HARRISONBURG | FSD | 1 | 1/23/1995 12:00:00 AM
VA2660345 | PB | PBCU | 3Y | RT | Y | DS001 | LCR59 | 237 DIVOT DR | HARRISONBURG, CITY OF | HARRISONBURG | FSD | 1 | 1/23/1995 12:00:00 AM
VA2660345 | PB | PBCU | 3Y | RT | Y | DS001 | LCR60 | 935 MOCKINGBIRD DR | HARRISONBURG, CITY OF | HARRISONBURG | FSD | 1 | 1/23/1995 12:00:00 AM
VA2660345 | PB | PBCU | 3Y | RT | Y | DS001 | LCR61 | 927 MOCKINGBIRD DR | HARRISONBURG, CITY OF | HARRISONBURG | FSD | 1 | 1/23/1995 12:00:00 AM
VA2660345 | PB | PBCU | 3Y | RT | Y | DS001 | LCR62 | 1215 SPARROW CT | HARRISONBURG, CITY OF | HARRISONBURG | FSD | 1 | 1/23/1995 12:00:00 AM
VA2660345 | PB | PBCU | 3Y | RT | Y | DS001 | LCR63 | 1230 MEADOWLARK DR | HARRISONBURG, CITY OF | HARRISONBURG | FSD | 1 | 1/23/1995 12:00:00 AM
VA2660345 | PB | PBCU | 3Y | RT | Y | DS001 | LCR68 | 3266 HEMLOCK ST. | HARRISONBURG, CITY OF | HARRISONBURG | FSD | 1 | 1/23/1995 12:00:00 AM
VA2660345 | PB | PBCU | 3Y | RT | Y | DS001 | LCR69 | 3265 HEMLOCK ST. | HARRISONBURG, CITY OF | HARRISONBURG | FSD | 1 | 1/23/1995 12:00:00 AM
VA2660345 | PB | PBCU | 3Y | RT | Y | DS001 | LCR70 | 3005 KOFFEE LANE | HARRISONBURG, CITY OF | HARRISONBURG | FSD | 1 | 1/23/1995 12:00:00 AM
VA2660345 | PB | PBCU | 3Y | RT | Y | DS001 | LCR71 | 210 THE GREEN | HARRISONBURG, CITY OF | HARRISONBURG | FSD | 1 | 1/23/1995 12:00:00 AM
VA2660345 | PB | PBCU | 3Y | RT | Y | DS001 | LCR72 | 3745 NUTMEG CT. | HARRISONBURG, CITY OF | HARRISONBURG | FSD | 1 | 1/23/1995 12:00:00 AM
VA2660345 | PB | PBCU | 3Y | RT | Y | DS001 | LCR73 | 3405 FLINT AVE. | HARRISONBURG, CITY OF | HARRISONBURG | FSD | 1 | 1/23/1995 12:00:00 AM
VA2660345 | PB | PBCU | 3Y | RT | Y | DS001 | LCR74 | 163 FAIRWAY DRIVE | HARRISONBURG, CITY OF | HARRISONBURG | FSD | 1 | 1/23/1995 12:00:00 AM
VA2660345 | TC | TC | MN | RT | Y | DS001 | TCR01 |  | HARRISONBURG, CITY OF | HARRISONBURG |  | 180 | 1/23/1995 12:00:00 AM
VA2660345 | GE | FRFL | MN | ST | N | EP001 | EP001 | ENTRY POINT TAP | HARRISONBURG, CITY OF | HARRISONBURG WTP ENTRY POINT |  | 3 | 1/23/1995 12:00:00 AM
VA2660345 | GE | NIT | YR | RT | Y | EP001 | EP001 | ENTRY POINT TAP | HARRISONBURG, CITY OF | HARRISONBURG WTP ENTRY POINT |  | 1 | 1/23/1995 12:00:00 AM
VA2660345 | GE | TOCA | QT | RT | Y | RW001 | RW001 | RAW WATER | HARRISONBURG, CITY OF | COMBINED RAW WATER - HARRISONBURG WTP |  | 1 | 1/23/1995 12:00:00 AM
VA2660345 | GE | TOC | QT | RT | Y | TP003 | UP001 | COMBINED FILTER EFF | HARRISONBURG, CITY OF | HARRISONBURG WTP |  | 1 | 1/23/1995 12:00:00 AM
VA2678375 | GE | THH5 | QT | RT | Y | DS001 | DS006 | 141 COUNTRY CLUB DR | LEXINGTON, CITY OF | LEXINGTON, CITY OF |  | 1 | 5/16/1978 12:00:00 AM
VA2678375 | GE | THH5 | QT | RT | Y | DS001 | DS009 | W&L TENNIS CENTER | LEXINGTON, CITY OF | LEXINGTON, CITY OF |  | 1 | 5/16/1978 12:00:00 AM
VA2678375 | TC | TC | MN | RT | Y | DS001 | TCR01 |  | LEXINGTON, CITY OF | LEXINGTON, CITY OF |  | 24 | 5/16/1978 12:00:00 AM
VA2770425 | TC | TC | QT | RT | Y | DS001 | TCR01 |  | SKATE CENTER OF ROANOKE VALLEY | SKATE CENTER OF ROANOKE VALLEY DS |  | 1 | 6/13/2002 12:00:00 AM
VA2770425 | GE | NIT | YR | RT | Y | EP001 | EP001 | EP WELL TAP | SKATE CENTER OF ROANOKE VALLEY | EP WELL |  | 1 | 6/13/2002 12:00:00 AM
VA2770425 | GE | MPN | QT | RT | Y | WL001 | RW001 | RAW WATER WELL TAP | SKATE CENTER OF ROANOKE VALLEY | DRILLED WELL |  | 1 | 6/13/2002 12:00:00 AM
VA2770900 | GE | THH5 | QT | RT | Y | DS001 | DBP203 | 333 KOOGLER/337 KOOGLER DR | WESTERN VIRGINIA WATER AUTHORITY | DIST SYSTEM - WVWA |  | 1 | 3/9/2006 12:00:00 AM
VA2770900 | GE | THH5 | QT | RT | Y | DS001 | DBP204 | 8115 PLANTATION RD | WESTERN VIRGINIA WATER AUTHORITY | DIST SYSTEM - WVWA |  | 1 | 3/9/2006 12:00:00 AM
VA2770900 | GE | THH5 | QT | RT | Y | DS001 | DBP207 | 131 OLD BROOK/114 OLD BROOK RD | WESTERN VIRGINIA WATER AUTHORITY | DIST SYSTEM - WVWA |  | 1 | 3/9/2006 12:00:00 AM
VA2770900 | GE | THH5 | QT | RT | Y | DS001 | DBP208 | 2551 MOUNTAIN VIEW ROAD | WESTERN VIRGINIA WATER AUTHORITY | DIST SYSTEM - WVWA |  | 1 | 3/9/2006 12:00:00 AM
VA2770900 | GE | THH5 | QT | RT | Y | DS001 | DBP209 | 20430 VIRGIL GOODE HWY | WESTERN VIRGINIA WATER AUTHORITY | DIST SYSTEM - WVWA |  | 1 | 3/9/2006 12:00:00 AM
VA2770900 | GE | THH5 | QT | RT | Y | DS001 | DBP211 | 288 ETZLER RD | WESTERN VIRGINIA WATER AUTHORITY | DIST SYSTEM - WVWA |  | 1 | 3/9/2006 12:00:00 AM
VA2770900 | GE | THH5 | QT | RT | Y | DS001 | DBP212 | 825 HARMON CIR | WESTERN VIRGINIA WATER AUTHORITY | DIST SYSTEM - WVWA |  | 1 | 3/9/2006 12:00:00 AM
VA2770900 | GE | THH5 | QT | RT | Y | DS001 | DBP301 | 104 GUS NICKS BLVD | WESTERN VIRGINIA WATER AUTHORITY | DIST SYSTEM - WVWA |  | 1 | 3/9/2006 12:00:00 AM
VA2770900 | PB | PBCU | 3Y | RT | Y | DS001 | LCR003 | 3328 GREEN RIDGE CT | WESTERN VIRGINIA WATER AUTHORITY | DIST SYSTEM - WVWA | FSD | 1 | 3/9/2006 12:00:00 AM
VA2770900 | PB | PBCU | 3Y | RT | Y | DS001 | LCR004 | 5382 GLOUCESTER CT | WESTERN VIRGINIA WATER AUTHORITY | DIST SYSTEM - WVWA | FSD | 1 | 3/9/2006 12:00:00 AM
VA2770900 | PB | PBCU | 3Y | RT | Y | DS001 | LCR006 | 1640 BRANDON AVE | WESTERN VIRGINIA WATER AUTHORITY | DIST SYSTEM - WVWA | FSD | 1 | 3/9/2006 12:00:00 AM
VA2770900 | PB | PBCU | 3Y | RT | Y | DS001 | LCR008 | 7811 SHADWELL DR | WESTERN VIRGINIA WATER AUTHORITY | DIST SYSTEM - WVWA | FSD | 1 | 3/9/2006 12:00:00 AM
VA2770900 | PB | PBCU | 3Y | RT | Y | DS001 | LCR009 | 5024 MEADOW CREEK DR | WESTERN VIRGINIA WATER AUTHORITY | DIST SYSTEM - WVWA | FSD | 1 | 3/9/2006 12:00:00 AM
VA2770900 | PB | PBCU | 3Y | RT | Y | DS001 | LCR010 | 2613 BLUEFIELD BLVD SW | WESTERN VIRGINIA WATER AUTHORITY | DIST SYSTEM - WVWA | FSD | 1 | 3/9/2006 12:00:00 AM
VA2770900 | PB | PBCU | 3Y | RT | Y | DS001 | LCR012 | 4330 OLD VIRGINIA ST NE | WESTERN VIRGINIA WATER AUTHORITY | DIST SYSTEM - WVWA | FSD | 1 | 3/9/2006 12:00:00 AM
VA2770900 | PB | PBCU | 3Y | RT | Y | DS001 | LCR013 | 3524 WINDSOR RD SW | WESTERN VIRGINIA WATER AUTHORITY | DIST SYSTEM - WVWA | FSD | 1 | 3/9/2006 12:00:00 AM
VA2770900 | PB | PBCU | 3Y | RT | Y | DS001 | LCR014 | 2316 MOUNT VERNON RD SW | WESTERN VIRGINIA WATER AUTHORITY | DIST SYSTEM - WVWA | FSD | 1 | 3/9/2006 12:00:00 AM
VA2770900 | PB | PBCU | 3Y | RT | Y | DS001 | LCR016 | 2633 BLUEFIELD BLVD SW | WESTERN VIRGINIA WATER AUTHORITY | DIST SYSTEM - WVWA | FSD | 1 | 3/9/2006 12:00:00 AM
VA2770900 | PB | PBCU | 3Y | RT | Y | DS001 | LCR017 | 6116 HOMEWOOD CIR | WESTERN VIRGINIA WATER AUTHORITY | DIST SYSTEM - WVWA | FSD | 1 | 3/9/2006 12:00:00 AM
VA2770900 | PB | PBCU | 3Y | RT | Y | DS001 | LCR018 | 217 RUTHERFORD CT NW | WESTERN VIRGINIA WATER AUTHORITY | DIST SYSTEM - WVWA | FSD | 1 | 3/9/2006 12:00:00 AM
VA2770900 | PB | PBCU | 3Y | RT | Y | DS001 | LCR020 | 2626 BLUEFIELD BLVD SW | WESTERN VIRGINIA WATER AUTHORITY | DIST SYSTEM - WVWA | FSD | 1 | 3/9/2006 12:00:00 AM
VA2770900 | PB | PBCU | 3Y | RT | Y | DS001 | LCR021 | 3349 KELLY LN | WESTERN VIRGINIA WATER AUTHORITY | DIST SYSTEM - WVWA | FSD | 1 | 3/9/2006 12:00:00 AM
VA2770900 | PB | PBCU | 3Y | RT | Y | DS001 | LCR022 | 5115 FALCON RIDGE RD | WESTERN VIRGINIA WATER AUTHORITY | DIST SYSTEM - WVWA | FSD | 1 | 3/9/2006 12:00:00 AM
VA2770900 | PB | PBCU | 3Y | RT | Y | DS001 | LCR024 | 6608 SUGAR RIDGE DR | WESTERN VIRGINIA WATER AUTHORITY | DIST SYSTEM - WVWA | FSD | 1 | 3/9/2006 12:00:00 AM
VA2770900 | PB | PBCU | 3Y | RT | Y | DS001 | LCR026 | 4724 PENNSYLVANIA AVE NE | WESTERN VIRGINIA WATER AUTHORITY | DIST SYSTEM - WVWA | FSD | 1 | 3/9/2006 12:00:00 AM
VA2770900 | PB | PBCU | 3Y | RT | Y | DS001 | LCR028 | 2911 MANSFIELD ST NE | WESTERN VIRGINIA WATER AUTHORITY | DIST SYSTEM - WVWA | FSD | 1 | 3/9/2006 12:00:00 AM
VA2770900 | PB | PBCU | 3Y | RT | Y | DS001 | LCR030 | 3827 VENTNOR RD SE | WESTERN VIRGINIA WATER AUTHORITY | DIST SYSTEM - WVWA | FSD | 1 | 3/9/2006 12:00:00 AM
VA2770900 | PB | PBCU | 3Y | RT | Y | DS001 | LCR034 | 3030 CIRCLE DR SW | WESTERN VIRGINIA WATER AUTHORITY | DIST SYSTEM - WVWA | FSD | 1 | 3/9/2006 12:00:00 AM
VA2770900 | PB | PBCU | 3Y | RT | Y | DS001 | LCR035 | 2030 KNOLLWOOD RD SW | WESTERN VIRGINIA WATER AUTHORITY | DIST SYSTEM - WVWA | FSD | 1 | 3/9/2006 12:00:00 AM
VA2770900 | PB | PBCU | 3Y | RT | Y | DS001 | LCR036 | 207 RUTHERFORD CT NW | WESTERN VIRGINIA WATER AUTHORITY | DIST SYSTEM - WVWA | FSD | 1 | 3/9/2006 12:00:00 AM
VA2770900 | PB | PBCU | 3Y | RT | Y | DS001 | LCR038 | 226 RUTHERFORD CT NW | WESTERN VIRGINIA WATER AUTHORITY | DIST SYSTEM - WVWA | FSD | 1 | 3/9/2006 12:00:00 AM
VA2770900 | PB | PBCU | 3Y | RT | Y | DS001 | LCR039 | 4735 PENNSYLVANIA AVE NE | WESTERN VIRGINIA WATER AUTHORITY | DIST SYSTEM - WVWA | FSD | 1 | 3/9/2006 12:00:00 AM
VA2770900 | PB | PBCU | 3Y | RT | Y | DS001 | LCR040 | 4522 LAURELWOOD DR SW | WESTERN VIRGINIA WATER AUTHORITY | DIST SYSTEM - WVWA | FSD | 1 | 3/9/2006 12:00:00 AM
VA2770900 | PB | PBCU | 3Y | RT | Y | DS001 | LCR042 | 3367 KELLY LN | WESTERN VIRGINIA WATER AUTHORITY | DIST SYSTEM - WVWA | FSD | 1 | 3/9/2006 12:00:00 AM
VA2770900 | PB | PBCU | 3Y | RT | Y | DS001 | LCR043 | 5818 DOGWOOD AVE | WESTERN VIRGINIA WATER AUTHORITY | DIST SYSTEM - WVWA | FSD | 1 | 3/9/2006 12:00:00 AM
VA2770900 | PB | PBCU | 3Y | RT | Y | DS001 | LCR044 | 1527 MABRY AVE SE | WESTERN VIRGINIA WATER AUTHORITY | DIST SYSTEM - WVWA | FSD | 1 | 3/9/2006 12:00:00 AM
VA2770900 | PB | PBCU | 3Y | RT | Y | DS001 | LCR045 | 3805 HUMMINGBIRD LN | WESTERN VIRGINIA WATER AUTHORITY | DIST SYSTEM - WVWA | FSD | 1 | 3/9/2006 12:00:00 AM
VA2770900 | PB | PBCU | 3Y | RT | Y | DS001 | LCR046 | 1934 DEYERLE RD SW | WESTERN VIRGINIA WATER AUTHORITY | DIST SYSTEM - WVWA | FSD | 1 | 3/9/2006 12:00:00 AM
VA2770900 | PB | PBCU | 3Y | RT | Y | DS001 | LCR048 | 3920 MEADOWLARK RD | WESTERN VIRGINIA WATER AUTHORITY | DIST SYSTEM - WVWA | FSD | 1 | 3/9/2006 12:00:00 AM
VA2770900 | PB | PBCU | 3Y | RT | Y | DS001 | LCR049 | 1538 SHANNON ST SE | WESTERN VIRGINIA WATER AUTHORITY | DIST SYSTEM - WVWA | FSD | 1 | 3/9/2006 12:00:00 AM
VA2770900 | PB | PBCU | 3Y | RT | Y | DS001 | LCR050 | 6854 CAMPBELL DR | WESTERN VIRGINIA WATER AUTHORITY | DIST SYSTEM - WVWA | FSD | 1 | 3/9/2006 12:00:00 AM
VA2770900 | PB | PBCU | 3Y | RT | Y | DS001 | LCR051 | 3511 HERITAGE RD SW | WESTERN VIRGINIA WATER AUTHORITY | DIST SYSTEM - WVWA | FSD | 1 | 3/9/2006 12:00:00 AM
VA2770900 | PB | PBCU | 3Y | RT | Y | DS001 | LCR052 | 2609 BLUEFIELD BLVD SW | WESTERN VIRGINIA WATER AUTHORITY | DIST SYSTEM - WVWA | FSD | 1 | 3/9/2006 12:00:00 AM
VA2770900 | PB | PBCU | 3Y | RT | Y | DS001 | LCR053 | 2632 BLUEFIELD BLVD SW | WESTERN VIRGINIA WATER AUTHORITY | DIST SYSTEM - WVWA | FSD | 1 | 3/9/2006 12:00:00 AM
VA2770900 | PB | PBCU | 3Y | RT | Y | DS001 | LCR054 | 3726 DOGWOOD LN SW | WESTERN VIRGINIA WATER AUTHORITY | DIST SYSTEM - WVWA | FSD | 1 | 3/9/2006 12:00:00 AM
VA2770900 | PB | PBCU | 3Y | RT | Y | DS001 | LCR055 | 1402 DEYERLE RD SW | WESTERN VIRGINIA WATER AUTHORITY | DIST SYSTEM - WVWA | FSD | 1 | 3/9/2006 12:00:00 AM
VA2770900 | PB | PBCU | 3Y | RT | Y | DS001 | LCR056 | 1624 WILBUR RD SW | WESTERN VIRGINIA WATER AUTHORITY | DIST SYSTEM - WVWA | FSD | 1 | 3/9/2006 12:00:00 AM
VA2770900 | PB | PBCU | 3Y | RT | Y | DS001 | LCR058 | 221 RUTHERFORD CT NW | WESTERN VIRGINIA WATER AUTHORITY | DIST SYSTEM - WVWA | FSD | 1 | 3/9/2006 12:00:00 AM
VA2770900 | PB | PBCU | 3Y | RT | Y | DS001 | LCR059 | 3449 WOODLAND HILLS LN SW | WESTERN VIRGINIA WATER AUTHORITY | DIST SYSTEM - WVWA | FSD | 1 | 3/9/2006 12:00:00 AM
VA2770900 | PB | PBCU | 3Y | RT | Y | DS001 | LCR062 | 5651 CRESCENT BLVD | WESTERN VIRGINIA WATER AUTHORITY | DIST SYSTEM - WVWA | FSD | 1 | 3/9/2006 12:00:00 AM
VA2770900 | PB | PBCU | 3Y | RT | Y | DS001 | LCR063 | 162 WINDSOR LN | WESTERN VIRGINIA WATER AUTHORITY | DIST SYSTEM - WVWA | FSD | 1 | 3/9/2006 12:00:00 AM
VA2770900 | PB | PBCU | 3Y | RT | Y | DS001 | LCR064 | 443 RIDGE RD | WESTERN VIRGINIA WATER AUTHORITY | DIST SYSTEM - WVWA | FSD | 1 | 3/9/2006 12:00:00 AM
VA2770900 | PB | PBCU | 3Y | RT | Y | DS001 | LCR065 | 267 SPRING HOLLOW RD | WESTERN VIRGINIA WATER AUTHORITY | DIST SYSTEM - WVWA | FSD | 1 | 3/9/2006 12:00:00 AM
VA2770900 | PB | PBCU | 3Y | RT | Y | DS001 | LCR066 | 2912 WOODTHRUSH DR | WESTERN VIRGINIA WATER AUTHORITY | DIST SYSTEM - WVWA | FSD | 1 | 3/9/2006 12:00:00 AM
VA2770900 | PB | PBCU | 3Y | RT | Y | DS001 | LCR068 | 471 TINKER MOUNTAIN DR | WESTERN VIRGINIA WATER AUTHORITY | DIST SYSTEM - WVWA | FSD | 1 | 3/9/2006 12:00:00 AM
VA2770900 | PB | PBCU | 3Y | RT | Y | DS001 | LCR069 | 4 ASPEN DR | WESTERN VIRGINIA WATER AUTHORITY | DIST SYSTEM - WVWA | FSD | 1 | 3/9/2006 12:00:00 AM
VA2770900 | PB | PBCU | 3Y | RT | Y | DS001 | LCR071 | 18 ALPINE DR | WESTERN VIRGINIA WATER AUTHORITY | DIST SYSTEM - WVWA | FSD | 1 | 3/9/2006 12:00:00 AM
VA2770900 | PB | PBCU | 3Y | RT | Y | DS001 | LCR078 | 2320 AVENEL AVE SW | WESTERN VIRGINIA WATER AUTHORITY | DIST SYSTEM - WVWA | FSD | 1 | 3/9/2006 12:00:00 AM
VA2770900 | TC | TC | MN | RT | Y | DS001 | TCR01 |  | WESTERN VIRGINIA WATER AUTHORITY | DIST SYSTEM - WVWA |  | 360 | 3/9/2006 12:00:00 AM
VA2770900 | GE | NIT | YR | RT | Y | EP001 | EP001 | CARVINS COVE FIN TAP | WESTERN VIRGINIA WATER AUTHORITY | EP CARVINS COVE TP |  | 1 | 3/9/2006 12:00:00 AM
VA2770900 | GE | NIT | YR | RT | Y | EP002 | EP002 | SP HOLLOW FIN TAP | WESTERN VIRGINIA WATER AUTHORITY | EP SPRING HOLLOW TF |  | 1 | 3/9/2006 12:00:00 AM
VA2770900 | GE | NIT | YR | RT | Y | EP003 | EP003 | CRYSTAL SP FIN TAP | WESTERN VIRGINIA WATER AUTHORITY | EP CRYSTAL SPRING TP |  | 1 | 3/9/2006 12:00:00 AM
VA2770900 | GE | NIT | YR | RT | Y | EP008 | EP008 | LABELLEVUE WL 7 TAP | WESTERN VIRGINIA WATER AUTHORITY | EP LABELLEVUE WELL 7 |  | 1 | 3/9/2006 12:00:00 AM
VA2770900 | GE | NIT | YR | RT | Y | EP021 | EP021 | TREATED WATER TAP | WESTERN VIRGINIA WATER AUTHORITY | EP NORTH LAKES 6 WELL |  | 1 | 3/9/2006 12:00:00 AM
VA2770900 | GE | NIT | YR | RT | Y | EP025 | EP025 | STARKEY 3 WL TAP | WESTERN VIRGINIA WATER AUTHORITY | EP STARKEY 3 WELL |  | 1 | 3/9/2006 12:00:00 AM
VA2770900 | GE | FRFL | MN | ST | N | EP034 | EP034 | MUSE SPRING FIN TAP | WESTERN VIRGINIA WATER AUTHORITY | EP MUSE SPRING |  | 3 | 3/9/2006 12:00:00 AM
VA2770900 | GE | S113 | QT | RT | Y | EP034 | EP034 | MUSE SPRING FIN TAP | WESTERN VIRGINIA WATER AUTHORITY | EP MUSE SPRING |  | 1 | 3/9/2006 12:00:00 AM
VA2770900 | GE | NIT | YR | RT | Y | EP036 | EP036 | MANSARD TREATED WATER | WESTERN VIRGINIA WATER AUTHORITY | EP MANSARD SQUARE |  | 1 | 3/9/2006 12:00:00 AM
VA2770900 | GE | NIT | YR | RT | Y | EP037 | EP037 | BUSH #1 TREATED WATER | WESTERN VIRGINIA WATER AUTHORITY | EP BUSH #1 |  | 1 | 3/9/2006 12:00:00 AM
VA2770900 | GE | NIT | YR | RT | Y | EP038 | EP038 | BUSH #2 TREATED WATER | WESTERN VIRGINIA WATER AUTHORITY | EP BUSH #2 |  | 1 | 3/9/2006 12:00:00 AM
VA2770900 | GE | NIT | YR | RT | Y | EP040 | EP040 | STONEBRIDGE TREATED WATER | WESTERN VIRGINIA WATER AUTHORITY | EP STONEBRIDGE |  | 1 | 3/9/2006 12:00:00 AM
VA2770900 | GE | NIT | YR | RT | Y | EP041 | EP041 | SPRING GROVE TREATED WATER | WESTERN VIRGINIA WATER AUTHORITY | EP SPRING GROVE |  | 1 | 3/9/2006 12:00:00 AM
VA2770900 | GE | NIT | YR | RT | Y | EP042 | EP042 | CRAIG TREATED WATER | WESTERN VIRGINIA WATER AUTHORITY | EP CRAIG |  | 1 | 3/9/2006 12:00:00 AM
VA2770900 | GE | NIT | YR | RT | Y | EP044 | EP044 | MELISSA TREATED WATER | WESTERN VIRGINIA WATER AUTHORITY | EP MELISSA |  | 1 | 3/9/2006 12:00:00 AM
VA2770900 | GE | TOCA | MN | RT | Y | IN001 | RW001 CC | CC RAW WATER TAP | WESTERN VIRGINIA WATER AUTHORITY | CARVINS COVE |  | 3 | 3/9/2006 12:00:00 AM
VA2770900 | GE | TOCA | MN | RT | Y | IN002A | RW002A SH | SPRING HOLLOW RESERVOIR | WESTERN VIRGINIA WATER AUTHORITY | SPRING HOLLOW RESERVOIR INTAKE |  | 3 | 3/9/2006 12:00:00 AM
VA2770900 | GE | FRFL | MN | ST | N | TP001 | LAB001 CC | CC LAB TAP | WESTERN VIRGINIA WATER AUTHORITY | CARVINS COVE WTF |  | 3 | 3/9/2006 12:00:00 AM
VA2770900 | GE | TOC | MN | RT | Y | TP001 | UP001 CC | CC COMB FILTER EFF | WESTERN VIRGINIA WATER AUTHORITY | CARVINS COVE WTF |  | 3 | 3/9/2006 12:00:00 AM
VA2770900 | GE | FRFL | MN | ST | N | TP002 | LAB002 SH | SH LAB TAP | WESTERN VIRGINIA WATER AUTHORITY | SPRING HOLLOW WTF |  | 3 | 3/9/2006 12:00:00 AM
VA2770900 | GE | TOC | MN | RT | Y | TP002 | UP002 SH | SH COMB FILTER EFF | WESTERN VIRGINIA WATER AUTHORITY | SPRING HOLLOW WTF |  | 3 | 3/9/2006 12:00:00 AM
VA2770900 | GE | FRFL | MN | ST | N | TP003 | LAB003 CS | CS LAB TAP | WESTERN VIRGINIA WATER AUTHORITY | CRYSTAL SPRING WTF |  | 3 | 3/9/2006 12:00:00 AM
VA2770900 | GE | MPN | QT | RT | Y | WL005 | RW005 | MUSE WL RW TAP | WESTERN VIRGINIA WATER AUTHORITY | MUSE WELL |  | 1 | 3/9/2006 12:00:00 AM
VA2770900 | GE | MPN | QT | RT | Y | WL008 | RW008 | LABELVUE 7 RW TAP | WESTERN VIRGINIA WATER AUTHORITY | LABELLEVUE WELL 7 |  | 1 | 3/9/2006 12:00:00 AM
VA2770900 | GE | MPN | QT | RT | Y | WL021 | RW021 | N LAKES WL 6 RW TAP | WESTERN VIRGINIA WATER AUTHORITY | NORTH LAKES WELL 6 |  | 1 | 3/9/2006 12:00:00 AM
VA2770900 | GE | MPN | QT | RT | Y | WL025 | RW025 | STARKEY 3 RW TAP | WESTERN VIRGINIA WATER AUTHORITY | STARKEY WELL 3 |  | 1 | 3/9/2006 12:00:00 AM
VA2770900 | GE | MPN | QT | RT | Y | WL029 | RW029 | GARDEN CITY 2 RAW TAP | WESTERN VIRGINIA WATER AUTHORITY | GARDEN CITY WELL NO. 2 |  | 1 | 3/9/2006 12:00:00 AM
VA2770900 | GE | MPN | YR | RT | Y | WL036 | RW036 | RAW WATER TAP | WESTERN VIRGINIA WATER AUTHORITY | MANSARD SQUARE WELL |  | 1 | 3/9/2006 12:00:00 AM
VA2770900 | GE | MPN | YR | RT | Y | WL037 | RW037 | RAW WATER TAP | WESTERN VIRGINIA WATER AUTHORITY | BUSH #1 WELL |  | 1 | 3/9/2006 12:00:00 AM
VA2770900 | GE | MPN | YR | RT | Y | WL038 | RW038 | RAW WATER WELL TAP | WESTERN VIRGINIA WATER AUTHORITY | BUSH #2 WELL |  | 1 | 3/9/2006 12:00:00 AM
VA2770900 | GE | MPN | YR | RT | Y | WL040 | RW040 | RAW WATER TAP | WESTERN VIRGINIA WATER AUTHORITY | STONEBRIDGE WELL |  | 1 | 3/9/2006 12:00:00 AM
VA2770900 | GE | MPN | YR | RT | Y | WL041 | RW041 | RAW WATER TAP | WESTERN VIRGINIA WATER AUTHORITY | SPRING GROVE WELL |  | 1 | 3/9/2006 12:00:00 AM
VA2770900 | GE | MPN | YR | RT | Y | WL042 | RW042 | RAW WATER TAP | WESTERN VIRGINIA WATER AUTHORITY | CRAIG AVENUE WELL |  | 1 | 3/9/2006 12:00:00 AM
VA2770900 | GE | MPN | YR | RT | Y | WL044 | RW044 | RAW WATER TAP | WESTERN VIRGINIA WATER AUTHORITY | MELISSA WELL |  | 1 | 3/9/2006 12:00:00 AM
VA2775300 | GE | THH5 | QT | RT | Y | DS001 | DBP02 | 2609 LEEMOUNT ST | SALEM, CITY OF | CITY OF SALEM |  | 1 | 3/1/2005 12:00:00 AM
VA2775300 | GE | THH5 | QT | RT | Y | DS001 | DBP03 | 23 HILLMOUNT DR | SALEM, CITY OF | CITY OF SALEM |  | 1 | 3/1/2005 12:00:00 AM
VA2775300 | PB | PBCU | 3Y | RT | Y | DS001 | LCR001 | 1865 BURMA RD | SALEM, CITY OF | CITY OF SALEM | FSD | 1 | 3/1/2005 12:00:00 AM
VA2775300 | PB | PBCU | 3Y | RT | Y | DS001 | LCR002 | 1627 NARCISSUS ST | SALEM, CITY OF | CITY OF SALEM | FSD | 1 | 3/1/2005 12:00:00 AM
VA2775300 | PB | PBCU | 3Y | RT | Y | DS001 | LCR006 | 1625 STARVIEW DR | SALEM, CITY OF | CITY OF SALEM | FSD | 1 | 3/1/2005 12:00:00 AM
VA2775300 | PB | PBCU | 3Y | RT | Y | DS001 | LCR009 | 2409 12-O'CLOCK KNOB RD | SALEM, CITY OF | CITY OF SALEM | FSD | 1 | 3/1/2005 12:00:00 AM
VA2775300 | PB | PBCU | 3Y | RT | Y | DS001 | LCR012 | 1534 POPLAR AVE | SALEM, CITY OF | CITY OF SALEM | FSD | 1 | 3/1/2005 12:00:00 AM
VA2775300 | PB | PBCU | 3Y | RT | Y | DS001 | LCR013 | 1655 WOODSHILL LN | SALEM, CITY OF | CITY OF SALEM | FSD | 1 | 3/1/2005 12:00:00 AM
VA2775300 | PB | PBCU | 3Y | RT | Y | DS001 | LCR014 | 2865 GLENEAGLES RD | SALEM, CITY OF | CITY OF SALEM | FSD | 1 | 3/1/2005 12:00:00 AM
VA2775300 | PB | PBCU | 3Y | RT | Y | DS001 | LCR018 | 2750 GLENEAGLES ROAD | SALEM, CITY OF | CITY OF SALEM | FSD | 1 | 3/1/2005 12:00:00 AM
VA2775300 | PB | PBCU | 3Y | RT | Y | DS001 | LCR019 | 2906 FRANKLIN ST | SALEM, CITY OF | CITY OF SALEM | FSD | 1 | 3/1/2005 12:00:00 AM
VA2775300 | PB | PBCU | 3Y | RT | Y | DS001 | LCR020 | 438 KEESLING AVE | SALEM, CITY OF | CITY OF SALEM | FSD | 1 | 3/1/2005 12:00:00 AM
VA2775300 | PB | PBCU | 3Y | RT | Y | DS001 | LCR021 | 708 JOAN CIR | SALEM, CITY OF | CITY OF SALEM | FSD | 1 | 3/1/2005 12:00:00 AM
VA2775300 | PB | PBCU | 3Y | RT | Y | DS001 | LCR022 | 180 FOREST DR | SALEM, CITY OF | CITY OF SALEM | FSD | 1 | 3/1/2005 12:00:00 AM
VA2775300 | PB | PBCU | 3Y | RT | Y | DS001 | LCR023 | 2548 KEAGY RD | SALEM, CITY OF | CITY OF SALEM | FSD | 1 | 3/1/2005 12:00:00 AM
VA2775300 | PB | PBCU | 3Y | RT | Y | DS001 | LCR024 | 2800 FRANKLIN ST | SALEM, CITY OF | CITY OF SALEM | FSD | 1 | 3/1/2005 12:00:00 AM
VA2775300 | PB | PBCU | 3Y | RT | Y | DS001 | LCR026 | 100 HART DR | SALEM, CITY OF | CITY OF SALEM | FSD | 1 | 3/1/2005 12:00:00 AM
VA2775300 | PB | PBCU | 3Y | RT | Y | DS001 | LCR027 | 708 ACADEMY ST | SALEM, CITY OF | CITY OF SALEM | FSD | 1 | 3/1/2005 12:00:00 AM
VA2775300 | PB | PBCU | 3Y | RT | Y | DS001 | LCR028 | 1250 NORTH MILL RD | SALEM, CITY OF | CITY OF SALEM | FSD | 1 | 3/1/2005 12:00:00 AM
VA2775300 | PB | PBCU | 3Y | RT | Y | DS001 | LCR029 | 1300 PARKDALE MANOR DR | SALEM, CITY OF | CITY OF SALEM | FSD | 1 | 3/1/2005 12:00:00 AM
VA2775300 | PB | PBCU | 3Y | RT | Y | DS001 | LCR031 | 1830 LAWNDALE AVE | SALEM, CITY OF | CITY OF SALEM | FSD | 1 | 3/1/2005 12:00:00 AM
VA2775300 | PB | PBCU | 3Y | RT | Y | DS001 | LCR034 | 1346 PULASKI ST | SALEM, CITY OF | CITY OF SALEM | FSD | 1 | 3/1/2005 12:00:00 AM
VA2775300 | PB | PBCU | 3Y | RT | Y | DS001 | LCR035 | 710 JOAN CIRCLE | SALEM, CITY OF | CITY OF SALEM | FSD | 1 | 3/1/2005 12:00:00 AM
VA2775300 | PB | PBCU | 3Y | RT | Y | DS001 | LCR036 | 2508 KEAGY ROAD | SALEM, CITY OF | CITY OF SALEM | FSD | 1 | 3/1/2005 12:00:00 AM
VA2775300 | PB | PBCU | 3Y | RT | Y | DS001 | LCR037 | 1000 POLAR LANE | SALEM, CITY OF | CITY OF SALEM | FSD | 1 | 3/1/2005 12:00:00 AM
VA2775300 | PB | PBCU | 3Y | RT | Y | DS001 | LCR038 | 1509 KENSINGTON DRIVE | SALEM, CITY OF | CITY OF SALEM | FSD | 1 | 3/1/2005 12:00:00 AM
VA2775300 | PB | PBCU | 3Y | RT | Y | DS001 | LCR039 | 1012 COURTNEY CIRCLE | SALEM, CITY OF | CITY OF SALEM | FSD | 1 | 3/1/2005 12:00:00 AM
VA2775300 | PB | PBCU | 3Y | RT | Y | DS001 | LCR040 | 1307 MEADOWVIEW DRIVE | SALEM, CITY OF | CITY OF SALEM | FSD | 1 | 3/1/2005 12:00:00 AM
VA2775300 | PB | PBCU | 3Y | RT | Y | DS001 | LCR041 | 1006 COURTNEY CIRCLE | SALEM, CITY OF | CITY OF SALEM | FSD | 1 | 3/1/2005 12:00:00 AM
VA2775300 | PB | PBCU | 3Y | RT | Y | DS001 | LCR042 | 2683 TURNBERRY ROAD | SALEM, CITY OF | CITY OF SALEM | FSD | 1 | 3/1/2005 12:00:00 AM
VA2775300 | PB | PBCU | 3Y | RT | Y | DS001 | LCR043 | 128 DIAMOND ROAD | SALEM, CITY OF | CITY OF SALEM | FSD | 1 | 3/1/2005 12:00:00 AM
VA2775300 | PB | PBCU | 3Y | RT | Y | DS001 | LCR044 | 208 BRENTWOOD COURT | SALEM, CITY OF | CITY OF SALEM | FSD | 1 | 3/1/2005 12:00:00 AM
VA2775300 | TC | TC | MN | RT | Y | DS001 | TCR01 |  | SALEM, CITY OF | CITY OF SALEM |  | 90 | 3/1/2005 12:00:00 AM
VA2775300 | GE | ICMT | YR | RT | Y | EP001 | EP001 | PLANT - EP001 | SALEM, CITY OF | ENTRY POINT - PLANT |  | 1 | 3/1/2005 12:00:00 AM
VA2775300 | GE | NIT | YR | RT | Y | EP001 | EP001 | PLANT - EP001 | SALEM, CITY OF | ENTRY POINT - PLANT |  | 1 | 3/1/2005 12:00:00 AM
VA2775300 | GE | TOCA | QT | RT | Y | IN001 | RW001 | INTAKE RAW WATER | SALEM, CITY OF | ROANOKE RIVER |  | 1 | 3/1/2005 12:00:00 AM
VA2775300 | GE | FL2 | MN | ST | N | TP001 | LAB001 | LAB TAP | SALEM, CITY OF | SALEM WTP |  | 3 | 3/1/2005 12:00:00 AM
VA2775300 | GE | TOC | QT | RT | Y | TP001 | UP001 | COMBINED FILTER EFF | SALEM, CITY OF | SALEM WTP |  | 1 | 3/1/2005 12:00:00 AM
VA2775485 | GE | THH5 | YR | RT | Y | DS001 | DBP01 | BLDG 76 | SALEM VETERANS AFFAIRS MEDICAL CENTER | DISTRIBUTION SYSTEM |  | 1 | 2/13/2023 12:00:00 AM
VA2775485 | PB | PBCU | YR | RT | Y | DS001 | LCR003 | BLDG 8 ROOM 123 MEN'S BATHROOM | SALEM VETERANS AFFAIRS MEDICAL CENTER | DISTRIBUTION SYSTEM | FSD | 1 | 2/13/2023 12:00:00 AM
VA2775485 | PB | PBCU | YR | RT | Y | DS001 | LCR004 | BLDG 1 ROOM 114 MEN'S RESTROOM | SALEM VETERANS AFFAIRS MEDICAL CENTER | DISTRIBUTION SYSTEM | FSD | 1 | 2/13/2023 12:00:00 AM
VA2775485 | PB | PBCU | YR | RT | Y | DS001 | LCR006 | BLDG 2A 2ND FLOOR COMMUNITY LIVING CTR | SALEM VETERANS AFFAIRS MEDICAL CENTER | DISTRIBUTION SYSTEM | FSD | 1 | 2/13/2023 12:00:00 AM
VA2775485 | PB | PBCU | YR | RT | Y | DS001 | LCR007 | BLDG 4 ROOM 101 MEN'S BATHROOM | SALEM VETERANS AFFAIRS MEDICAL CENTER | DISTRIBUTION SYSTEM | FSD | 1 | 2/13/2023 12:00:00 AM
VA2775485 | PB | PBCU | YR | RT | Y | DS001 | LCR010 | BLDG 9 ROOM 7 MEN'S RESTROOM BASEMENT | SALEM VETERANS AFFAIRS MEDICAL CENTER | DISTRIBUTION SYSTEM | FSD | 1 | 2/13/2023 12:00:00 AM
VA2775485 | PB | PBCU | YR | RT | Y | DS001 | LCR012 | BLDG 11 ROOM 117 MEN'S RESTROOM | SALEM VETERANS AFFAIRS MEDICAL CENTER | DISTRIBUTION SYSTEM | FSD | 1 | 2/13/2023 12:00:00 AM
VA2775485 | PB | PBCU | YR | RT | Y | DS001 | LCR014 | BLDG 14 OUTSIDE OF LAUNDRY OFFICE SINK | SALEM VETERANS AFFAIRS MEDICAL CENTER | DISTRIBUTION SYSTEM | FSD | 1 | 2/13/2023 12:00:00 AM
VA2775485 | PB | PBCU | YR | RT | Y | DS001 | LCR015 | BLDG 74 ROOM 127 MEN'S RESTROOM | SALEM VETERANS AFFAIRS MEDICAL CENTER | DISTRIBUTION SYSTEM | FSD | 1 | 2/13/2023 12:00:00 AM
VA2775485 | PB | PBCU | YR | RT | Y | DS001 | LCR023 | BLDG 144 CHAPEL WOMENS BATHROOM | SALEM VETERANS AFFAIRS MEDICAL CENTER | DISTRIBUTION SYSTEM | FSD | 1 | 2/13/2023 12:00:00 AM
VA2775485 | PB | PBCU | YR | RT | Y | DS001 | LCR025 | BLDG 76 ROOM 10 MEN'S RESTROOM | SALEM VETERANS AFFAIRS MEDICAL CENTER | DISTRIBUTION SYSTEM | FSD | 1 | 2/13/2023 12:00:00 AM
VA2775485 | TC | TC | MN | RT | Y | DS001 | TCR01 |  | SALEM VETERANS AFFAIRS MEDICAL CENTER | DISTRIBUTION SYSTEM |  | 6 | 2/13/2023 12:00:00 AM
VA2790600 | GE | THH5 | QT | RT | Y | DS001 | DS003 | BEST BUY | STAUNTON, CITY OF | STAUNTON, CITY OF |  | 1 | 3/31/1989 12:00:00 AM
VA2790600 | GE | THH5 | QT | RT | Y | DS001 | DS005 | SUPER SHOES | STAUNTON, CITY OF | STAUNTON, CITY OF |  | 1 | 3/31/1989 12:00:00 AM
VA2790600 | GE | THH5 | QT | RT | Y | DS001 | DS006 | BROOKDALE | STAUNTON, CITY OF | STAUNTON, CITY OF |  | 1 | 3/31/1989 12:00:00 AM
VA2790600 | GE | THH5 | QT | RT | Y | DS001 | DS007 | AUGUSTA CO-OP FARM BUREAU | STAUNTON, CITY OF | STAUNTON, CITY OF |  | 1 | 3/31/1989 12:00:00 AM
VA2790600 | PB | PBCU | 3Y | RT | Y | DS001 | LCR01 | 22 OAK LN | STAUNTON, CITY OF | STAUNTON, CITY OF | FSD | 1 | 3/31/1989 12:00:00 AM
VA2790600 | PB | PBCU | 3Y | RT | Y | DS001 | LCR02 | 314 OLD GREENVILLE RD | STAUNTON, CITY OF | STAUNTON, CITY OF | FSD | 1 | 3/31/1989 12:00:00 AM
VA2790600 | PB | PBCU | 3Y | RT | Y | DS001 | LCR04 | 313 OLD GREENVILLE RD | STAUNTON, CITY OF | STAUNTON, CITY OF | FSD | 1 | 3/31/1989 12:00:00 AM
VA2790600 | PB | PBCU | 3Y | RT | Y | DS001 | LCR06 | 1199 SPAULDING ST | STAUNTON, CITY OF | STAUNTON, CITY OF | FSD | 1 | 3/31/1989 12:00:00 AM
VA2790600 | PB | PBCU | 3Y | RT | Y | DS001 | LCR07 | 803 MONA CIR | STAUNTON, CITY OF | STAUNTON, CITY OF | FSD | 1 | 3/31/1989 12:00:00 AM
VA2790600 | PB | PBCU | 3Y | RT | Y | DS001 | LCR09 | 77 HUDSON AVE | STAUNTON, CITY OF | STAUNTON, CITY OF | FSD | 1 | 3/31/1989 12:00:00 AM
VA2790600 | PB | PBCU | 3Y | RT | Y | DS001 | LCR13 | 407 MARQUIS ST | STAUNTON, CITY OF | STAUNTON, CITY OF | FSD | 1 | 3/31/1989 12:00:00 AM
VA2790600 | PB | PBCU | 3Y | RT | Y | DS001 | LCR14 | 790 S. BRAE BURN PL | STAUNTON, CITY OF | STAUNTON, CITY OF | FSD | 1 | 3/31/1989 12:00:00 AM
VA2790600 | PB | PBCU | 3Y | RT | Y | DS001 | LCR17 | 697 RITCHIE BLVD | STAUNTON, CITY OF | STAUNTON, CITY OF | FSD | 1 | 3/31/1989 12:00:00 AM
VA2790600 | PB | PBCU | 3Y | RT | Y | DS001 | LCR19 | 813 CHERRY HILL DR | STAUNTON, CITY OF | STAUNTON, CITY OF | FSD | 1 | 3/31/1989 12:00:00 AM
VA2790600 | PB | PBCU | 3Y | RT | Y | DS001 | LCR20 | 581 HILLTOP DR | STAUNTON, CITY OF | STAUNTON, CITY OF | FSD | 1 | 3/31/1989 12:00:00 AM
VA2790600 | PB | PBCU | 3Y | RT | Y | DS001 | LCR21 | 208 SURREY RD | STAUNTON, CITY OF | STAUNTON, CITY OF | FSD | 1 | 3/31/1989 12:00:00 AM
VA2790600 | PB | PBCU | 3Y | RT | Y | DS001 | LCR23 | 114 OAK TER | STAUNTON, CITY OF | STAUNTON, CITY OF | FSD | 1 | 3/31/1989 12:00:00 AM
VA2790600 | PB | PBCU | 3Y | RT | Y | DS001 | LCR24 | 1422 AIKEN ST | STAUNTON, CITY OF | STAUNTON, CITY OF | FSD | 1 | 3/31/1989 12:00:00 AM
VA2790600 | PB | PBCU | 3Y | RT | Y | DS001 | LCR28 | 8 OAKENWOLD TER | STAUNTON, CITY OF | STAUNTON, CITY OF | FSD | 1 | 3/31/1989 12:00:00 AM
VA2790600 | PB | PBCU | 3Y | RT | Y | DS001 | LCR29 | 511 N. COALTER ST | STAUNTON, CITY OF | STAUNTON, CITY OF | FSD | 1 | 3/31/1989 12:00:00 AM
VA2790600 | PB | PBCU | 3Y | RT | Y | DS001 | LCR30 | 712 PARKVIEW AVE | STAUNTON, CITY OF | STAUNTON, CITY OF | FSD | 1 | 3/31/1989 12:00:00 AM
VA2790600 | PB | PBCU | 3Y | RT | Y | DS001 | LCR31 | 908 PRESTON DR | STAUNTON, CITY OF | STAUNTON, CITY OF | FSD | 1 | 3/31/1989 12:00:00 AM
VA2790600 | PB | PBCU | 3Y | RT | Y | DS001 | LCR32 | 27 RIDGEWOOD DR | STAUNTON, CITY OF | STAUNTON, CITY OF | FSD | 1 | 3/31/1989 12:00:00 AM
VA2790600 | PB | PBCU | 3Y | RT | Y | DS001 | LCR38 | 1607 RIDGEWAY DR | STAUNTON, CITY OF | STAUNTON, CITY OF | FSD | 1 | 3/31/1989 12:00:00 AM
VA2790600 | PB | PBCU | 3Y | RT | Y | DS001 | LCR43 | 42 JORDAN ST | STAUNTON, CITY OF | STAUNTON, CITY OF | FSD | 1 | 3/31/1989 12:00:00 AM
VA2790600 | PB | PBCU | 3Y | RT | Y | DS001 | LCR45 | 504 WOODMONT DR | STAUNTON, CITY OF | STAUNTON, CITY OF | FSD | 1 | 3/31/1989 12:00:00 AM
VA2790600 | PB | PBCU | 3Y | RT | Y | DS001 | LCR46 | 503 MT. VIEW DR | STAUNTON, CITY OF | STAUNTON, CITY OF | FSD | 1 | 3/31/1989 12:00:00 AM
VA2790600 | PB | PBCU | 3Y | RT | Y | DS001 | LCR49 | 437 ALBEMARLE AVE | STAUNTON, CITY OF | STAUNTON, CITY OF | FSD | 1 | 3/31/1989 12:00:00 AM
VA2790600 | PB | PBCU | 3Y | RT | Y | DS001 | LCR50 | 225 MT. VIEW DR | STAUNTON, CITY OF | STAUNTON, CITY OF | FSD | 1 | 3/31/1989 12:00:00 AM
VA2790600 | PB | PBCU | 3Y | RT | Y | DS001 | LCR51 | 832 E BEVERLEY ST | STAUNTON, CITY OF | STAUNTON, CITY OF | FSD | 1 | 3/31/1989 12:00:00 AM
VA2790600 | PB | PBCU | 3Y | RT | Y | DS001 | LCR52 | 205 OAK RIDGE CIR | STAUNTON, CITY OF | STAUNTON, CITY OF | FSD | 1 | 3/31/1989 12:00:00 AM
VA2790600 | PB | PBCU | 3Y | RT | Y | DS001 | LCR53 | 207 PARK BLVD | STAUNTON, CITY OF | STAUNTON, CITY OF | FSD | 1 | 3/31/1989 12:00:00 AM
VA2790600 | PB | PBCU | 3Y | RT | Y | DS001 | LCR54 | 347 N. MADISON ST | STAUNTON, CITY OF | STAUNTON, CITY OF | FSD | 1 | 3/31/1989 12:00:00 AM
VA2790600 | PB | PBCU | 3Y | RT | Y | DS001 | LCR55 | 215 OAK RIDGE CIR | STAUNTON, CITY OF | STAUNTON, CITY OF | FSD | 1 | 3/31/1989 12:00:00 AM
VA2790600 | TC | TC | MN | RT | Y | DS001 | TCR01 |  | STAUNTON, CITY OF | STAUNTON, CITY OF |  | 90 | 3/31/1989 12:00:00 AM
VA2790600 | GE | FRFL | MN | ST | N | EP001 | EP001 | FINISHED TAP | STAUNTON, CITY OF | ENTRY POINT - STAUNTON WTP |  | 3 | 3/31/1989 12:00:00 AM
VA2790600 | GE | ICMT | YR | RT | Y | EP001 | EP001 | FINISHED TAP | STAUNTON, CITY OF | ENTRY POINT - STAUNTON WTP |  | 1 | 3/31/1989 12:00:00 AM
VA2790600 | GE | NIT | YR | RT | Y | EP001 | EP001 | FINISHED TAP | STAUNTON, CITY OF | ENTRY POINT - STAUNTON WTP |  | 1 | 3/31/1989 12:00:00 AM
VA2790600 | GE | TOCA | QT | RT | Y | RW001 | RW001 | RAW WATER | STAUNTON, CITY OF | COMBINED RAW WATER - STAUNTON WTP |  | 1 | 3/31/1989 12:00:00 AM
VA2790600 | GE | TOC | QT | RT | Y | TP004 | UP001 | COMBINED FILTER EFF | STAUNTON, CITY OF | STAUNTON WATER TREATMENT PLANT |  | 1 | 3/31/1989 12:00:00 AM
VA2820775 | GE | THH5 | QT | RT | Y | DS001 | DBP-SPRINGS | 2304 MONROE ST- MRT | WAYNESBORO, CITY OF | WAYNESBORO |  | 1 | 9/13/1988 12:00:00 AM
VA2820775 | GE | THH5 | QT | RT | Y | DS001 | DBP04 | 423 WOODLAND CIR | WAYNESBORO, CITY OF | WAYNESBORO |  | 1 | 9/13/1988 12:00:00 AM
VA2820775 | PB | PBCU | 3Y | RT | Y | DS001 | LCR03 | 848 MAPLE AVE. | WAYNESBORO, CITY OF | WAYNESBORO | FSD | 1 | 9/13/1988 12:00:00 AM
VA2820775 | PB | PBCU | 3Y | RT | Y | DS001 | LCR04 | 137 HUNTINGTON PL | WAYNESBORO, CITY OF | WAYNESBORO | FSD | 1 | 9/13/1988 12:00:00 AM
VA2820775 | PB | PBCU | 3Y | RT | Y | DS001 | LCR05 | 1401 B ST | WAYNESBORO, CITY OF | WAYNESBORO | FSD | 1 | 9/13/1988 12:00:00 AM
VA2820775 | PB | PBCU | 3Y | RT | Y | DS001 | LCR06 | 1529 SHENANDOAH AVE | WAYNESBORO, CITY OF | WAYNESBORO | FSD | 1 | 9/13/1988 12:00:00 AM
VA2820775 | PB | PBCU | 3Y | RT | Y | DS001 | LCR07 | 1303 RESERVIOR ST | WAYNESBORO, CITY OF | WAYNESBORO | FSD | 1 | 9/13/1988 12:00:00 AM
VA2820775 | PB | PBCU | 3Y | RT | Y | DS001 | LCR09 | 1601 STUART ST | WAYNESBORO, CITY OF | WAYNESBORO | FSD | 1 | 9/13/1988 12:00:00 AM
VA2820775 | PB | PBCU | 3Y | RT | Y | DS001 | LCR10 | 1619 STUART ST. | WAYNESBORO, CITY OF | WAYNESBORO | FSD | 1 | 9/13/1988 12:00:00 AM
VA2820775 | PB | PBCU | 3Y | RT | Y | DS001 | LCR11 | 618 S MAGNOLIA AVE | WAYNESBORO, CITY OF | WAYNESBORO | FSD | 1 | 9/13/1988 12:00:00 AM
VA2820775 | PB | PBCU | 3Y | RT | Y | DS001 | LCR13 | 321 N. BATH AVE | WAYNESBORO, CITY OF | WAYNESBORO | FSD | 1 | 9/13/1988 12:00:00 AM
VA2820775 | PB | PBCU | 3Y | RT | Y | DS001 | LCR15 | 1212 WINE AVE | WAYNESBORO, CITY OF | WAYNESBORO | FSD | 1 | 9/13/1988 12:00:00 AM
VA2820775 | PB | PBCU | 3Y | RT | Y | DS001 | LCR16 | 713 RANDOLPH AVE | WAYNESBORO, CITY OF | WAYNESBORO | FSD | 1 | 9/13/1988 12:00:00 AM
VA2820775 | PB | PBCU | 3Y | RT | Y | DS001 | LCR17 | 465 WOODLAND CIR | WAYNESBORO, CITY OF | WAYNESBORO | FSD | 1 | 9/13/1988 12:00:00 AM
VA2820775 | PB | PBCU | 3Y | RT | Y | DS001 | LCR18 | 615 RANDOLPH AVE | WAYNESBORO, CITY OF | WAYNESBORO | FSD | 1 | 9/13/1988 12:00:00 AM
VA2820775 | PB | PBCU | 3Y | RT | Y | DS001 | LCR19 | 1868 HARVARD RD | WAYNESBORO, CITY OF | WAYNESBORO | FSD | 1 | 9/13/1988 12:00:00 AM
VA2820775 | PB | PBCU | 3Y | RT | Y | DS001 | LCR20 | 152 HUNTINGTON PL | WAYNESBORO, CITY OF | WAYNESBORO | FSD | 1 | 9/13/1988 12:00:00 AM
VA2820775 | PB | PBCU | 3Y | RT | Y | DS001 | LCR21 | 1600 STUART ST | WAYNESBORO, CITY OF | WAYNESBORO | FSD | 1 | 9/13/1988 12:00:00 AM
VA2820775 | PB | PBCU | 3Y | RT | Y | DS001 | LCR24 | 1525 STUART ST | WAYNESBORO, CITY OF | WAYNESBORO | FSD | 1 | 9/13/1988 12:00:00 AM
VA2820775 | PB | PBCU | 3Y | RT | Y | DS001 | LCR26 | 120 HUNTINGTON PL | WAYNESBORO, CITY OF | WAYNESBORO | FSD | 1 | 9/13/1988 12:00:00 AM
VA2820775 | PB | PBCU | 3Y | RT | Y | DS001 | LCR27 | 943 LYNDHURST RD | WAYNESBORO, CITY OF | WAYNESBORO | FSD | 1 | 9/13/1988 12:00:00 AM
VA2820775 | PB | PBCU | 3Y | RT | Y | DS001 | LCR28 | 200 COURT RD | WAYNESBORO, CITY OF | WAYNESBORO | FSD | 1 | 9/13/1988 12:00:00 AM
VA2820775 | PB | PBCU | 3Y | RT | Y | DS001 | LCR29 | 424 WOODLAN CIRCLE | WAYNESBORO, CITY OF | WAYNESBORO | FSD | 1 | 9/13/1988 12:00:00 AM
VA2820775 | PB | PBCU | 3Y | RT | Y | DS001 | LCR31 | 2304 MONROE ST | WAYNESBORO, CITY OF | WAYNESBORO | FSD | 1 | 9/13/1988 12:00:00 AM
VA2820775 | PB | PBCU | 3Y | RT | Y | DS001 | LCR32 | 856 FAIRFAX AVE | WAYNESBORO, CITY OF | WAYNESBORO | FSD | 1 | 9/13/1988 12:00:00 AM
VA2820775 | PB | PBCU | 3Y | RT | Y | DS001 | LCR33 | 1630 STUART ST. | WAYNESBORO, CITY OF | WAYNESBORO | FSD | 1 | 9/13/1988 12:00:00 AM
VA2820775 | PB | PBCU | 3Y | RT | Y | DS001 | LCR34 | 1259 NOVA DRIVE | WAYNESBORO, CITY OF | WAYNESBORO | FSD | 1 | 9/13/1988 12:00:00 AM
VA2820775 | PB | PBCU | 3Y | RT | Y | DS001 | LCR35 | 1642 STUART ST | WAYNESBORO, CITY OF | WAYNESBORO | FSD | 1 | 9/13/1988 12:00:00 AM
VA2820775 | PB | PBCU | 3Y | RT | Y | DS001 | LCR36 | 1010 SHERWOOD AVE | WAYNESBORO, CITY OF | WAYNESBORO | FSD | 1 | 9/13/1988 12:00:00 AM
VA2820775 | PB | PBCU | 3Y | RT | Y | DS001 | LCR37 | 419 WOODLAND | WAYNESBORO, CITY OF | WAYNESBORO | FSD | 1 | 9/13/1988 12:00:00 AM
VA2820775 | PB | PBCU | 3Y | RT | Y | DS001 | LCR38 | 709 RANDOLPH AVE | WAYNESBORO, CITY OF | WAYNESBORO | FSD | 1 | 9/13/1988 12:00:00 AM
VA2820775 | PB | PBCU | 3Y | RT | Y | DS001 | LCR39 | 1624 STUART AVE | WAYNESBORO, CITY OF | WAYNESBORO | FSD | 1 | 9/13/1988 12:00:00 AM
VA2820775 | TC | TC | MN | RT | Y | DS001 | TCR01 |  | WAYNESBORO, CITY OF | WAYNESBORO |  | 75 | 9/13/1988 12:00:00 AM
VA2820775 | GE | FRFL | MN | ST | N | EP001 | EP001 | COYNER SPRINGS | WAYNESBORO, CITY OF | COYNER SPRINGS ENTRY POINT |  | 3 | 9/13/1988 12:00:00 AM
VA2820775 | GE | ICMT | YR | RT | Y | EP001 | EP001 | COYNER SPRINGS | WAYNESBORO, CITY OF | COYNER SPRINGS ENTRY POINT |  | 1 | 9/13/1988 12:00:00 AM
VA2820775 | GE | NIT | YR | RT | Y | EP001 | EP001 | COYNER SPRINGS | WAYNESBORO, CITY OF | COYNER SPRINGS ENTRY POINT |  | 1 | 9/13/1988 12:00:00 AM
VA2840500 | GE | THH5 | QT | RT | Y | DS950 | DS006 | 1867 AMHERST ST | WINCHESTER, CITY OF | WINCHESTER, CITY OF |  | 1 | 3/15/1923 12:00:00 AM
VA2840500 | GE | THH5 | QT | RT | Y | DS950 | IDSE002 | 2125 HARVEST DRIVE | WINCHESTER, CITY OF | WINCHESTER, CITY OF |  | 1 | 3/15/1923 12:00:00 AM
VA2840500 | GE | THH5 | QT | RT | Y | DS950 | IDSE004 | 1842 CAMPUS BLVD | WINCHESTER, CITY OF | WINCHESTER, CITY OF |  | 1 | 3/15/1923 12:00:00 AM
VA2840500 | GE | THH5 | QT | RT | Y | DS950 | IDSE006 | 551 FAIRMONT AVENUE | WINCHESTER, CITY OF | WINCHESTER, CITY OF |  | 1 | 3/15/1923 12:00:00 AM
VA2840500 | TC | TC | MN | RT | Y | DS950 | TCR01 |  | WINCHESTER, CITY OF | WINCHESTER, CITY OF |  | 90 | 3/15/1923 12:00:00 AM
VA2840500 | GE | TOCA | QT | RT | Y | IN001 | RW001 | INTAKE RAW WATER | WINCHESTER, CITY OF | N FORK SHENANDOAH RIVER |  | 1 | 3/15/1923 12:00:00 AM
VA2840500 | GE | FRFL | MN | ST | N | SS009 | EP001 | CW--FINISHED WTR TAP | WINCHESTER, CITY OF | EP - PERCY D. MILLER WTP |  | 3 | 3/15/1923 12:00:00 AM
VA2840500 | GE | VOC | QT | RT | Y | SS009 | EP001 | CW--FINISHED WTR TAP | WINCHESTER, CITY OF | EP - PERCY D. MILLER WTP |  | 1 | 3/15/1923 12:00:00 AM
VA2840500 | GE | TOC | QT | RT | Y | TP002 | UP001 | COMBINED FILTER EFFL | WINCHESTER, CITY OF | PERCY D MILLER WATER TREATMENT PLANT |  | 1 | 3/15/1923 12:00:00 AM
VA3001001 | TC | TC | QT | RT | Y | DS001 | TCR01 |  | ACCOMAC AREA HEADQUARTERS | DISTRIBUTION SYSTEM |  | 1 | 7/22/2019 12:00:00 AM
VA3001003 | TC | TC | MN | RT | Y | DS001 | TCR01 |  | ACCOMACK COUNTY HEALTH DEPT | DISTRIBUTION SYSTEM |  | 3 | 1/26/1990 12:00:00 AM
VA3001003 | GE | NIT | YR | RT | Y | EP001 | EP001 | ENTRY POINT | ACCOMACK COUNTY HEALTH DEPT | ENTRY POINT |  | 1 | 1/26/1990 12:00:00 AM
VA3001004 | TC | TC | MN | RT | Y | DS001 | TCR01 |  | ACCOMACK COUNTY OFFICE BUILDINGS | DISTRIBUTION SYSTEM |  | 3 | 12/22/1989 12:00:00 AM
VA3001004 | GE | NIT | YR | RT | Y | EP001 | EP001 | ENTRY POINT | ACCOMACK COUNTY OFFICE BUILDINGS | ENTRY POINT |  | 1 | 12/22/1989 12:00:00 AM
VA3001004 | GE | MPN | YR | RT | Y | WL001 | RW001 | RAW TAP | ACCOMACK COUNTY OFFICE BUILDINGS | COURTHOUSE WELL |  | 1 | 12/22/1989 12:00:00 AM
VA3001004 | GE | MPN | YR | RT | Y | WL002 | RW002 | RAW TAP | ACCOMACK COUNTY OFFICE BUILDINGS | ADMIN. BLDG. WELL |  | 1 | 12/22/1989 12:00:00 AM
VA3001006 | TC | TC | MN | RT | Y | DS001 | TCR01 |  | ACCOMACK COUNTY INDUSTRIAL PK | DISTRIBUTION SYSTEM |  | 3 | 7/20/1999 12:00:00 AM
VA3001010 | TC | TC | QT | RT | Y | DS001 | TCR01 |  | RAYS SHANTY | DISTRIBUTION |  | 1 | 1/13/2004 12:00:00 AM
VA3001010 | GE | NIT | YR | RT | Y | EP001 | EP001 | ENTRY POINT | RAYS SHANTY | ENTRY POINT |  | 1 | 1/13/2004 12:00:00 AM
VA3001014 | TC | TC | MN | RT | Y | DS001 | TCR01 |  | A & N ELECTRIC COOPERATIVE | DISTRIBUTION |  | 3 | 4/1/2006 12:00:00 AM
VA3001014 | GE | NIT | YR | RT | Y | EP001 | EP001 | LAST TAP IN WH | A & N ELECTRIC COOPERATIVE | ENTRY POINT |  | 1 | 4/1/2006 12:00:00 AM
VA3001015 | GE | THH5 | QT | RT | Y | DS001 | DBP-1 | VOTECH/AG ROOM | ARCADIA HIGH SCHOOL | DISTRIBUTION SYSTEM |  | 1 | 2/27/1998 12:00:00 AM
VA3001015 | GE | THH5 | QT | RT | Y | DS001 | DBP-2 | KITCHEN | ARCADIA HIGH SCHOOL | DISTRIBUTION SYSTEM |  | 1 | 2/27/1998 12:00:00 AM
VA3001015 | TC | TC | MN | RT | Y | DS001 | TCR01 |  | ARCADIA HIGH SCHOOL | DISTRIBUTION SYSTEM |  | 3 | 2/27/1998 12:00:00 AM
VA3001015 | GE | NIT | YR | RT | Y | EP001 | EP001 | ENTRY POINT | ARCADIA HIGH SCHOOL | ENTRY POINT |  | 1 | 2/27/1998 12:00:00 AM
VA3001015 | GE | MPN | YR | RT | Y | WL001 | RW001 | WELL 1 RAW WATER TAP | ARCADIA HIGH SCHOOL | WELL |  | 1 | 2/27/1998 12:00:00 AM
VA3001016 | PB | PBCU | YR | RT | Y | DS001 | LCR04 | A9 ROOM | ARCADIA MIDDLE SCHOOL | DISTRIBUTION SYSTEM | FSD | 1 | 12/9/2020 12:00:00 AM
VA3001016 | PB | PBCU | YR | RT | Y | DS001 | LCR05 | A12 ROOM | ARCADIA MIDDLE SCHOOL | DISTRIBUTION SYSTEM | FSD | 1 | 12/9/2020 12:00:00 AM
VA3001016 | PB | PBCU | YR | RT | Y | DS001 | LCR08 | LIBRARY | ARCADIA MIDDLE SCHOOL | DISTRIBUTION SYSTEM | FSD | 1 | 12/9/2020 12:00:00 AM
VA3001016 | PB | PBCU | YR | RT | Y | DS001 | LCR12 | BOYS LOCKER ROOM | ARCADIA MIDDLE SCHOOL | DISTRIBUTION SYSTEM | FSD | 1 | 12/9/2020 12:00:00 AM
VA3001016 | PB | PBCU | YR | RT | Y | DS001 | LCR13 | GIRLS LOCKER ROOM | ARCADIA MIDDLE SCHOOL | DISTRIBUTION SYSTEM | FSD | 1 | 12/9/2020 12:00:00 AM
VA3001016 | PB | PBCU | YR | RT | Y | DS001 | LCR14 | D9 ROOM | ARCADIA MIDDLE SCHOOL | DISTRIBUTION SYSTEM | FSD | 1 | 12/9/2020 12:00:00 AM
VA3001016 | PB | PBCU | YR | RT | Y | DS001 | LCR15 | D12 ROOM | ARCADIA MIDDLE SCHOOL | DISTRIBUTION SYSTEM | FSD | 1 | 12/9/2020 12:00:00 AM
VA3001016 | PB | PBCU | YR | RT | Y | DS001 | LCR17 | BOYS RR UPSTAIRS EAST | ARCADIA MIDDLE SCHOOL | DISTRIBUTION SYSTEM | FSD | 1 | 12/9/2020 12:00:00 AM
VA3001016 | PB | PBCU | YR | RT | Y | DS001 | LCR18 | E19 ROOM | ARCADIA MIDDLE SCHOOL | DISTRIBUTION SYSTEM | FSD | 1 | 12/9/2020 12:00:00 AM
VA3001016 | PB | PBCU | YR | RT | Y | DS001 | LCR19 | E16 ROOM | ARCADIA MIDDLE SCHOOL | DISTRIBUTION SYSTEM | FSD | 1 | 12/9/2020 12:00:00 AM
VA3001016 | TC | TC | MN | RT | Y | DS001 | TCR01 |  | ARCADIA MIDDLE SCHOOL | DISTRIBUTION SYSTEM |  | 3 | 12/9/2020 12:00:00 AM
VA3001016 | GE | NIT | YR | RT | Y | EP001 | EP001 | ENTRY POINT | ARCADIA MIDDLE SCHOOL | ENTRY POINT |  | 1 | 12/9/2020 12:00:00 AM
VA3001016 | GE | VOC | YR | RT | Y | EP001 | EP001 | ENTRY POINT | ARCADIA MIDDLE SCHOOL | ENTRY POINT |  | 1 | 12/9/2020 12:00:00 AM
VA3001018 | TC | TC | MN | RT | Y | DS001 | TCR01 |  | ACCOMACK SOCIAL SERVICES | DISTRIBUTION SYSTEM |  | 3 | 3/21/2005 12:00:00 AM
VA3001018 | GE | NIT | YR | RT | Y | EP001 | EP001 | WELL ENTRY POINT | ACCOMACK SOCIAL SERVICES | ENTRY POINT |  | 1 | 3/21/2005 12:00:00 AM
VA3001018 | GE | VOC | 3Y | RT | Y | EP001 | EP001 | WELL ENTRY POINT | ACCOMACK SOCIAL SERVICES | ENTRY POINT |  | 1 | 3/21/2005 12:00:00 AM
VA3001028 | PB | PBCU | 3Y | RT | Y | DS001 | LCR001 | KITCHEN | ACCOMACK MANOR | DISTRIBUTION | FSD | 1 | 4/13/2007 12:00:00 AM
VA3001028 | PB | PBCU | 3Y | RT | Y | DS001 | LCR002 | ROOM 118 | ACCOMACK MANOR | DISTRIBUTION | FSD | 1 | 4/13/2007 12:00:00 AM
VA3001028 | PB | PBCU | 3Y | RT | Y | DS001 | LCR003 | ROOM 206 | ACCOMACK MANOR | DISTRIBUTION | FSD | 1 | 4/13/2007 12:00:00 AM
VA3001028 | PB | PBCU | 3Y | RT | Y | DS001 | LCR004 | ROOM 230 | ACCOMACK MANOR | DISTRIBUTION | FSD | 1 | 4/13/2007 12:00:00 AM
VA3001028 | PB | PBCU | 3Y | RT | Y | DS001 | LCR005 | ROOM 318 | ACCOMACK MANOR | DISTRIBUTION | FSD | 1 | 4/13/2007 12:00:00 AM
VA3001028 | TC | TC | MN | RT | Y | DS001 | TCR01 |  | ACCOMACK MANOR | DISTRIBUTION |  | 3 | 4/13/2007 12:00:00 AM
VA3001028 | GE | MPN | YR | RT | Y | WL001 | RW001 | WELL HEAD | ACCOMACK MANOR | FIRST WELL |  | 1 | 4/13/2007 12:00:00 AM
VA3001030 | TC | TC | QT | RT | Y | DS001 | TCR01 |  | ACCOMAC RESIDENCY OFFICE | DISTRIBUTION SYSTEM |  | 1 | 6/30/1977 12:00:00 AM
VA3001030 | GE | NIT | YR | RT | Y | EP001 | ENTRY POINT | ENTRY POINT | ACCOMAC RESIDENCY OFFICE | ENTRY POINT |  | 1 | 6/30/1977 12:00:00 AM
VA3001031 | GE | TTHM | YR | RT | Y | DS001 | DBP01 | B-19 ROOM | SHORE HEALTH AND REHABILITATION CENTER | DISTRIBUTION SYSTEM |  | 1 | 12/15/1980 12:00:00 AM
VA3001031 | GE | HAA5 | YR | RT | Y | DS001 | DBP02 | C-20 ROOM | SHORE HEALTH AND REHABILITATION CENTER | DISTRIBUTION SYSTEM |  | 1 | 12/15/1980 12:00:00 AM
VA3001031 | TC | TC | MN | RT | Y | DS001 | TCR01 |  | SHORE HEALTH AND REHABILITATION CENTER | DISTRIBUTION SYSTEM |  | 3 | 12/15/1980 12:00:00 AM
VA3001031 | GE | NIT | YR | RT | Y | EP001 | EP001 | ENTRY POINT | SHORE HEALTH AND REHABILITATION CENTER | ENTRY POINT |  | 1 | 12/15/1980 12:00:00 AM
VA3001031 | GE | MPN | YR | RT | Y | WL003 | RW003 | WELL 3 | SHORE HEALTH AND REHABILITATION CENTER | WELL 3 |  | 1 | 12/15/1980 12:00:00 AM
VA3001032 | GE | NIT | YR | RT | Y | EP001 | EP001 | ENTRY POINT | ACHIEVER'S CLUBHOUSE | ENTRY POINT |  | 1 | 6/20/2024 12:00:00 AM
VA3001032 | TC | TC | QT | RT | Y |  |  |  | ACHIEVER'S CLUBHOUSE |  |  | 1 | 6/20/2024 12:00:00 AM
VA3001034 | TC | TC | QT | RT | Y | DS001 | TCR01 |  | REGAL INN | DISTRIBUTION |  | 1 | 9/25/2002 12:00:00 AM
VA3001034 | GE | NIT | YR | RT | Y | EP001 | EP001 | ENTRY POINT | REGAL INN | ENTRY POINT |  | 1 | 9/25/2002 12:00:00 AM
VA3001037 | TC | TC | MN | RT | Y | DS001 | TCR01 |  | ATLANTIC COMMUNITY HEALTH CENTER | DISTRIBUTION |  | 3 | 7/29/2013 12:00:00 AM
VA3001037 | GE | ARSN | 6M | RT | Y | EP001-AS | EP001-AS | ENTRY POINT AS SAMPLING | ATLANTIC COMMUNITY HEALTH CENTER | ENTRY POINT AS SAMPLING |  | 1 | 7/29/2013 12:00:00 AM
VA3001037 | GE | ARSN | 6M | RT | Y | WH01 | RW001 | EAST WELL HEAD | ATLANTIC COMMUNITY HEALTH CENTER | EAST WELL HEAD |  | 1 | 7/29/2013 12:00:00 AM
VA3001037 | GE | MPN | YR | RT | Y | WH01 | RW001 | EAST WELL HEAD | ATLANTIC COMMUNITY HEALTH CENTER | EAST WELL HEAD |  | 1 | 7/29/2013 12:00:00 AM
VA3001037 | GE | ARSN | 6M | RT | Y | WH02 | RW002 | WEST WELL HEAD | ATLANTIC COMMUNITY HEALTH CENTER | WEST WELL HEAD |  | 1 | 7/29/2013 12:00:00 AM
VA3001037 | GE | MPN | YR | RT | Y | WH02 | RW002 | WEST WELL HEAD | ATLANTIC COMMUNITY HEALTH CENTER | WEST WELL HEAD |  | 1 | 7/29/2013 12:00:00 AM
VA3001040 | TC | TC | QT | RT | Y | DS001 | TCR01 |  | LITTLE ACRES CAMPGROUND | DISTRIBUTION |  | 1 | 2/10/1979 12:00:00 AM
VA3001043 | TC | TC | QT | RT | Y | DS001 | TCR01 |  | ELKS LODGE #1766 | DISTRIBUTION |  | 1 | 1/24/1981 12:00:00 AM
VA3001044 | TC | TC | QT | RT | Y | DS001 | TCR01 |  | AMARIN COFFEE | DISTRIBUTION SYSTEM |  | 1 | 4/25/2025 12:00:00 AM
VA3001044 | GE | NIT | YR | RT | Y | EP001 | EP001 | ENTRY POINT | AMARIN COFFEE | ENTRY POINT |  | 1 | 4/25/2025 12:00:00 AM
VA3001053 | TC | TC | QT | RT | Y | DS001 | TCR01 |  | SUBWAY (OAK HALL) | DISTRIBUTION SYSTEM |  | 1 | 2/1/2000 12:00:00 AM
VA3001054 | TC | TC | QT | RT | Y | DS001 | TCR01 |  | SHORE SEAFOOD | DISTRIBUTION |  | 1 | 12/15/1997 12:00:00 AM
VA3001065 | TC | TC | MN | RT | Y | DS001 | TCR01 |  | BOJANGLE`S (ONLEY) | DISTRIBUTION SYSTEM |  | 3 | 5/27/2008 12:00:00 AM
VA3001065 | GE | CYN | 9Y | RT | Y | EP001 | EP001 | ENTRY POINT | BOJANGLE`S (ONLEY) | ENTRY POINT |  | 1 | 5/27/2008 12:00:00 AM
VA3001065 | GE | ICMT | 3Y | RT | Y | EP001 | EP001 | ENTRY POINT | BOJANGLE`S (ONLEY) | ENTRY POINT |  | 1 | 5/27/2008 12:00:00 AM
VA3001065 | GE | NIT | YR | RT | Y | EP001 | EP001 | ENTRY POINT | BOJANGLE`S (ONLEY) | ENTRY POINT |  | 1 | 5/27/2008 12:00:00 AM
VA3001100 | TC | TC | MN | RT | Y | DS001 | TCR01 |  | CAPTAINS COVE | DISTRIBUTION SYSTEM |  | 6 | 2/7/1978 12:00:00 AM
VA3001100 | GE | NIT | YR | RT | Y | EP002 | EP002 | ENTRY POINT 2 | CAPTAINS COVE | ENTRY POINT WELL 2 |  | 1 | 2/7/1978 12:00:00 AM
VA3001100 | GE | RADA | 9Y | RT | Y | EP002 | EP002 | ENTRY POINT 2 | CAPTAINS COVE | ENTRY POINT WELL 2 |  | 1 | 2/7/1978 12:00:00 AM
VA3001100 | GE | NIT | YR | RT | Y | EP003 | EP003 | ENTRY POINT 3 | CAPTAINS COVE | ENTRY POINT WELL 3 &3U |  | 1 | 2/7/1978 12:00:00 AM
VA3001100 | GE | ARSN | 6M | RT | Y | EP003-AS | EP003 | ENTRY POINT AS SAMPLING | CAPTAINS COVE | ENTRY POINT AS SAMPLING |  | 1 | 2/7/1978 12:00:00 AM
VA3001100 | GE | MPN | YR | RT | Y | WL002 | RW002 | WELL 2 RAW WATER TAP | CAPTAINS COVE | WELL #2 |  | 1 | 2/7/1978 12:00:00 AM
VA3001100 | GE | ARSN | 6M | RT | Y | WL003 | RW003 | WELL 3 RAW WATER TAP | CAPTAINS COVE | WELL #3 |  | 1 | 2/7/1978 12:00:00 AM
VA3001100 | GE | MPN | YR | RT | Y | WL003 | RW003 | WELL 3 RAW WATER TAP | CAPTAINS COVE | WELL #3 |  | 1 | 2/7/1978 12:00:00 AM
VA3001100 | GE | MPN | YR | RT | Y | WL004 | RW004 | WELLHEAD 4 | CAPTAINS COVE | WELL #4 |  | 1 | 2/7/1978 12:00:00 AM
VA3001100 | GE | ARSN | 6M | RT | Y | WL005 | RW005 | WELL 3U | CAPTAINS COVE | WELL 3U |  | 1 | 2/7/1978 12:00:00 AM
VA3001100 | GE | MPN | YR | RT | Y | WL005 | RW005 | WELL 3U | CAPTAINS COVE | WELL 3U |  | 1 | 2/7/1978 12:00:00 AM
VA3001100 | GE | MPN | YR | RT | Y | WL006 | RW006 | WELL 4U | CAPTAINS COVE | WELL 4U |  | 1 | 2/7/1978 12:00:00 AM
VA3001100 | GE | ICMT | 3Y | RT | Y | EP002 | EP002 | ENTRY POINT 2 | CAPTAINS COVE | ENTRY POINT WELL 2 |  | 1 | 1978-02-07
VA3001100 | GE | ICMT | 3Y | RT | Y | EP003 | EP003 | ENTRY POINT 3 | CAPTAINS COVE | ENTRY POINT WELL 3 &3U |  | 1 | 1978-02-07
VA3001100 | GE | VOC | 3Y | RT | Y | WL004 | EP003 | ENTRY POINT 3 | CAPTAINS COVE | WELL #4 |  | 1 | 1978-02-07
VA3001140 | GE | HAA5 | YR | RT | Y | DS001 | DBP-01 | TEUCI OFFICE | TRAILS END | DISTRIBUTION SYSTEM |  | 1 | 7/18/1984 12:00:00 AM
VA3001140 | GE | TTHM | YR | RT | Y | DS001 | DBP-02 | L-50, U-3, S-5 (020) | TRAILS END | DISTRIBUTION SYSTEM |  | 1 | 7/18/1984 12:00:00 AM
VA3001140 | TC | TC | MN | RT | Y | DS001 | TCR01 |  | TRAILS END | DISTRIBUTION SYSTEM |  | 3 | 7/18/1984 12:00:00 AM
VA3001140 | GE | CYN | 3Y | RT | Y | EP001 | EP001 | ENTRY POINT | TRAILS END | ENTRY POINT |  | 1 | 7/18/1984 12:00:00 AM
VA3001140 | GE | NIT | YR | RT | Y | EP001 | EP001 | ENTRY POINT | TRAILS END | ENTRY POINT |  | 1 | 7/18/1984 12:00:00 AM
VA3001140 | GE | MPN | YR | RT | Y | WL004 | RW004 | WELL #4 RAW WATER TAP | TRAILS END | WELL 5 - 2009 |  | 1 | 7/18/1984 12:00:00 AM
VA3001140 | GE | MPN | YR | RT | Y | WL005 | RW005 | WELL 1 (2011) | TRAILS END | WELL 6 - 2011 |  | 1 | 7/18/1984 12:00:00 AM
VA3001140 | GE | MPN | YR | RT | Y | WL007 | RW007 | WELL 7 -2014 | TRAILS END | WELL 7 -2014 |  | 1 | 7/18/1984 12:00:00 AM
VA3001150 | PB | PBCU | 3Y | RT | Y | DS001 | LCR001 | FOOD LION DELI SINK | CHESAPEAKE SQUARE | DISTRIBUTION SYSTEM | FSD | 1 | 1/15/1987 12:00:00 AM
VA3001150 | PB | PBCU | 3Y | RT | Y | DS001 | LCR002 | SUBWAY | CHESAPEAKE SQUARE | DISTRIBUTION SYSTEM | FSD | 1 | 1/15/1987 12:00:00 AM
VA3001150 | PB | PBCU | 3Y | RT | Y | DS001 | LCR003 | MOVIE GALLERY | CHESAPEAKE SQUARE | DISTRIBUTION SYSTEM | FSD | 1 | 1/15/1987 12:00:00 AM
VA3001150 | PB | PBCU | 3Y | RT | Y | DS001 | LCR004 | VEC | CHESAPEAKE SQUARE | DISTRIBUTION SYSTEM | FSD | 1 | 1/15/1987 12:00:00 AM
VA3001150 | PB | PBCU | 3Y | RT | Y | DS001 | LCR005 | RITE AID | CHESAPEAKE SQUARE | DISTRIBUTION SYSTEM | FSD | 1 | 1/15/1987 12:00:00 AM
VA3001150 | TC | TC | MN | RT | Y | DS001 | TCR01 |  | CHESAPEAKE SQUARE | DISTRIBUTION SYSTEM |  | 3 | 1/15/1987 12:00:00 AM
VA3001150 | GE | ICMT | 3Y | RT | Y | EP001 | EP001 | WELL HOUSE | CHESAPEAKE SQUARE | ENTRY POINT |  | 1 | 1/15/1987 12:00:00 AM
VA3001150 | GE | NIT | YR | RT | Y | EP001 | EP001 | WELL HOUSE | CHESAPEAKE SQUARE | ENTRY POINT |  | 1 | 1/15/1987 12:00:00 AM
VA3001175 | GE | THH5 | YR | RT | Y | DS001 | DBP-2 | 5077 RICHARDSON ST | CHINCOTEAGUE, TOWN OF | DISTRIBUTION SYSTEM |  | 1 | 4/18/1984 12:00:00 AM
VA3001175 | TC | TC | MN | RT | Y | DS001 | TCR01 |  | CHINCOTEAGUE, TOWN OF | DISTRIBUTION SYSTEM |  | 24 | 4/18/1984 12:00:00 AM
VA3001175 | GE | NIT | YR | RT | Y | EP001 | EP001 | ENTRY POINT | CHINCOTEAGUE, TOWN OF | ENTRY POINT |  | 1 | 4/18/1984 12:00:00 AM
VA3001175 | GE | MPN | YR | RT | Y | WL001 | RW001 | WELL 3A RAW WATER TAP | CHINCOTEAGUE, TOWN OF | WELL #3A |  | 1 | 4/18/1984 12:00:00 AM
VA3001175 | GE | MPN | YR | RT | Y | WL002 | RW002 | WELL #3B RAW WATER TAP | CHINCOTEAGUE, TOWN OF | WELL #3B |  | 1 | 4/18/1984 12:00:00 AM
VA3001175 | GE | MPN | YR | RT | Y | WL003 | RW003 | WELL 3C RAW WATER TAP | CHINCOTEAGUE, TOWN OF | WELL #3C |  | 1 | 4/18/1984 12:00:00 AM
VA3001175 | GE | MPN | YR | RT | Y | WL004 | RW004 | WELL 4 RAW WATER TAP | CHINCOTEAGUE, TOWN OF | WELL #4 |  | 1 | 4/18/1984 12:00:00 AM
VA3001175 | GE | MPN | YR | RT | Y | WL005 | RW005 | WELL 5 RAW WATER TAP | CHINCOTEAGUE, TOWN OF | WELL #5 |  | 1 | 4/18/1984 12:00:00 AM
VA3001175 | GE | MPN | YR | RT | Y | WL006 | RW006 | WELL 6 RAW WATER TAP | CHINCOTEAGUE, TOWN OF | WELL #6 |  | 1 | 4/18/1984 12:00:00 AM
VA3001175 | GE | MPN | YR | RT | Y | WL008 | RW008 | WELL 8 RAW WATER TAP | CHINCOTEAGUE, TOWN OF | WELL #8 |  | 1 | 4/18/1984 12:00:00 AM
VA3001178 | TC | TC | MN | RT | Y | DS001 | TCR01 |  | ONLEY INN | RODEWAY INN |  | 3 | 10/22/2021 12:00:00 AM
VA3001195 | TC | TC | QT | RT | Y | DS001 | TCR01 |  | HARBOR'S END | DISTRIBUTION |  | 1 | 4/18/2023 12:00:00 AM
VA3001195 | GE | NIT | YR | RT | Y | SS001 | EP001 | ENTRY POINT | HARBOR'S END | ENTRY POINT |  | 1 | 4/18/2023 12:00:00 AM
VA3001198 | TC | TC | QT | RT | Y | DS001 | TCR01 |  | DOLLAR GENERAL - MAPPSVILLE | DISTRIBUTION SYSTEM |  | 1 | 11/28/2018 12:00:00 AM
VA3001198 | GE | NIT | YR | RT | Y | SS001 | EP001 | ENTRY POINT | DOLLAR GENERAL - MAPPSVILLE | ENTRY POINT |  | 1 | 11/28/2018 12:00:00 AM
VA3001210 | TC | TC | MN | RT | Y | DS001 | TCR01 |  | ST PAUL ON THE SHORE DAY CARE | DISTRIBUTION SYSTEM |  | 3 | 10/17/1988 12:00:00 AM
VA3001210 | GE | NIT | YR | RT | Y | EP001 | EP001 | ENTRY POINT | ST PAUL ON THE SHORE DAY CARE | ENTRY POINT |  | 1 | 10/17/1988 12:00:00 AM
VA3001216 | TC | TC | MN | RT | Y | DS001 | TCR01 |  | EASTERN SHORE YACHT AND COUNTRY CLUB | DISTRIBUTION |  | 3 | 2/16/2022 12:00:00 AM
VA3001216 | GE | NIT | YR | RT | Y | EP001 | EP001 | ENTRY POINT | EASTERN SHORE YACHT AND COUNTRY CLUB | ENTRY POINT |  | 1 | 2/16/2022 12:00:00 AM
VA3001217 | TC | TC | MN | RT | Y | DS001 | TCR01 |  | SPORTS CENTER | DISTRIBUTION SYSTEM |  | 3 | 5/10/2018 12:00:00 AM
VA3001217 | GE | NIT | YR | RT | Y | EP001 | EP001 | ENTRY POINT | SPORTS CENTER | ENTRY POINT |  | 1 | 5/10/2018 12:00:00 AM
VA3001330 | TC | TC | MN | RT | Y | DS001 | TCR01 |  | TYSON FARMS, INC | DISTRIBUTION SYSTEM |  | 6 | 6/24/1977 12:00:00 AM
VA3001331 | TC | TC | MN | RT | Y | DS001 | TCR01 |  | HEAD START - ACCOMACK | DISTRIBUTION |  | 3 | 10/30/2003 12:00:00 AM
VA3001331 | GE | ICMT | 3Y | RT | Y | EP001 | EP001 | ENTRY POINT | HEAD START - ACCOMACK | ENTRY POINT |  | 1 | 10/30/2003 12:00:00 AM
VA3001331 | GE | NIT | YR | RT | Y | EP001 | EP001 | ENTRY POINT | HEAD START - ACCOMACK | ENTRY POINT |  | 1 | 10/30/2003 12:00:00 AM
VA3001334 | TC | TC | QT | RT | Y | DS001 | TCR01 |  | ROMA PIZZA | DISTRIBUTION SYSTEM |  | 1 | 3/17/2015 12:00:00 AM
VA3001334 | GE | MPN | YR | RT | Y | WL002 | WL002 | WELL 2 | ROMA PIZZA | WELL 2 |  | 1 | 3/17/2015 12:00:00 AM
VA3001355 | TC | TC | QT | RT | Y | DS001 | TCR01 |  | HURRICANE GRILL | DISTRIBUTION SYSTEM |  | 1 | 5/27/2015 12:00:00 AM
VA3001355 | GE | NIT | YR | RT | Y | EP001 | EP001 | ENTRY POINT | HURRICANE GRILL | ENTRY POINT |  | 1 | 5/27/2015 12:00:00 AM
VA3001378 | TC | TC | MN | RT | Y | DS001 | TCR01 |  | WALMART (ONLEY) | DISTRIBUTION SYSTEM |  | 3 | 6/22/2010 12:00:00 AM
VA3001378 | GE | NIT | YR | RT | Y | SS001 | EP001 | ENTRY POINT | WALMART (ONLEY) | ENTRY POINT |  | 1 | 6/22/2010 12:00:00 AM
VA3001400 | TC | TC | MN | RT | Y | DS001 | TCR01 |  | KUZZENS (AMES FARM COMPLEX QUAD 1) | DISTRIBUTION |  | 3 | 12/15/1997 12:00:00 AM
VA3001400 | GE | NIT | YR | RT | Y | EP001 | EP001 | ENTRY POINT | KUZZENS (AMES FARM COMPLEX QUAD 1) | ENTRY POINT |  | 1 | 12/15/1997 12:00:00 AM
VA3001401 | TC | TC | MN | RT | Y | DS001 | TCR01 |  | KUZZENS (AMES FARM COMPLEX QUAD 2) | DISTRIBUTION |  | 3 | 12/15/1997 12:00:00 AM
VA3001401 | GE | NIT | YR | RT | Y | EP001 | EP001 | ENTRY POINT | KUZZENS (AMES FARM COMPLEX QUAD 2) | ENTRY POINT |  | 1 | 12/15/1997 12:00:00 AM
VA3001402 | TC | TC | MN | RT | Y | DS001 | TCR01 |  | KUZZENS (AMES FARM COMPLEX QUAD 3) | DISTRIBUTION |  | 3 | 12/15/1997 12:00:00 AM
VA3001402 | GE | NIT | YR | RT | Y | EP001 | EP001 | ENTRY POINT | KUZZENS (AMES FARM COMPLEX QUAD 3) | ENTRY POINT |  | 1 | 12/15/1997 12:00:00 AM
VA3001403 | TC | TC | MN | RT | Y | DS001 | TCR01 |  | KUZZENS (AMES FARM COMPLEX QUAD 4) | DISTRIBUTION |  | 3 | 12/15/1997 12:00:00 AM
VA3001403 | GE | NIT | YR | RT | Y | EP001 | EP001 | ENTRY POINT | KUZZENS (AMES FARM COMPLEX QUAD 4) | ENTRY POINT |  | 1 | 12/15/1997 12:00:00 AM
VA3001404 | TC | TC | MN | RT | Y | DS001 | TCR01 |  | KUZZENS (AMES FARM COMPLEX QUAD 5) | DISTRIBUTION |  | 3 | 3/10/2017 12:00:00 AM
VA3001404 | GE | NIT | YR | RT | Y | EP001 | EP001 | ENTRY POINT | KUZZENS (AMES FARM COMPLEX QUAD 5) | ENTRY POINT |  | 1 | 3/10/2017 12:00:00 AM
VA3001428 | TC | TC | MN | RT | Y | DS001 | TCR01 |  | ONLEY PRESCHOOL | DISTRIBUTION SYSTEM |  | 3 | 10/17/1988 12:00:00 AM
VA3001428 | GE | NIT | YR | RT | Y | EP001 | EP001 | ENTRY POINT | ONLEY PRESCHOOL | ENTRY POINT |  | 1 | 10/17/1988 12:00:00 AM
VA3001430 | PB | PBCU | 3Y | RT | Y | DS001 | LCR010 | DEEP SINK | MCDONALD'S (ONLEY) | DISTRIBUTION | FSD | 1 | 11/12/2002 12:00:00 AM
VA3001430 | PB | PBCU | 3Y | RT | Y | DS001 | LCR020 | ICE MACHINE HAND SINK | MCDONALD'S (ONLEY) | DISTRIBUTION | FSD | 1 | 11/12/2002 12:00:00 AM
VA3001430 | PB | PBCU | 3Y | RT | Y | DS001 | LCR030 | KITCHEN HAND SINK | MCDONALD'S (ONLEY) | DISTRIBUTION | FSD | 1 | 11/12/2002 12:00:00 AM
VA3001430 | PB | PBCU | 3Y | RT | Y | DS001 | LCR040 | WOMEN'S RESTROOM HAND SINK | MCDONALD'S (ONLEY) | DISTRIBUTION | FSD | 1 | 11/12/2002 12:00:00 AM
VA3001430 | PB | PBCU | 3Y | RT | Y | DS001 | LCR050 | MEN'S RESTROOM HAND SINK | MCDONALD'S (ONLEY) | DISTRIBUTION | FSD | 1 | 11/12/2002 12:00:00 AM
VA3001430 | TC | TC | MN | RT | Y | DS001 | TCR01 |  | MCDONALD'S (ONLEY) | DISTRIBUTION |  | 3 | 11/12/2002 12:00:00 AM
VA3001430 | GE | NIT | YR | RT | Y | EP002 | EP002 | ENTRY POINT | MCDONALD'S (ONLEY) | ENTRY POINT |  | 1 | 11/12/2002 12:00:00 AM
VA3001432 | TC | TC | MN | RT | Y | DS001 | TCR01 |  | EXMORE MOOSE #683 | DISTRIBUTION |  | 3 | 1/24/1981 12:00:00 AM
VA3001432 | GE | NIT | YR | RT | Y | EP001 | EP001 | TAP AFTER TANKS | EXMORE MOOSE #683 | ENTRY POINT |  | 1 | 1/24/1981 12:00:00 AM
VA3001488 | GE | THH5 | YR | RT | Y | DS001 | DBP-1 | JANITORS CLOSET | NANDUA HIGH SCHOOL | DISTRIBUTION SYSTEM |  | 1 | 10/12/1988 12:00:00 AM
VA3001488 | PB | PBCU | 3Y | RT | Y | DS001 | LCR01 | KITCHEN | NANDUA HIGH SCHOOL | DISTRIBUTION SYSTEM | FSD | 1 | 10/12/1988 12:00:00 AM
VA3001488 | PB | PBCU | 3Y | RT | Y | DS001 | LCR02 | HOME ECONIMICS | NANDUA HIGH SCHOOL | DISTRIBUTION SYSTEM | FSD | 1 | 10/12/1988 12:00:00 AM
VA3001488 | PB | PBCU | 3Y | RT | Y | DS001 | LCR03 | BOYS LOCKER ROOM | NANDUA HIGH SCHOOL | DISTRIBUTION SYSTEM | FSD | 1 | 10/12/1988 12:00:00 AM
VA3001488 | PB | PBCU | 3Y | RT | Y | DS001 | LCR04 | STORAGE CLOSET | NANDUA HIGH SCHOOL | DISTRIBUTION SYSTEM | FSD | 1 | 10/12/1988 12:00:00 AM
VA3001488 | PB | PBCU | 3Y | RT | Y | DS001 | LCR05 | MUSIC | NANDUA HIGH SCHOOL | DISTRIBUTION SYSTEM | FSD | 1 | 10/12/1988 12:00:00 AM
VA3001488 | PB | PBCU | 3Y | RT | Y | DS001 | LCR06 | MUSIC 2 | NANDUA HIGH SCHOOL | DISTRIBUTION SYSTEM | FSD | 1 | 10/12/1988 12:00:00 AM
VA3001488 | PB | PBCU | 3Y | RT | Y | DS001 | LCR07 | CLINIC | NANDUA HIGH SCHOOL | DISTRIBUTION SYSTEM | FSD | 1 | 10/12/1988 12:00:00 AM
VA3001488 | PB | PBCU | 3Y | RT | Y | DS001 | LCR08 | TEACHER RR MAIN | NANDUA HIGH SCHOOL | DISTRIBUTION SYSTEM | FSD | 1 | 10/12/1988 12:00:00 AM
VA3001488 | PB | PBCU | 3Y | RT | Y | DS001 | LCR09 | TEACHERS RR REMOTE | NANDUA HIGH SCHOOL | DISTRIBUTION SYSTEM | FSD | 1 | 10/12/1988 12:00:00 AM
VA3001488 | PB | PBCU | 3Y | RT | Y | DS001 | LCR10 | HANDICAP RR | NANDUA HIGH SCHOOL | DISTRIBUTION SYSTEM | FSD | 1 | 10/12/1988 12:00:00 AM
VA3001488 | TC | TC | MN | RT | Y | DS001 | TCR01 |  | NANDUA HIGH SCHOOL | DISTRIBUTION SYSTEM |  | 3 | 10/12/1988 12:00:00 AM
VA3001488 | GE | NIT | YR | RT | Y | EP001 | EP001 | ENTRY POINT | NANDUA HIGH SCHOOL | ENTRY POINT |  | 1 | 10/12/1988 12:00:00 AM
VA3001488 | GE | MPN | YR | RT | Y | WL001 | RW001 | WELL #1 RAW WATER TAP | NANDUA HIGH SCHOOL | WELL |  | 1 | 10/12/1988 12:00:00 AM
VA3001489 | PB | PBCU | 3Y | RT | Y | DS001 | LCR05 | A12 ROOM | NANDUA MIDDLE SCHOOL | DISTRIBUTION SYSTEM | FSD | 1 | 12/9/2020 12:00:00 AM
VA3001489 | PB | PBCU | 3Y | RT | Y | DS001 | LCR06 | BOYS RR DOWN WEST | NANDUA MIDDLE SCHOOL | DISTRIBUTION SYSTEM | FSD | 1 | 12/9/2020 12:00:00 AM
VA3001489 | PB | PBCU | 3Y | RT | Y | DS001 | LCR09 | BOYS RR DOWN BY CAFETERIA | NANDUA MIDDLE SCHOOL | DISTRIBUTION SYSTEM | FSD | 1 | 12/9/2020 12:00:00 AM
VA3001489 | PB | PBCU | 3Y | RT | Y | DS001 | LCR10 | KITCHEN | NANDUA MIDDLE SCHOOL | DISTRIBUTION SYSTEM | FSD | 1 | 12/9/2020 12:00:00 AM
VA3001489 | PB | PBCU | 3Y | RT | Y | DS001 | LCR12 | BOYS LOCKER ROOM | NANDUA MIDDLE SCHOOL | DISTRIBUTION SYSTEM | FSD | 1 | 12/9/2020 12:00:00 AM
VA3001489 | PB | PBCU | 3Y | RT | Y | DS001 | LCR13 | GIRLS LOCKER ROOM | NANDUA MIDDLE SCHOOL | DISTRIBUTION SYSTEM | FSD | 1 | 12/9/2020 12:00:00 AM
VA3001489 | PB | PBCU | 3Y | RT | Y | DS001 | LCR14 | D9 ROOM | NANDUA MIDDLE SCHOOL | DISTRIBUTION SYSTEM | FSD | 1 | 12/9/2020 12:00:00 AM
VA3001489 | PB | PBCU | 3Y | RT | Y | DS001 | LCR17 | BOYS RR UPSTAIRS EAST | NANDUA MIDDLE SCHOOL | DISTRIBUTION SYSTEM | FSD | 1 | 12/9/2020 12:00:00 AM
VA3001489 | PB | PBCU | 3Y | RT | Y | DS001 | LCR18 | E19 ROOM | NANDUA MIDDLE SCHOOL | DISTRIBUTION SYSTEM | FSD | 1 | 12/9/2020 12:00:00 AM
VA3001489 | PB | PBCU | 3Y | RT | Y | DS001 | LCR19 | E16 ROOM | NANDUA MIDDLE SCHOOL | DISTRIBUTION SYSTEM | FSD | 1 | 12/9/2020 12:00:00 AM
VA3001489 | TC | TC | MN | RT | Y | DS001 | TCR01 |  | NANDUA MIDDLE SCHOOL | DISTRIBUTION SYSTEM |  | 3 | 12/9/2020 12:00:00 AM
VA3001489 | GE | NIT | YR | RT | Y | EP001 | EP001 | ENTRY POINT | NANDUA MIDDLE SCHOOL | ENTRY POINT |  | 1 | 12/9/2020 12:00:00 AM
VA3001500 | GE | THH5 | QT | RT | Y | DS001 | DBP-1 | BLDG. N-162 | NASA WALLOPS FLIGHT FACILITY | DISTRIBUTION SYSTEM |  | 1 | 6/30/1977 12:00:00 AM
VA3001500 | GE | THH5 | QT | RT | Y | DS001 | DBP-2 | BLDG. D-10 | NASA WALLOPS FLIGHT FACILITY | DISTRIBUTION SYSTEM |  | 1 | 6/30/1977 12:00:00 AM
VA3001500 | PB | PBCU | YR | RT | Y | DS001 | LCR02 | F3 | NASA WALLOPS FLIGHT FACILITY | DISTRIBUTION SYSTEM | FSD | 1 | 6/30/1977 12:00:00 AM
VA3001500 | PB | PBCU | YR | RT | Y | DS001 | LCR03 | E2 | NASA WALLOPS FLIGHT FACILITY | DISTRIBUTION SYSTEM | FSD | 1 | 6/30/1977 12:00:00 AM
VA3001500 | PB | PBCU | YR | RT | Y | DS001 | LCR04 | R20 | NASA WALLOPS FLIGHT FACILITY | DISTRIBUTION SYSTEM | FSD | 1 | 6/30/1977 12:00:00 AM
VA3001500 | PB | PBCU | YR | RT | Y | DS001 | LCR07 | E104 | NASA WALLOPS FLIGHT FACILITY | DISTRIBUTION SYSTEM | FSD | 1 | 6/30/1977 12:00:00 AM
VA3001500 | PB | PBCU | YR | RT | Y | DS001 | LCR18 | F5 | NASA WALLOPS FLIGHT FACILITY | DISTRIBUTION SYSTEM | FSD | 1 | 6/30/1977 12:00:00 AM
VA3001500 | PB | PBCU | YR | RT | Y | DS001 | LCR24 | J20 | NASA WALLOPS FLIGHT FACILITY | DISTRIBUTION SYSTEM | FSD | 1 | 6/30/1977 12:00:00 AM
VA3001500 | PB | PBCU | YR | RT | Y | DS001 | LCR30 | G44 | NASA WALLOPS FLIGHT FACILITY | DISTRIBUTION SYSTEM | FSD | 1 | 6/30/1977 12:00:00 AM
VA3001500 | PB | PBCU | YR | RT | Y | DS001 | LCR31 | G36 | NASA WALLOPS FLIGHT FACILITY | DISTRIBUTION SYSTEM | FSD | 1 | 6/30/1977 12:00:00 AM
VA3001500 | PB | PBCU | YR | RT | Y | DS001 | LCR32 | G26 | NASA WALLOPS FLIGHT FACILITY | DISTRIBUTION SYSTEM | FSD | 1 | 6/30/1977 12:00:00 AM
VA3001500 | PB | PBCU | YR | RT | Y | DS001 | LCR33 | B-129 | NASA WALLOPS FLIGHT FACILITY | DISTRIBUTION SYSTEM | FSD | 1 | 6/30/1977 12:00:00 AM
VA3001500 | TC | TC | MN | RT | Y | DS001 | TCR01 |  | NASA WALLOPS FLIGHT FACILITY | DISTRIBUTION SYSTEM |  | 6 | 6/30/1977 12:00:00 AM
VA3001500 | GE | NIT | YR | RT | Y | EP001 | EP001 | BUILDING D4 | NASA WALLOPS FLIGHT FACILITY | ENTRY POINT |  | 1 | 6/30/1977 12:00:00 AM
VA3001500 | GE | MPN | YR | RT | Y | WL001 | RW001 | WELL #1 RAW WATER TAP | NASA WALLOPS FLIGHT FACILITY | WELL #1 |  | 1 | 6/30/1977 12:00:00 AM
VA3001500 | GE | MPN | YR | RT | Y | WL003 | RW003 | WELL #3 RAW WATER TAP | NASA WALLOPS FLIGHT FACILITY | WELL #3 |  | 1 | 6/30/1977 12:00:00 AM
VA3001500 | GE | MPN | YR | RT | Y | WL004 | RW004 | WELL #4 RAW WATER TAP | NASA WALLOPS FLIGHT FACILITY | WELL #4 |  | 1 | 6/30/1977 12:00:00 AM
VA3001500 | GE | MPN | YR | RT | Y | WL006 | RW006 | WELL 6 | NASA WALLOPS FLIGHT FACILITY | WELL 6 |  | 1 | 6/30/1977 12:00:00 AM
VA3001535 | GE | HAA5 | QT | RT | Y | DS001 | DBP-1 | V-10 | NASA WALLOPS ISLAND | DISTRIBUTION SYSTEM |  | 1 | 10/19/1990 12:00:00 AM
VA3001535 | GE | TTHM | QT | RT | Y | DS001 | DBP-1 | V-10 | NASA WALLOPS ISLAND | DISTRIBUTION SYSTEM |  | 1 | 10/19/1990 12:00:00 AM
VA3001535 | GE | HAA5 | QT | RT | Y | DS001 | DBP-2 | U-90 | NASA WALLOPS ISLAND | DISTRIBUTION SYSTEM |  | 1 | 10/19/1990 12:00:00 AM
VA3001535 | GE | TTHM | QT | RT | Y | DS001 | DBP-2 | U-90 | NASA WALLOPS ISLAND | DISTRIBUTION SYSTEM |  | 1 | 10/19/1990 12:00:00 AM
VA3001535 | PB | PBCU | 3Y | RT | Y | DS001 | LCR01 | U55 | NASA WALLOPS ISLAND | DISTRIBUTION SYSTEM | FSD | 1 | 10/19/1990 12:00:00 AM
VA3001535 | PB | PBCU | 3Y | RT | Y | DS001 | LCR02 | U30 | NASA WALLOPS ISLAND | DISTRIBUTION SYSTEM | FSD | 1 | 10/19/1990 12:00:00 AM
VA3001535 | PB | PBCU | 3Y | RT | Y | DS001 | LCR07 | W65 | NASA WALLOPS ISLAND | DISTRIBUTION SYSTEM | FSD | 1 | 10/19/1990 12:00:00 AM
VA3001535 | PB | PBCU | 3Y | RT | Y | DS001 | LCR09 | Y55 | NASA WALLOPS ISLAND | DISTRIBUTION SYSTEM | FSD | 1 | 10/19/1990 12:00:00 AM
VA3001535 | PB | PBCU | 3Y | RT | Y | DS001 | LCR11 | W40 | NASA WALLOPS ISLAND | DISTRIBUTION SYSTEM | FSD | 1 | 10/19/1990 12:00:00 AM
VA3001535 | TC | TC | MN | RT | Y | DS001 | TCR01 |  | NASA WALLOPS ISLAND | DISTRIBUTION SYSTEM |  | 3 | 10/19/1990 12:00:00 AM
VA3001535 | GE | NIT | YR | RT | Y | EP001 | EP001 | PUMP HOUSE U50 | NASA WALLOPS ISLAND | ENTRY POINT |  | 1 | 10/19/1990 12:00:00 AM
VA3001535 | GE | MPN | YR | RT | Y | WL003 | RW001 | WELL #3 RAW WATER TAP | NASA WALLOPS ISLAND | WELL #3 |  | 1 | 10/19/1990 12:00:00 AM
VA3001535 | GE | MPN | YR | RT | Y | WL004 | RW002 | WELL #4 RAW WATER TAP | NASA WALLOPS ISLAND | WELL #4 |  | 1 | 10/19/1990 12:00:00 AM
VA3001550 | TC | TC | QT | RT | Y | DS001 | TCR01 |  | NEW CHURCH INFORMATION CENTER | DISTRIBUTION SYSTEM |  | 1 | 6/30/1977 12:00:00 AM
VA3001558 | TC | TC | QT | RT | Y | DS001 | TCR01 |  | 4114 LANKFORD HIGHWAY | DISTRIBUTION |  | 1 | 12/2/2019 12:00:00 AM
VA3001558 | GE | NIT | YR | RT | Y | EP001 | EP001 | ENTRY POINT | 4114 LANKFORD HIGHWAY | ENTRY POINT |  | 1 | 12/2/2019 12:00:00 AM
VA3001560 | TC | TC | MN | RT | Y | DS001 | TCR01 |  | KEGOTANK ELEMENTARY SCHOOL | KEGOTANK ELEM SCHOOL |  | 3 | 4/15/1997 12:00:00 AM
VA3001560 | GE | NIT | YR | RT | Y | EP001 | EP001 | ENTRY POINT | KEGOTANK ELEMENTARY SCHOOL | ENTRY POINT |  | 1 | 4/15/1997 12:00:00 AM
VA3001575 | TC | TC | MN | RT | Y | DS001 | TCR01 |  | OAK HALL SHOPPING CENTER | DISTRIBUTION |  | 3 | 1/1/2003 12:00:00 AM
VA3001575 | GE | NIT | YR | RT | Y | EP001 | EP001 | ENTRY POINT | OAK HALL SHOPPING CENTER | ENTRY POINT |  | 1 | 1/1/2003 12:00:00 AM
VA3001588 | TC | TC | QT | RT | Y | DS088 | TCR01 |  | OCCOHANNOCK ON THE BAY | DISTRIBUTION SYSTEM 088 |  | 2 | 8/15/2022 12:00:00 AM
VA3001588 | GE | NIT | YR | RT | Y | EP088 | EP088 | EP FOR WELL 88 | OCCOHANNOCK ON THE BAY | ENTRY POINT EP088 |  | 1 | 8/15/2022 12:00:00 AM
VA3001588 | GE | NIT | YR | RT | Y | EP089 | EP089 | EP FOR WELL 89 | OCCOHANNOCK ON THE BAY | ENTRY POINT EP089 |  | 1 | 8/15/2022 12:00:00 AM
VA3001600 | TC | TC | MN | RT | Y | DS001 | TCR01 |  | VIRGINIA LANDING | DISTRIBUTION |  | 3 | 1/1/1990 12:00:00 AM
VA3001600 | GE | NIT | YR | RT | Y | EP001 | EP001 | EP001 | VIRGINIA LANDING | ENTRY POINT |  | 1 | 1/1/1990 12:00:00 AM
VA3001610 | TC | TC | QT | RT | Y | DS001 | TCR01 |  | OCEAN DELI | DISTRIBUTION SYSTEM |  | 1 | 3/6/2017 12:00:00 AM
VA3001610 | GE | NIT | YR | RT | Y | SS001 | EP001 | ENTRY POINT | OCEAN DELI | ENTRY POINT |  | 1 | 3/6/2017 12:00:00 AM
VA3001620 | GE | THH5 | YR | RT | Y | DS001 | DBP-2 | 114 MARKET ST. CORNER MRKT | ONANCOCK, TOWN OF | DISTRIBUTION SYSTEM |  | 1 | 6/24/1977 12:00:00 AM
VA3001620 | TC | TC | MN | RT | Y | DS001 | TCR01 |  | ONANCOCK, TOWN OF | DISTRIBUTION SYSTEM |  | 6 | 6/24/1977 12:00:00 AM
VA3001620 | GE | FRFL | MN | ST | N | EP003 | EP003 | BASE OF TANK | ONANCOCK, TOWN OF | HARTMAN ENTRY POINT |  | 3 | 6/24/1977 12:00:00 AM
VA3001620 | GE | ICMT | 3Y | RT | Y | EP003 | EP003 | BASE OF TANK | ONANCOCK, TOWN OF | HARTMAN ENTRY POINT |  | 1 | 6/24/1977 12:00:00 AM
VA3001620 | GE | NIT | YR | RT | Y | EP003 | EP003 | BASE OF TANK | ONANCOCK, TOWN OF | HARTMAN ENTRY POINT |  | 1 | 6/24/1977 12:00:00 AM
VA3001620 | GE | MPN | YR | RT | Y | WL007 | RW007 | WELL #7 RAW WATER TAP | ONANCOCK, TOWN OF | WELL NO. 7 |  | 1 | 6/24/1977 12:00:00 AM
VA3001620 | GE | MPN | YR | RT | Y | WL008 | RW008 | WELL #8 RAW WATER TAP | ONANCOCK, TOWN OF | WELL NO. 8 |  | 1 | 6/24/1977 12:00:00 AM
VA3001620 | GE | MPN | YR | RT | Y | WL009 | RW009 | WELL #9 RAW WATER TAP | ONANCOCK, TOWN OF | WELL NO. 9 |  | 1 | 6/24/1977 12:00:00 AM
VA3001625 | PB | PBCU | YR | RT | Y | DS001 | LCR01 | RM 142 | ESRHS CORPORATE OFFICE | DISTRIBUTION SYSTEM | FSD | 1 | 3/11/2014 12:00:00 AM
VA3001625 | PB | PBCU | YR | RT | Y | DS001 | LCR02 | RM 118 | ESRHS CORPORATE OFFICE | DISTRIBUTION SYSTEM | FSD | 1 | 3/11/2014 12:00:00 AM
VA3001625 | PB | PBCU | YR | RT | Y | DS001 | LCR03 | RM 131 | ESRHS CORPORATE OFFICE | DISTRIBUTION SYSTEM | FSD | 1 | 3/11/2014 12:00:00 AM
VA3001625 | PB | PBCU | YR | RT | Y | DS001 | LCR04 | RM 134 | ESRHS CORPORATE OFFICE | DISTRIBUTION SYSTEM | FSD | 1 | 3/11/2014 12:00:00 AM
VA3001625 | PB | PBCU | YR | RT | Y | DS001 | LCR05 | RM 126 | ESRHS CORPORATE OFFICE | DISTRIBUTION SYSTEM | FSD | 1 | 3/11/2014 12:00:00 AM
VA3001625 | TC | TC | MN | RT | Y | DS001 | TCR01 |  | ESRHS CORPORATE OFFICE | DISTRIBUTION SYSTEM |  | 3 | 3/11/2014 12:00:00 AM
VA3001625 | GE | NIT | YR | RT | Y | EP001 | EP001 | ENTRY POINT | ESRHS CORPORATE OFFICE | ENTRY POINT |  | 1 | 3/11/2014 12:00:00 AM
VA3001626 | TC | TC | MN | RT | Y | DS001 | TCR01 |  | ONLEY COMMUNITY HEALTH CENTER | DISTRIBUTION |  | 3 | 7/28/2010 12:00:00 AM
VA3001626 | GE | NIT | YR | RT | Y | SS001 | EP001 | ENTRY POINT | ONLEY COMMUNITY HEALTH CENTER | ENTRY POINT |  | 1 | 7/28/2010 12:00:00 AM
VA3001651 | TC | TC | MN | RT | Y | DS001 | TCR01 |  | KUZZEN'S MAPPSVILLE NORTH MLC | PACKING HOUSE MLC |  | 3 | 12/15/1997 12:00:00 AM
VA3001651 | GE | NIT | YR | RT | Y | EP001 | EP001 | ENTRY POINT | KUZZEN'S MAPPSVILLE NORTH MLC | ENTRY POINT |  | 1 | 12/15/1997 12:00:00 AM
VA3001655 | TC | TC | QT | RT | Y | DS001 | TCR01 |  | PAR 4 BAR & GRILL | DISTRIBUTION SYSTEM |  | 1 | 3/4/2024 12:00:00 AM
VA3001655 | GE | NIT | YR | RT | Y | EP001 | EP001 | ENTRY POINT | PAR 4 BAR & GRILL | ENTRY POINT |  | 1 | 3/4/2024 12:00:00 AM
VA3001658 | TC | TC | MN | RT | Y | DS001 | TCR01 |  | PARKSLEY MIGRANT HEAD START | DISTRIBUTION |  | 3 | 2/10/1979 12:00:00 AM
VA3001658 | GE | NIT | YR | RT | Y | EP001 | EP001 | ENTRY POINT | PARKSLEY MIGRANT HEAD START | ENTRY POINT |  | 1 | 2/10/1979 12:00:00 AM
VA3001660 | GE | THH5 | YR | RT | Y | DS001 | DBP-1 | 24094 CHADBOURNE STREET | PARKSLEY, TOWN OF | DISTRIBUTION SYSTEM |  | 1 | 6/24/1977 12:00:00 AM
VA3001660 | PB | PBCU | 3Y | RT | Y | DS001 | LCR001 | 24075 ADELAIDE ST | PARKSLEY, TOWN OF | DISTRIBUTION SYSTEM | FSD | 1 | 6/24/1977 12:00:00 AM
VA3001660 | PB | PBCU | 3Y | RT | Y | DS001 | LCR002 | 24403 COOKE ST | PARKSLEY, TOWN OF | DISTRIBUTION SYSTEM | FSD | 1 | 6/24/1977 12:00:00 AM
VA3001660 | PB | PBCU | 3Y | RT | Y | DS001 | LCR003 | 24386 ADELAIDE ST | PARKSLEY, TOWN OF | DISTRIBUTION SYSTEM | FSD | 1 | 6/24/1977 12:00:00 AM
VA3001660 | PB | PBCU | 3Y | RT | Y | DS001 | LCR004 | 24049 BENNETT ST | PARKSLEY, TOWN OF | DISTRIBUTION SYSTEM | FSD | 1 | 6/24/1977 12:00:00 AM
VA3001660 | PB | PBCU | 3Y | RT | Y | DS001 | LCR006 | 2431 MAXWELL STREET | PARKSLEY, TOWN OF | DISTRIBUTION SYSTEM | FSD | 1 | 6/24/1977 12:00:00 AM
VA3001660 | PB | PBCU | 3Y | RT | Y | DS001 | LCR007 | 24341 GERTRUDE ST | PARKSLEY, TOWN OF | DISTRIBUTION SYSTEM | FSD | 1 | 6/24/1977 12:00:00 AM
VA3001660 | PB | PBCU | 3Y | RT | Y | DS001 | LCR008 | 24326 MAXWELL ST | PARKSLEY, TOWN OF | DISTRIBUTION SYSTEM | FSD | 1 | 6/24/1977 12:00:00 AM
VA3001660 | PB | PBCU | 3Y | RT | Y | DS001 | LCR009 | 24319 GERTRUDE ST | PARKSLEY, TOWN OF | DISTRIBUTION SYSTEM | FSD | 1 | 6/24/1977 12:00:00 AM
VA3001660 | PB | PBCU | 3Y | RT | Y | DS001 | LCR011 | 24158 CHADBOURNE ST | PARKSLEY, TOWN OF | DISTRIBUTION SYSTEM | FSD | 1 | 6/24/1977 12:00:00 AM
VA3001660 | PB | PBCU | 3Y | RT | Y | DS001 | LCR012 | 24170 CHADBOURNE ST | PARKSLEY, TOWN OF | DISTRIBUTION SYSTEM | FSD | 1 | 6/24/1977 12:00:00 AM
VA3001660 | TC | TC | MN | RT | Y | DS001 | TCR01 |  | PARKSLEY, TOWN OF | DISTRIBUTION SYSTEM |  | 3 | 6/24/1977 12:00:00 AM
VA3001660 | GE | NIT | YR | RT | Y | EP001 | EP001 | ENTRY POINT | PARKSLEY, TOWN OF | ENTRY POINT |  | 1 | 6/24/1977 12:00:00 AM
VA3001660 | GE | MPN | YR | RT | Y | WL001 | RW001 | WELL #1 SAMPLE TAP | PARKSLEY, TOWN OF | WELL #1 |  | 1 | 6/24/1977 12:00:00 AM
VA3001660 | GE | MPN | YR | RT | Y | WL005 | RW005 | WELL 5 | PARKSLEY, TOWN OF | WELL 5 |  | 1 | 6/24/1977 12:00:00 AM
VA3001670 | GE | THH5 | YR | RT | Y | DS001 | DBP01 | DBP-1 | CAF HOUSING WATERWORKS | DISTRIBUTION SYSTEM |  | 1 | 2/23/2023 12:00:00 AM
VA3001670 | PB | PBCU | 6M | RT | Y | DS001 | LCR001 | 32073/32077 DORM A | CAF HOUSING WATERWORKS | DISTRIBUTION SYSTEM | FSD | 1 | 2/23/2023 12:00:00 AM
VA3001670 | PB | PBCU | 6M | RT | Y | DS001 | LCR002 | 32051/32055 DORM B | CAF HOUSING WATERWORKS | DISTRIBUTION SYSTEM | FSD | 1 | 2/23/2023 12:00:00 AM
VA3001670 | PB | PBCU | 6M | RT | Y | DS001 | LCR003 | 16264/16266 DUPLEX A1 | CAF HOUSING WATERWORKS | DISTRIBUTION SYSTEM | FSD | 1 | 2/23/2023 12:00:00 AM
VA3001670 | PB | PBCU | 6M | RT | Y | DS001 | LCR004 | 16258/16260 DUPLEX A2 | CAF HOUSING WATERWORKS | DISTRIBUTION SYSTEM | FSD | 1 | 2/23/2023 12:00:00 AM
VA3001670 | PB | PBCU | 6M | RT | Y | DS001 | LCR005 | 16252/16254 DUPLEX A3 | CAF HOUSING WATERWORKS | DISTRIBUTION SYSTEM | FSD | 1 | 2/23/2023 12:00:00 AM
VA3001670 | PB | PBCU | 6M | RT | Y | DS001 | LCR006 | 16234/16236 DUPLEX A4 | CAF HOUSING WATERWORKS | DISTRIBUTION SYSTEM | FSD | 1 | 2/23/2023 12:00:00 AM
VA3001670 | PB | PBCU | 6M | RT | Y | DS001 | LCR007 | 16226/16228 DUPLEX A5 | CAF HOUSING WATERWORKS | DISTRIBUTION SYSTEM | FSD | 1 | 2/23/2023 12:00:00 AM
VA3001670 | PB | PBCU | 6M | RT | Y | DS001 | LCR008 | 16216 DUPLEX A6 UNIT 1 | CAF HOUSING WATERWORKS | DISTRIBUTION SYSTEM | FSD | 1 | 2/23/2023 12:00:00 AM
VA3001670 | PB | PBCU | 6M | RT | Y | DS001 | LCR009 | 16218 DUPLEX A6 UNIT 2 | CAF HOUSING WATERWORKS | DISTRIBUTION SYSTEM | FSD | 1 | 2/23/2023 12:00:00 AM
VA3001670 | PB | PBCU | 6M | RT | Y | DS001 | LCR010 | 16355 HOUSING MANAGER HOME | CAF HOUSING WATERWORKS | DISTRIBUTION SYSTEM | FSD | 1 | 2/23/2023 12:00:00 AM
VA3001670 | TC | TC | MN | RT | Y | DS001 | TCR01 |  | CAF HOUSING WATERWORKS | DISTRIBUTION SYSTEM |  | 3 | 2/23/2023 12:00:00 AM
VA3001670 | GE | NIT | YR | RT | Y | EP001 | EP001 | ENTRY POINT | CAF HOUSING WATERWORKS | ENTRY POINT |  | 1 | 2/23/2023 12:00:00 AM
VA3001670 | GE | S001 | QT | RT | Y | EP001 | EP001 | ENTRY POINT | CAF HOUSING WATERWORKS | ENTRY POINT |  | 1 | 2/23/2023 12:00:00 AM
VA3001670 | GE | VOC | QT | RT | Y | EP001 | EP001 | ENTRY POINT | CAF HOUSING WATERWORKS | ENTRY POINT |  | 1 | 2/23/2023 12:00:00 AM
VA3001670 | GE | MPN | YR | RT | Y | WL001 | RW001 | WELL 1 | CAF HOUSING WATERWORKS | WELL 1 |  | 1 | 2/23/2023 12:00:00 AM
VA3001670 | GE | MPN | YR | RT | Y | WL002 | RW002 | WELL 2 | CAF HOUSING WATERWORKS | WELL 2 |  | 1 | 2/23/2023 12:00:00 AM
VA3001670 | GE | CYN | 3Y | RT | Y | EP001 | EP001 | ENTRY POINT | CAF HOUSING WATERWORKS | ENTRY POINT |  | 1 | 2023-02-23
VA3001670 | GE | ICMT | 3Y | RT | Y | EP001 | EP001 | ENTRY POINT | CAF HOUSING WATERWORKS | ENTRY POINT |  | 1 | 2023-02-23
VA3001690 | PB | PBCU | 6M | RT | Y | DS001 | LCR01 | LADIES RM. SINK | MARSHALLS DEPT STORE | DISTRIBUTION SYSTEM | FSD | 1 | 1/18/2023 12:00:00 AM
VA3001690 | PB | PBCU | 6M | RT | Y | DS001 | LCR02 | LADIES RM.SINK | MARSHALLS DEPT STORE | DISTRIBUTION SYSTEM | FSD | 1 | 1/18/2023 12:00:00 AM
VA3001690 | PB | PBCU | 6M | RT | Y | DS001 | LCR03 | MEN S RM. SINK | MARSHALLS DEPT STORE | DISTRIBUTION SYSTEM | FSD | 1 | 1/18/2023 12:00:00 AM
VA3001690 | PB | PBCU | 6M | RT | Y | DS001 | LCR04 | MENS RM HB | MARSHALLS DEPT STORE | DISTRIBUTION SYSTEM | FSD | 1 | 1/18/2023 12:00:00 AM
VA3001690 | PB | PBCU | 6M | RT | Y | DS001 | LCR05 | LOUNGE SINK | MARSHALLS DEPT STORE | DISTRIBUTION SYSTEM | FSD | 1 | 1/18/2023 12:00:00 AM
VA3001690 | TC | TC | MN | RT | Y | DS001 | TCR01 |  | MARSHALLS DEPT STORE | DISTRIBUTION SYSTEM |  | 3 | 1/18/2023 12:00:00 AM
VA3001690 | GE | NIT | YR | RT | Y | EP001 | EP001 | ENTRY POINT | MARSHALLS DEPT STORE | ENTRY POINT |  | 1 | 1/18/2023 12:00:00 AM
VA3001700 | GE | THH5 | YR | RT | Y | DS001 | DBP-1 | ACTIVATED SLUDGE LAB (010) | PERDUE FARMS INC | DISTRIBUTION SYSTEM |  | 1 | 11/1/1988 12:00:00 AM
VA3001700 | GE | THH5 | YR | RT | Y | DS001 | DBP-2 | OPERATOR LAB | PERDUE FARMS INC | DISTRIBUTION SYSTEM |  | 1 | 11/1/1988 12:00:00 AM
VA3001700 | TC | TC | MN | RT | Y | DS001 | TCR01 |  | PERDUE FARMS INC | DISTRIBUTION SYSTEM |  | 6 | 11/1/1988 12:00:00 AM
VA3001700 | GE | MPN | YR | RT | Y | WL001 | RW001 | WELL #1 RAW WATER TAP | PERDUE FARMS INC | WELL #1 |  | 1 | 11/1/1988 12:00:00 AM
VA3001700 | GE | MPN | YR | RT | Y | WL002 | RW002 | WELL #2 RAW WATER TAP | PERDUE FARMS INC | WELL #2 |  | 1 | 11/1/1988 12:00:00 AM
VA3001700 | GE | MPN | YR | RT | Y | WL003 | RW003 | WELL #3 RAW WATER TAP | PERDUE FARMS INC | WELL #3 |  | 1 | 11/1/1988 12:00:00 AM
VA3001700 | GE | MPN | YR | RT | Y | WL004 | RW004A | WELL #4A RAW WATER TAP | PERDUE FARMS INC | WELL #4A |  | 1 | 11/1/1988 12:00:00 AM
VA3001700 | GE | MPN | YR | RT | Y | WL005 | RW004R | WELL #4R RAW WATER TAP | PERDUE FARMS INC | WELL #4R |  | 1 | 11/1/1988 12:00:00 AM
VA3001700 | GE | MPN | YR | RT | Y | WL006 | RW005 | WELL #5 RAW WATER TAP | PERDUE FARMS INC | WELL #5 |  | 1 | 11/1/1988 12:00:00 AM
VA3001717 | TC | TC | QT | RT | Y | DS001 | TCR01 |  | 25345 LANKFORD HIGHWAY (HAPPY BUFFET) | DISTRUBTION SYSTEM |  | 1 | 6/11/2004 12:00:00 AM
VA3001720 | TC | TC | QT | RT | Y | DS001 | TCR01 |  | SAGE DINER | DISTRIBUTION |  | 1 | 4/30/2009 12:00:00 AM
VA3001739 | TC | TC | MN | RT | Y | DS001 | TCR01 |  | FOUR CORNER PLAZA | DISTRIBUTION |  | 3 | 10/2/1992 12:00:00 AM
VA3001739 | GE | NIT | YR | RT | Y | EP001 | EP001 | ENTRY POINT | FOUR CORNER PLAZA | ENTRY POINT |  | 1 | 10/2/1992 12:00:00 AM
VA3001745 | TC | TC | MN | RT | Y | DS001 | TCR01 |  | ROLLING ACRES SUBDIVISION | DISTRIBUTION SYSTEM |  | 3 | 6/19/1975 12:00:00 AM
VA3001745 | GE | NIT | YR | RT | Y | EP001 | EP001 | ENTRY POINT | ROLLING ACRES SUBDIVISION | ENTRY POINT |  | 1 | 6/19/1975 12:00:00 AM
VA3001760 | TC | TC | MN | RT | Y | DS001 | TCR01 |  | ROYAL FARMS #30 - WATTSVILLE | DISTRIBUTION SYSTEM |  | 6 | 1/11/2018 12:00:00 AM
VA3001760 | GE | NIT | YR | RT | Y | EP001 | EP001 | ENTRY POINT | ROYAL FARMS #30 - WATTSVILLE | ENTRY POINT |  | 1 | 1/11/2018 12:00:00 AM
VA3001760 | GE | MPN | YR | RT | Y | WL002 | RW002 | NORTH WELL | ROYAL FARMS #30 - WATTSVILLE | NORTH WELL |  | 1 | 1/11/2018 12:00:00 AM
VA3001760 | GE | MPN | YR | RT | Y | WL003 | RW003 | SOUTH WELL | ROYAL FARMS #30 - WATTSVILLE | SOUTH WELL |  | 1 | 1/11/2018 12:00:00 AM
VA3001762 | TC | TC | MN | RT | Y | DS001 | TCR01 |  | ROYAL FARMS #79 - NEW CHURCH | DISTRIBUTION SYSTEM |  | 6 | 1/10/2018 12:00:00 AM
VA3001762 | GE | NIT | YR | RT | Y | EP001 | EP001 | ENTRY POINT | ROYAL FARMS #79 - NEW CHURCH | ENTRY POINT |  | 1 | 1/10/2018 12:00:00 AM
VA3001762 | GE | MPN | YR | RT | Y | WL001 | RW001 | WELL 1 | ROYAL FARMS #79 - NEW CHURCH | WELL 1 |  | 1 | 1/10/2018 12:00:00 AM
VA3001764 | TC | TC | MN | RT | Y | DS001 | TCR01 |  | ROYAL FARMS #103 - PARKSLEY | DISTRIBUTION SYSTEM |  | 6 | 2/27/2019 12:00:00 AM
VA3001764 | GE | NIT | YR | RT | Y | EP001 | EP001 | ENTRY POINT | ROYAL FARMS #103 - PARKSLEY | ENTRY POINT |  | 1 | 2/27/2019 12:00:00 AM
VA3001764 | GE | MPN | YR | RT | Y | WL001 | RW001 | WELL 1 | ROYAL FARMS #103 - PARKSLEY | WELL 1 |  | 1 | 2/27/2019 12:00:00 AM
VA3001766 | TC | TC | MN | RT | Y | DS001 | TCR01 |  | ROYAL FARMS #105 - NELSONIA | DISTRIBUTION SYSTEM |  | 6 | 1/10/2018 12:00:00 AM
VA3001766 | GE | NIT | YR | RT | Y | EP001 | EP001 | ENTRY POINT | ROYAL FARMS #105 - NELSONIA | ENTRY POINT |  | 1 | 1/10/2018 12:00:00 AM
VA3001766 | GE | MPN | YR | RT | Y | WL001 | RW001 | WELL 1 | ROYAL FARMS #105 - NELSONIA | WELL 1 |  | 1 | 1/10/2018 12:00:00 AM
VA3001780 | TC | TC | QT | RT | Y | DS001 | TCR01 |  | SAW MILL PARK | DISTRIBUTION SYSTEM |  | 1 | 5/10/2018 12:00:00 AM
VA3001780 | GE | NIT | YR | RT | Y | EP001 | EP001 | ENTRY POINT | SAW MILL PARK | ENTRY POINT |  | 1 | 5/10/2018 12:00:00 AM
VA3001790 | TC | TC | MN | RT | Y | DS001 | TCR01 |  | PUNGOTEAGUE ELEMENTARY SCHOOL | DISTRIBUTION SYSTEM |  | 3 | 10/18/1988 12:00:00 AM
VA3001790 | GE | NIT | YR | RT | Y | EP001 | EP001 | ENTRY POINT | PUNGOTEAGUE ELEMENTARY SCHOOL | ENTRY POINT |  | 1 | 10/18/1988 12:00:00 AM
VA3001791 | TC | TC | MN | RT | Y | DS001 | TCR01 |  | ACCAWMACKE ELEMENTARY SCHOOL | DISTRIBUTION SYSTEM |  | 3 | 6/24/1998 12:00:00 AM
VA3001791 | GE | NIT | YR | RT | Y | EP001 | EP001 | ENTRY POINT | ACCAWMACKE ELEMENTARY SCHOOL | ENTRY POINT |  | 1 | 6/24/1998 12:00:00 AM
VA3001796 | TC | TC | MN | RT | Y | DS001 | TCR01 |  | KUZZENS PACKING INC | DISTRIBUTION |  | 3 | 12/15/1997 12:00:00 AM
VA3001796 | GE | NIT | YR | RT | Y | EP001 | EP001 | ENTRY POINT | KUZZENS PACKING INC | ENTRY POINT |  | 1 | 12/15/1997 12:00:00 AM
VA3001797 | TC | TC | QT | RT | Y | DS001 | TCR01 |  | SHORE FLEA MARKET | DISTRIBUTION SYSTEM |  | 1 | 2/24/2017 12:00:00 AM
VA3001797 | GE | NIT | YR | RT | Y | SS001 | EP001 | ENTRY POINT | SHORE FLEA MARKET | ENTRY POINT |  | 1 | 2/24/2017 12:00:00 AM
VA3001798 | PB | PBCU | 6M | RT | Y | DS001 | LCR01 | MEN'S RR | SHORE CHRISTIAN ACADEMY | DISTRIBUTION SYSTEM | FSD | 1 | 9/10/2024 12:00:00 AM
VA3001798 | PB | PBCU | 6M | RT | Y | DS001 | LCR02 | WOMEN'S RR | SHORE CHRISTIAN ACADEMY | DISTRIBUTION SYSTEM | FSD | 1 | 9/10/2024 12:00:00 AM
VA3001798 | PB | PBCU | 6M | RT | Y | DS001 | LCR03 | UNISEX RR | SHORE CHRISTIAN ACADEMY | DISTRIBUTION SYSTEM | FSD | 1 | 9/10/2024 12:00:00 AM
VA3001798 | PB | PBCU | 6M | RT | Y | DS001 | LCR04 | ENT RR | SHORE CHRISTIAN ACADEMY | DISTRIBUTION SYSTEM | FSD | 1 | 9/10/2024 12:00:00 AM
VA3001798 | PB | PBCU | 6M | RT | Y | DS001 | LCR05 | OFFICE RR | SHORE CHRISTIAN ACADEMY | DISTRIBUTION SYSTEM | FSD | 1 | 9/10/2024 12:00:00 AM
VA3001798 | TC | TC | MN | RT | Y | DS001 | TCR01 |  | SHORE CHRISTIAN ACADEMY | DISTRIBUTION SYSTEM |  | 3 | 9/10/2024 12:00:00 AM
VA3001798 | GE | DIQ | QT | RT | Y | EP001 | EP001 | ENTRY POINT | SHORE CHRISTIAN ACADEMY | ENTRY POINT |  | 1 | 9/10/2024 12:00:00 AM
VA3001798 | GE | NIT | YR | RT | Y | EP001 | EP001 | ENTRY POINT | SHORE CHRISTIAN ACADEMY | ENTRY POINT |  | 1 | 9/10/2024 12:00:00 AM
VA3001798 | GE | S001 | QT | RT | Y | EP001 | EP001 | ENTRY POINT | SHORE CHRISTIAN ACADEMY | ENTRY POINT |  | 1 | 9/10/2024 12:00:00 AM
VA3001798 | GE | S009 | QT | RT | Y | EP001 | EP001 | ENTRY POINT | SHORE CHRISTIAN ACADEMY | ENTRY POINT |  | 1 | 9/10/2024 12:00:00 AM
VA3001798 | GE | S113 | QT | RT | Y | EP001 | EP001 | ENTRY POINT | SHORE CHRISTIAN ACADEMY | ENTRY POINT |  | 1 | 9/10/2024 12:00:00 AM
VA3001798 | GE | S121 | QT | RT | Y | EP001 | EP001 | ENTRY POINT | SHORE CHRISTIAN ACADEMY | ENTRY POINT |  | 1 | 9/10/2024 12:00:00 AM
VA3001798 | GE | S125 | QT | RT | Y | EP001 | EP001 | ENTRY POINT | SHORE CHRISTIAN ACADEMY | ENTRY POINT |  | 1 | 9/10/2024 12:00:00 AM
VA3001798 | GE | VOC | QT | RT | Y | EP001 | EP001 | ENTRY POINT | SHORE CHRISTIAN ACADEMY | ENTRY POINT |  | 1 | 9/10/2024 12:00:00 AM
VA3001810 | TC | TC | MN | RT | Y | DS001 | TCR01 |  | STUCKEYS (MAPPSVILLE) | DISTRIBUTION |  | 3 | 7/4/1980 12:00:00 AM
VA3001810 | GE | NIT | YR | RT | Y | EP001 | EP001 | ENTRY POINT | STUCKEYS (MAPPSVILLE) | ENTRY POINT |  | 1 | 7/4/1980 12:00:00 AM
VA3001810 | GE | MPN | YR | RT | Y | WL001 | RW001 | WELL #1 RAW WATER TAP | STUCKEYS (MAPPSVILLE) | WELL |  | 1 | 7/4/1980 12:00:00 AM
VA3001820 | TC | TC | QT | RT | Y | DS001 | TCR01 |  | SUN OUTDOORS CHESAPEAKE BAY | DISTRIBUTION |  | 1 | 2/10/1979 12:00:00 AM
VA3001833 | PB | PBCU | 3Y | RT | Y | DS001 | LCR01 | B. KING | TANGIER, TOWN OF | DISTRIBUTION SYSTEM | FSD | 1 | 5/5/1980 12:00:00 AM
VA3001833 | PB | PBCU | 3Y | RT | Y | DS001 | LCR02 | MICKY PARKS | TANGIER, TOWN OF | DISTRIBUTION SYSTEM | FSD | 1 | 5/5/1980 12:00:00 AM
VA3001833 | PB | PBCU | 3Y | RT | Y | DS001 | LCR03 | COOK HOUSE | TANGIER, TOWN OF | DISTRIBUTION SYSTEM | FSD | 1 | 5/5/1980 12:00:00 AM
VA3001833 | PB | PBCU | 3Y | RT | Y | DS001 | LCR04 | DAN MCCREADY | TANGIER, TOWN OF | DISTRIBUTION SYSTEM | FSD | 1 | 5/5/1980 12:00:00 AM
VA3001833 | PB | PBCU | 3Y | RT | Y | DS001 | LCR05 | JAMES BROWN | TANGIER, TOWN OF | DISTRIBUTION SYSTEM | FSD | 1 | 5/5/1980 12:00:00 AM
VA3001833 | PB | PBCU | 3Y | RT | Y | DS001 | LCR06 | JAMES GORDY | TANGIER, TOWN OF | DISTRIBUTION SYSTEM | FSD | 1 | 5/5/1980 12:00:00 AM
VA3001833 | PB | PBCU | 3Y | RT | Y | DS001 | LCR07 | STEVE PRUITT | TANGIER, TOWN OF | DISTRIBUTION SYSTEM | FSD | 1 | 5/5/1980 12:00:00 AM
VA3001833 | PB | PBCU | 3Y | RT | Y | DS001 | LCR08 | DEWEY CHESKETT | TANGIER, TOWN OF | DISTRIBUTION SYSTEM | FSD | 1 | 5/5/1980 12:00:00 AM
VA3001833 | PB | PBCU | 3Y | RT | Y | DS001 | LCR09 | JAN MARSHALL | TANGIER, TOWN OF | DISTRIBUTION SYSTEM | FSD | 1 | 5/5/1980 12:00:00 AM
VA3001833 | PB | PBCU | 3Y | RT | Y | DS001 | LCR10 | TREATMENT PLANT | TANGIER, TOWN OF | DISTRIBUTION SYSTEM | FSD | 1 | 5/5/1980 12:00:00 AM
VA3001833 | TC | TC | MN | RT | Y | DS001 | TCR01 |  | TANGIER, TOWN OF | DISTRIBUTION SYSTEM |  | 3 | 5/5/1980 12:00:00 AM
VA3001850 | TC | TC | QT | RT | Y | DS001 | TCR01 |  | TEMPERANCEVILLE AREA HQ | DISTRIBUTION SYSTEM |  | 1 | 6/30/1977 12:00:00 AM
VA3001850 | GE | NIT | YR | RT | Y | EP001 | EP001 | ENTRY POINT | TEMPERANCEVILLE AREA HQ | ENTRY POINT |  | 1 | 6/30/1977 12:00:00 AM
VA3001850 | GE | MPN | YR | RT | Y | WL001 | RW001 | WELL #1 RAW WATER TAP | TEMPERANCEVILLE AREA HQ | DRILLED WELL |  | 1 | 6/30/1977 12:00:00 AM
VA3001857 | TC | TC | QT | RT | Y | DS001 | TCR01 |  | WOLFF'S SANDWICH SHOPPE | WOLFF'S DISTRIBUTION |  | 1 | 11/19/2018 12:00:00 AM
VA3001857 | GE | NIT | YR | RT | Y | EP001 | EP001 | ENTRY POINT | WOLFF'S SANDWICH SHOPPE | WOLFF'S ENTRY POINT |  | 1 | 11/19/2018 12:00:00 AM
VA3001880 | PB | PBCU | YR | RT | Y | DS001 | LCR01 | LCR TAP 1 BOYS RR | 20250 FAIRGROUNDS ROAD | DISTRIBUTION | FSD | 1 | 3/21/2022 12:00:00 AM
VA3001880 | PB | PBCU | YR | RT | Y | DS001 | LCR02 | LCR TAP 2 GIRLS RR | 20250 FAIRGROUNDS ROAD | DISTRIBUTION | FSD | 1 | 3/21/2022 12:00:00 AM
VA3001880 | PB | PBCU | YR | RT | Y | DS001 | LCR03 | LCR TAP 3 KITCHEN HAND SINK | 20250 FAIRGROUNDS ROAD | DISTRIBUTION | FSD | 1 | 3/21/2022 12:00:00 AM
VA3001880 | PB | PBCU | YR | RT | Y | DS001 | LCR04 | LCR TAP 4 KITCHEN DISH SINK | 20250 FAIRGROUNDS ROAD | DISTRIBUTION | FSD | 1 | 3/21/2022 12:00:00 AM
VA3001880 | PB | PBCU | YR | RT | Y | DS001 | LCR05 | LCR TAP 5 | 20250 FAIRGROUNDS ROAD | DISTRIBUTION | FSD | 1 | 3/21/2022 12:00:00 AM
VA3001880 | TC | TC | MN | RT | Y | DS001 | TCR01 |  | 20250 FAIRGROUNDS ROAD | DISTRIBUTION |  | 3 | 3/21/2022 12:00:00 AM
VA3001880 | GE | CYN | 3Y | RT | Y | EP001 | EP001 | ENTRY POINT | 20250 FAIRGROUNDS ROAD | ENTRY POINT |  | 1 | 3/21/2022 12:00:00 AM
VA3001880 | GE | ICMT | 3Y | RT | Y | EP001 | EP001 | ENTRY POINT | 20250 FAIRGROUNDS ROAD | ENTRY POINT |  | 1 | 3/21/2022 12:00:00 AM
VA3001880 | GE | NIT | YR | RT | Y | EP001 | EP001 | ENTRY POINT | 20250 FAIRGROUNDS ROAD | ENTRY POINT |  | 1 | 3/21/2022 12:00:00 AM
VA3001880 | GE | VOC | YR | RT | Y | EP001 | EP001 | ENTRY POINT | 20250 FAIRGROUNDS ROAD | ENTRY POINT |  | 1 | 3/21/2022 12:00:00 AM
VA3001885 | TC | TC | QT | RT | Y | DS001 | TCR01 |  | T`S CORNER | DISTRIBUTION |  | 1 | 1/30/1998 12:00:00 AM
VA3001887 | PB | PBCU | 3Y | RT | Y | DS001 | LCR02 | LOT 16 | TRIANGLE ENTERPRISES MHP | DISTRIBUTION SYSTEM | FSD | 1 | 4/21/1978 12:00:00 AM
VA3001887 | PB | PBCU | 3Y | RT | Y | DS001 | LCR04 | LOT 52 | TRIANGLE ENTERPRISES MHP | DISTRIBUTION SYSTEM | FSD | 1 | 4/21/1978 12:00:00 AM
VA3001887 | PB | PBCU | 3Y | RT | Y | DS001 | LCR06 | LOT 73 | TRIANGLE ENTERPRISES MHP | DISTRIBUTION SYSTEM | FSD | 1 | 4/21/1978 12:00:00 AM
VA3001887 | PB | PBCU | 3Y | RT | Y | DS001 | LCR07 | LOT 31 | TRIANGLE ENTERPRISES MHP | DISTRIBUTION SYSTEM | FSD | 1 | 4/21/1978 12:00:00 AM
VA3001887 | PB | PBCU | 3Y | RT | Y | DS001 | LCR08 | LOT 9 | TRIANGLE ENTERPRISES MHP | DISTRIBUTION SYSTEM | FSD | 1 | 4/21/1978 12:00:00 AM
VA3001887 | TC | TC | MN | RT | Y | DS001 | TCR01 |  | TRIANGLE ENTERPRISES MHP | DISTRIBUTION SYSTEM |  | 3 | 4/21/1978 12:00:00 AM
VA3001887 | GE | NIT | YR | RT | Y | EP001 | EP001 | ENTRY POINT | TRIANGLE ENTERPRISES MHP | ENTRY POINT |  | 1 | 4/21/1978 12:00:00 AM
VA3001892 | TC | TC | QT | RT | Y | DS001 | TCR01 |  | ISLAND HOUSE RESTAURANT | DISTRIBUTION |  | 1 | 12/15/1997 12:00:00 AM
VA3001892 | GE | NIT | YR | RT | Y | EP001 | EP001 | ENTRY POINT | ISLAND HOUSE RESTAURANT | ENTRY POINT |  | 1 | 12/15/1997 12:00:00 AM
VA3001894 | TC | TC | QT | RT | Y | DS001 | TCR01 |  | WACHAPREAGUE HOTEL | DISTRIBUTION |  | 1 | 1/1/1977 12:00:00 AM
VA3001895 | TC | TC | MN | RT | Y | DS001 | TCR01 |  | WENDY`S (ONLEY) | DISTRIBUTION |  | 3 | 12/15/1997 12:00:00 AM
VA3001895 | GE | CYN | 3Y | RT | Y | EP001 | EP001 | ENTRY POINT | WENDY`S (ONLEY) | ENTRY POINT |  | 1 | 12/15/1997 12:00:00 AM
VA3001982 | TC | TC | MN | RT | Y | DS001 | TCR01 |  | EASTERN SHORE FAMILY YMCA | DISTRIBUTION SYSTEM |  | 3 | 12/21/1999 12:00:00 AM
VA3001982 | GE | NIT | YR | RT | Y | EP001 | EP001 | WELL HOUSE | EASTERN SHORE FAMILY YMCA | ENTRY POINT |  | 1 | 12/21/1999 12:00:00 AM
VA3001982 | GE | VOC | 3Y | RT | Y | EP001 | EP001 | WELL HOUSE | EASTERN SHORE FAMILY YMCA | ENTRY POINT |  | 1 | 1999-12-21
VA3053150 | TC | TC | QT | RT | Y | DS001 | TCR01 |  | CAMPTOWN CAMPGROUND | CAMPTOWN CAMPGROUND DS |  | 1 | 5/18/1998 12:00:00 AM
VA3053150 | GE | NIT | YR | RT | Y | EP001 | EP001 | ENTRY POINT | CAMPTOWN CAMPGROUND | ENTRY POINT |  | 1 | 5/18/1998 12:00:00 AM
VA3053200 | TC | TC | QT | RT | Y | DS001 | TCR01 |  | LAKE CHESDIN CAMPGROUND | COZY COVE CAMPGROUND |  | 1 | 12/18/1997 12:00:00 AM
VA3053200 | GE | NIT | YR | RT | Y | EP002 | EP002 | BACK OF CAMPGROUND | LAKE CHESDIN CAMPGROUND | ENTRY POINT - WELL 2, BACK OF CAMPGROUND |  | 1 | 12/18/1997 12:00:00 AM
VA3053200 | GE | NIT | YR | RT | Y | EP003 | EP003 | MIDDLE WELLSITE | LAKE CHESDIN CAMPGROUND | ENTRY POINT - WELL 3, MIDDLE WELLSITE |  | 1 | 12/18/1997 12:00:00 AM
VA3053210 | PB | PBCU | 3Y | RT | Y | DS001 | PB001 | PB/CU 1 | AZZIE MANOR HOME FOR ADULTS | AZZIE MANOR HFA | FSD | 1 | 3/23/1998 12:00:00 AM
VA3053210 | PB | PBCU | 3Y | RT | Y | DS001 | PB002 | PB/CU 2 | AZZIE MANOR HOME FOR ADULTS | AZZIE MANOR HFA | FSD | 1 | 3/23/1998 12:00:00 AM
VA3053210 | PB | PBCU | 3Y | RT | Y | DS001 | PB003 | PB/CU 3 | AZZIE MANOR HOME FOR ADULTS | AZZIE MANOR HFA | FSD | 1 | 3/23/1998 12:00:00 AM
VA3053210 | PB | PBCU | 3Y | RT | Y | DS001 | PB004 | PB/CU 4 | AZZIE MANOR HOME FOR ADULTS | AZZIE MANOR HFA | FSD | 1 | 3/23/1998 12:00:00 AM
VA3053210 | PB | PBCU | 3Y | RT | Y | DS001 | PB005 | PB/CU 5 | AZZIE MANOR HOME FOR ADULTS | AZZIE MANOR HFA | FSD | 1 | 3/23/1998 12:00:00 AM
VA3053210 | TC | TC | MN | RT | Y | DS001 | TCR01 |  | AZZIE MANOR HOME FOR ADULTS | AZZIE MANOR HFA |  | 3 | 3/23/1998 12:00:00 AM
VA3053210 | GE | CYN | 9Y | RT | Y | EP001 | EP001 | ENTRY POINT | AZZIE MANOR HOME FOR ADULTS | ENTRY POINT |  | 1 | 3/23/1998 12:00:00 AM
VA3053210 | GE | ICMT | 3Y | RT | Y | EP001 | EP001 | ENTRY POINT | AZZIE MANOR HOME FOR ADULTS | ENTRY POINT |  | 1 | 3/23/1998 12:00:00 AM
VA3053248 | GE | THH5 | YR | RT | Y | DS001 | DBP02 | 3918 SHOREVIEW DRIVE | CHESDIN MANOR SUBDIVISION | CHESDIN MANOR SUBDIVISION |  | 1 | 1/1/1998 12:00:00 AM
VA3053248 | TC | TC | MN | RT | Y | DS001 | TCR01 |  | CHESDIN MANOR SUBDIVISION | CHESDIN MANOR SUBDIVISION |  | 3 | 1/1/1998 12:00:00 AM
VA3053248 | GE | MPN | YR | RT | Y | WL001 | RW001 | WELL NO 1 | CHESDIN MANOR SUBDIVISION | WELL NO 1 |  | 1 | 1/1/1998 12:00:00 AM
VA3053280 | GE | CHLO | QT | RT | Y | DS001 | DBP01 | 6619 DUNCAN ROAD | DCWA CENTRAL | DISTRIBUTION SYSTEM |  | 1 | 5/12/2006 12:00:00 AM
VA3053280 | GE | THH5 | QT | RT | Y | DS001 | DBP01 | 6619 DUNCAN ROAD | DCWA CENTRAL | DISTRIBUTION SYSTEM |  | 1 | 5/12/2006 12:00:00 AM
VA3053280 | GE | CHLO | QT | RT | Y | DS001 | DBP02 | FERNDALE ROAD P.S. | DCWA CENTRAL | DISTRIBUTION SYSTEM |  | 1 | 5/12/2006 12:00:00 AM
VA3053280 | GE | CHLO | QT | RT | Y | DS001 | DBP03 | 23008 AIRPARK DRIVE | DCWA CENTRAL | DISTRIBUTION SYSTEM |  | 1 | 5/12/2006 12:00:00 AM
VA3053280 | GE | THH5 | QT | RT | Y | DS001 | DBP04 | 26008 COX ROAD | DCWA CENTRAL | DISTRIBUTION SYSTEM |  | 1 | 5/12/2006 12:00:00 AM
VA3053280 | TC | TC | MN | RT | Y | DS001 | TCR01 |  | DCWA CENTRAL | DISTRIBUTION SYSTEM |  | 24 | 5/12/2006 12:00:00 AM
VA3053305 | TC | TC | MN | RT | Y | DS001 | TCR01 |  | DINWIDDIE COUNTY COURTHOUSE (NEW) | DISTRIBUTION |  | 3 | 5/5/1998 12:00:00 AM
VA3053305 | GE | NIT | YR | RT | Y | EP001 | EP001 | ENTRY POINT | DINWIDDIE COUNTY COURTHOUSE (NEW) | ENTRY POINT |  | 1 | 5/5/1998 12:00:00 AM
VA3053315 | TC | TC | MN | RT | Y | DS001 | TCR01 |  | DINWIDDIE ELEMENTARY SCHOOL | DINWIDDIE ELEMENTARY SCHOOL |  | 3 | 3/18/1998 12:00:00 AM
VA3053355 | TC | TC | QT | RT | Y | DS001 | TCR01 |  | DINWIDDIE MEDICAL CENTER | DISTRIBUTION SYSTEM |  | 1 | 10/31/2011 12:00:00 AM
VA3053360 | TC | TC | MN | RT | Y | DS001 | TCR01 |  | HISTORIC SOUTHSIDE H. S. EDUCATION CENTE | HISTORIC SOUTHSIDE H. S. EDU. CENTER |  | 3 | 3/18/1998 12:00:00 AM
VA3053370 | GE | THH5 | YR | RT | Y | DS001 | DBP01 | BOYS GYM LOCKER SINK | DINWIDDIE MIDDLE SCHOOL | DINWIDDIE HIGH SCHOOL |  | 1 | 3/18/1998 12:00:00 AM
VA3053370 | PB | PBCU | YR | RT | Y | DS001 | DS001 | KITCHEN DISHWASH #3 | DINWIDDIE MIDDLE SCHOOL | DINWIDDIE HIGH SCHOOL | FSD | 1 | 3/18/1998 12:00:00 AM
VA3053370 | PB | PBCU | YR | RT | Y | DS001 | DS002 | TOILET LAVATORY #10 | DINWIDDIE MIDDLE SCHOOL | DINWIDDIE HIGH SCHOOL | FSD | 1 | 3/18/1998 12:00:00 AM
VA3053370 | PB | PBCU | YR | RT | Y | DS001 | DS003 | KITCHEN SINK #7 | DINWIDDIE MIDDLE SCHOOL | DINWIDDIE HIGH SCHOOL | FSD | 1 | 3/18/1998 12:00:00 AM
VA3053370 | PB | PBCU | YR | RT | Y | DS001 | DS004 | HE CLASS LAV SINK #2 | DINWIDDIE MIDDLE SCHOOL | DINWIDDIE HIGH SCHOOL | FSD | 1 | 3/18/1998 12:00:00 AM
VA3053370 | PB | PBCU | YR | RT | Y | DS001 | DS005 | TOILET LAVATORY #9 | DINWIDDIE MIDDLE SCHOOL | DINWIDDIE HIGH SCHOOL | FSD | 1 | 3/18/1998 12:00:00 AM
VA3053370 | PB | PBCU | YR | RT | Y | DS001 | DS006 | MOP SINK #8 | DINWIDDIE MIDDLE SCHOOL | DINWIDDIE HIGH SCHOOL | FSD | 1 | 3/18/1998 12:00:00 AM
VA3053370 | PB | PBCU | YR | RT | Y | DS001 | DS007 | KITCHEN LAVATORY | DINWIDDIE MIDDLE SCHOOL | DINWIDDIE HIGH SCHOOL | FSD | 1 | 3/18/1998 12:00:00 AM
VA3053370 | PB | PBCU | YR | RT | Y | DS001 | DS008 | KITCHEN SINK #1 | DINWIDDIE MIDDLE SCHOOL | DINWIDDIE HIGH SCHOOL | FSD | 1 | 3/18/1998 12:00:00 AM
VA3053370 | PB | PBCU | YR | RT | Y | DS001 | DS009 | KITCHEN LAVATORY #5 | DINWIDDIE MIDDLE SCHOOL | DINWIDDIE HIGH SCHOOL | FSD | 1 | 3/18/1998 12:00:00 AM
VA3053370 | PB | PBCU | YR | RT | Y | DS001 | DS010 | KITCHEN SINK #6 | DINWIDDIE MIDDLE SCHOOL | DINWIDDIE HIGH SCHOOL | FSD | 1 | 3/18/1998 12:00:00 AM
VA3053370 | TC | TC | MN | RT | Y | DS001 | TCR01 |  | DINWIDDIE MIDDLE SCHOOL | DINWIDDIE HIGH SCHOOL |  | 6 | 3/18/1998 12:00:00 AM
VA3053370 | GE | MPN | YR | RT | Y | WL001 | RW001 | WELL | DINWIDDIE MIDDLE SCHOOL | WELL |  | 1 | 3/18/1998 12:00:00 AM
VA3053375 | GE | THH5 | YR | RT | Y | DS001 | DBP01 | EARTH SCI LAB SINK #2 | DINWIDDIE SENIOR HIGH SCHOOL | DISTRIBUTION SYSTEM |  | 1 | 3/26/2008 12:00:00 AM
VA3053375 | TC | TC | MN | RT | Y | DS001 | TCR01 |  | DINWIDDIE SENIOR HIGH SCHOOL | DISTRIBUTION SYSTEM |  | 6 | 3/26/2008 12:00:00 AM
VA3053375 | GE | MPN | YR | RT | Y | WL001 | RW001 | TAP AT AIR RELIEF | DINWIDDIE SENIOR HIGH SCHOOL | WELL |  | 1 | 3/26/2008 12:00:00 AM
VA3053420 | TC | TC | MN | RT | Y | DS001 | TCR01 |  | FIVE FORKS BATTLEFIELD PARK | DISTRIBUTION SYSTEM |  | 3 | 1/21/2010 12:00:00 AM
VA3053420 | GE | NIT | YR | RT | Y | EP001 | EP001 | VISITORS CENTER ENTRY POINT | FIVE FORKS BATTLEFIELD PARK | VISITORS CENTER ENTRY POINT |  | 1 | 1/21/2010 12:00:00 AM
VA3053430 | TC | TC | MN | RT | Y | DS001 | TCR01 |  | FOOD LION | DISTRIBUTION SYSTEM |  | 6 | 3/8/2006 12:00:00 AM
VA3053430 | GE | NIT | YR | RT | Y | EP001 | EP001 | TAP AFTER HYDRO TK | FOOD LION | ENTRY POINT 1 |  | 1 | 3/8/2006 12:00:00 AM
VA3053430 | GE | VOC | YR | RT | Y | EP001 | EP001 | TAP AFTER HYDRO TK | FOOD LION | ENTRY POINT 1 |  | 1 | 3/8/2006 12:00:00 AM
VA3053430 | GE | MPN | YR | RT | Y | WL001 | RW001 | RAW TAP | FOOD LION | DRILLED WELL #1 |  | 1 | 3/8/2006 12:00:00 AM
VA3053515 | TC | TC | MN | RT | Y | DS001 | TCR01 |  | 19606 CARSON ROAD | DS - DINWIDDIE DINER |  | 3 | 8/2/2019 12:00:00 AM
VA3053516 | TC | TC | QT | RT | Y | DS001 | TCR01 |  | KIN'S WOK | DISTRIBUTION SYSTEM |  | 1 | 8/12/2010 12:00:00 AM
VA3053517 | TC | TC | QT | RT | Y | DS001 | TCR01 |  | PICTURE LAKE CAMPGROUND | PICTURE LAKE CAMPGROUND |  | 1 | 9/1/2004 12:00:00 AM
VA3053550 | TC | TC | QT | RT | Y | DS001 | TCR01 |  | OCRAN UMC CHILD CARE | DISTRIBUTION SYSTEM |  | 1 | 12/14/2017 12:00:00 AM
VA3053560 | TC | TC | QT | RT | Y | DS001 | TCR01 |  | RICHLANDS CREAMERY | DISTRIBUTION SYSTEM |  | 1 | 6/3/2019 12:00:00 AM
VA3053560 | GE | NIT | YR | RT | Y | EP001 | EP001 | ENTRY POINT | RICHLANDS CREAMERY | ENTRY POINT |  | 1 | 6/3/2019 12:00:00 AM
VA3053600 | TC | TC | MN | RT | Y | DS001 | TCR01 |  | VDH&T I-85 REST AREA | VDH&T I-85 REST AREA |  | 6 | 3/29/2010 12:00:00 AM
VA3053600 | GE | MPN | YR | RT | Y | WL001 | RW001 | WELLHEAD-NORTH | VDH&T I-85 REST AREA | DRILLED WELL-NB |  | 1 | 3/29/2010 12:00:00 AM
VA3053600 | GE | MPN | YR | RT | Y | WL002 | RW002 | WELLHEAD-SOUTH | VDH&T I-85 REST AREA | DRILLED WELL-SB |  | 1 | 3/29/2010 12:00:00 AM
VA3053650 | PB | PBCU | 3Y | RT | Y | DS001 | PB001 | PB/CU 1 | LEW JONES SUBDIVISION | LEW JONES SUBDIVISION/DCWA | FSD | 1 | 3/20/1998 12:00:00 AM
VA3053650 | PB | PBCU | 3Y | RT | Y | DS001 | PB002 | PB/CU 2 | LEW JONES SUBDIVISION | LEW JONES SUBDIVISION/DCWA | FSD | 1 | 3/20/1998 12:00:00 AM
VA3053650 | PB | PBCU | 3Y | RT | Y | DS001 | PB003 | PB/CU 3 | LEW JONES SUBDIVISION | LEW JONES SUBDIVISION/DCWA | FSD | 1 | 3/20/1998 12:00:00 AM
VA3053650 | PB | PBCU | 3Y | RT | Y | DS001 | PB004 | PB/CU 4 | LEW JONES SUBDIVISION | LEW JONES SUBDIVISION/DCWA | FSD | 1 | 3/20/1998 12:00:00 AM
VA3053650 | PB | PBCU | 3Y | RT | Y | DS001 | PB005 | PB/CU 5 | LEW JONES SUBDIVISION | LEW JONES SUBDIVISION/DCWA | FSD | 1 | 3/20/1998 12:00:00 AM
VA3053650 | TC | TC | MN | RT | Y | DS001 | TCR01 |  | LEW JONES SUBDIVISION | LEW JONES SUBDIVISION/DCWA |  | 3 | 3/20/1998 12:00:00 AM
VA3053700 | TC | TC | MN | RT | Y | DS001 | TCR01 |  | MCKENNEY, TOWN OF | MCKENNEY, TOWN OF |  | 3 | 3/23/1998 12:00:00 AM
VA3053700 | GE | NIT | YR | RT | Y | EP001 | EP001 | WELL 1 ENTRY POINT | MCKENNEY, TOWN OF | ENTRY POINT WELL 1 OLD WELL IN TOWN |  | 1 | 3/23/1998 12:00:00 AM
VA3053700 | GE | NIT | YR | RT | Y | EP003 | EP003 | WELL 3 ENTRY POINT | MCKENNEY, TOWN OF | ENTRY POINT WELL 3 IN TREATMENT WELLHOUS |  | 1 | 3/23/1998 12:00:00 AM
VA3053700 | GE | NIT | YR | RT | Y | EP004 | EP004 | NEW WELL IN TOWN | MCKENNEY, TOWN OF | ENTRY POINT WELL 4 NEW WELL IN TOWN |  | 1 | 3/23/1998 12:00:00 AM
VA3053700 | GE | VOC | 3Y | RT | Y | EP003 | EP003 | WELL 3 ENTRY POINT | MCKENNEY, TOWN OF | ENTRY POINT WELL 3 IN TREATMENT WELLHOUS |  | 1 | 1998-03-23
VA3053720 | PB | PBCU | 3Y | RT | Y | DS001 | DS002 | KITCHEN SANITIZE TAP | MIDWAY ELEMENTARY SCHOOL | MIDWAY ELEMENTARY SCHOOL | FSD | 1 | 3/23/1998 12:00:00 AM
VA3053720 | PB | PBCU | 3Y | RT | Y | DS001 | DS003 | KITCH X ELEC PANELS | MIDWAY ELEMENTARY SCHOOL | MIDWAY ELEMENTARY SCHOOL | FSD | 1 | 3/23/1998 12:00:00 AM
VA3053720 | PB | PBCU | 3Y | RT | Y | DS001 | DS005 | CLASS ROOM 209 SINK | MIDWAY ELEMENTARY SCHOOL | MIDWAY ELEMENTARY SCHOOL | FSD | 1 | 3/23/1998 12:00:00 AM
VA3053720 | PB | PBCU | 3Y | RT | Y | DS001 | DS006 | RM 210 SINK | MIDWAY ELEMENTARY SCHOOL | MIDWAY ELEMENTARY SCHOOL | FSD | 1 | 3/23/1998 12:00:00 AM
VA3053720 | PB | PBCU | 3Y | RT | Y | DS001 | DS007 | FACULTY LOUNGE | MIDWAY ELEMENTARY SCHOOL | MIDWAY ELEMENTARY SCHOOL | FSD | 1 | 3/23/1998 12:00:00 AM
VA3053720 | TC | TC | MN | RT | Y | DS001 | TCR01 |  | MIDWAY ELEMENTARY SCHOOL | MIDWAY ELEMENTARY SCHOOL |  | 3 | 3/23/1998 12:00:00 AM
VA3053720 | GE | NO2 | 9Y | RT | Y | EP001 | EP001 | ENTRY POINT | MIDWAY ELEMENTARY SCHOOL | ENTRY POINT |  | 1 | 3/23/1998 12:00:00 AM
VA3053720 | GE | MPN | YR | RT | Y | WL002 | WL002 | WELL RAW WATER | MIDWAY ELEMENTARY SCHOOL | WELL #2 |  | 1 | 3/23/1998 12:00:00 AM
VA3053720 | GE | THH5 | 3Y | RT | Y | DS001 | DBP01 | BOYS BTHRM SINK 2 FL | MIDWAY ELEMENTARY SCHOOL | MIDWAY ELEMENTARY SCHOOL |  | 1 | 1998-03-23
VA3053900 | TC | TC | MN | RT | Y | DS950 | TCR01 |  | SOUTHSIDE ELEMENTARY SCHOOL | SOUTHSIDE ELEMENTARY |  | 3 | 3/20/1998 12:00:00 AM
VA3053900 | GE | NIT | YR | RT | Y | EP001 | EP001 | ENTRY POINT | SOUTHSIDE ELEMENTARY SCHOOL | ENTRY POINT |  | 1 | 3/20/1998 12:00:00 AM
VA3053915 | GE | THH5 | YR | RT | Y | DS001 | DBP01 | STONY SPRINGS SUBDIVISION | STONY SPRINGS SUBDIVISION | STONY SPRINGS SUBDIVISION |  | 1 | 1/1/1998 12:00:00 AM
VA3053915 | TC | TC | MN | RT | Y | DS001 | TCR01 |  | STONY SPRINGS SUBDIVISION | STONY SPRINGS SUBDIVISION |  | 3 | 1/1/1998 12:00:00 AM
VA3053915 | GE | CYN | 9Y | RT | Y | EP002 | EP002 | ALLEN AVE EP | STONY SPRINGS SUBDIVISION | ALLEN AVE EP |  | 1 | 1/1/1998 12:00:00 AM
VA3053915 | GE | CYN | 9Y | RT | Y | EP003 | EP003 | WREN AVE EP | STONY SPRINGS SUBDIVISION | WREN AVE EP |  | 1 | 1/1/1998 12:00:00 AM
VA3053915 | GE | NIT | YR | RT | Y | EP004 | EP004 | DOROTHY CIRCLE EP | STONY SPRINGS SUBDIVISION | DOROTHY CIRCLE EP |  | 1 | 1/1/1998 12:00:00 AM
VA3053915 | GE | MPN | YR | RT | Y | WL002 | RW002 | ALLEN DR. WELL TAP | STONY SPRINGS SUBDIVISION | DRILLED WELL NO. 2 (ALLEN DR.) |  | 1 | 1/1/1998 12:00:00 AM
VA3053915 | GE | MPN | YR | RT | Y | WL003 | RW003 | WRENN DR. WELL RAW TAP | STONY SPRINGS SUBDIVISION | DRILLED WELL NO. 3 (WRENN DR.) |  | 1 | 1/1/1998 12:00:00 AM
VA3053915 | GE | MPN | YR | RT | Y | WL004 | RW004 | DOROTHY CIRCLE WELL TAP | STONY SPRINGS SUBDIVISION | DRILLED WELL NO. 4 (DOROTHY CIRCLE) |  | 1 | 1/1/1998 12:00:00 AM
VA3053960 | TC | TC | QT | RT | Y | DS001 | TCR01 |  | WHIPPERNOCK MARINA | DS - WHIPPERNOCK MARINA |  | 1 | 8/3/2004 12:00:00 AM
VA3053960 | GE | NIT | YR | RT | Y | EP001 | EP001 | ENTRY POINT - SHED | WHIPPERNOCK MARINA | ENTRY POINT 1 AT SHED |  | 1 | 8/3/2004 12:00:00 AM
VA3053960 | GE | NIT | YR | RT | Y | EP002 | EP002 | ENTRY POINT - CROCK | WHIPPERNOCK MARINA | ENTRY POINT 2 AT CROCK |  | 1 | 8/3/2004 12:00:00 AM
VA3081075 | TC | TC | QT | RT | Y | DS001 | TCR01 |  | EMPORIA ARMORY | EMPORIA ARMORY DS |  | 1 | 12/22/1997 12:00:00 AM
VA3081075 | GE | MPN | YR | RT | Y | WL001 | WL001 | WELL HEAD | EMPORIA ARMORY | EMPORIA ARMORY |  | 1 | 12/22/1997 12:00:00 AM
VA3081160 | TC | TC | QT | RT | Y | DS001 | TCR01 |  | CATTAIL CREEK CAMPGROUND | CATTAIL CREEK CAMPGROUND |  | 1 | 2/7/2014 12:00:00 AM
VA3081460 | TC | TC | MN | RT | Y | DS001 | TCR01 |  | VA REST AREA I-95 | VA REST AREA I-95 |  | 6 | 1/30/1998 12:00:00 AM
VA3081500 | TC | TC | MN | RT | Y | DS001 | TCR01 |  | JACKSON-FEILD HOME | JACKSON-FIELD HOME |  | 3 | 3/24/1998 12:00:00 AM
VA3081500 | GE | NIT | YR | RT | Y | EP001 | EP001 | ENTRY POINT | JACKSON-FEILD HOME | ENTRY POINT |  | 1 | 3/24/1998 12:00:00 AM
VA3081500 | GE | MPN | YR | RT | Y | WL001 | RW001 | DRILLED WELL | JACKSON-FEILD HOME | DRILLED WELL |  | 1 | 3/24/1998 12:00:00 AM
VA3081500 | GE | THH5 | 3Y | RT | Y | DS001 | DBP01 | DINING FACILITY | JACKSON-FEILD HOME | JACKSON-FIELD HOME |  | 1 | 1998-03-24
VA3081550 | GE | CHLO | QT | RT | Y | DS001 | DBP01 | 1835 SKIPPERS ROAD | GCWSA - JARRATT | DISTRIBUTION SYSTEM |  | 1 | 5/17/2004 12:00:00 AM
VA3081550 | GE | CHLO | QT | RT | Y | DS001 | DBP02 | 121 HORSESHOE RD. | GCWSA - JARRATT | DISTRIBUTION SYSTEM |  | 1 | 5/17/2004 12:00:00 AM
VA3081550 | GE | CHLO | QT | RT | Y | DS001 | DBP03 | 126 SHORE DRIVE | GCWSA - JARRATT | DISTRIBUTION SYSTEM |  | 1 | 5/17/2004 12:00:00 AM
VA3081550 | GE | THH5 | QT | RT | Y | DS001 | DBP06 | 1200 DRYBREAD ROAD | GCWSA - JARRATT | DISTRIBUTION SYSTEM |  | 1 | 5/17/2004 12:00:00 AM
VA3081550 | GE | THH5 | QT | RT | Y | DS001 | DBP07 | 140 URIAH BRANCH WAY | GCWSA - JARRATT | DISTRIBUTION SYSTEM |  | 1 | 5/17/2004 12:00:00 AM
VA3081550 | PB | PBCU | 3Y | RT | Y | DS001 | PB002 | 215 LINCOLN AVE. | GCWSA - JARRATT | DISTRIBUTION SYSTEM | FSD | 1 | 5/17/2004 12:00:00 AM
VA3081550 | PB | PBCU | 3Y | RT | Y | DS001 | PB003 | 420 LINCOLN AVE. | GCWSA - JARRATT | DISTRIBUTION SYSTEM | FSD | 1 | 5/17/2004 12:00:00 AM
VA3081550 | PB | PBCU | 3Y | RT | Y | DS001 | PB009 | 416 LINCOLN AVE. | GCWSA - JARRATT | DISTRIBUTION SYSTEM | FSD | 1 | 5/17/2004 12:00:00 AM
VA3081550 | PB | PBCU | 3Y | RT | Y | DS001 | PB014 | 414 YORK ST. | GCWSA - JARRATT | DISTRIBUTION SYSTEM | FSD | 1 | 5/17/2004 12:00:00 AM
VA3081550 | PB | PBCU | 3Y | RT | Y | DS001 | PB015 | 417 LINCOLN AVE. | GCWSA - JARRATT | DISTRIBUTION SYSTEM | FSD | 1 | 5/17/2004 12:00:00 AM
VA3081550 | PB | PBCU | 3Y | RT | Y | DS001 | PB017 | 225 JARRATT AVE. | GCWSA - JARRATT | DISTRIBUTION SYSTEM | FSD | 1 | 5/17/2004 12:00:00 AM
VA3081550 | PB | PBCU | 3Y | RT | Y | DS001 | PB018 | 112 ST. FRANCIS ST. | GCWSA - JARRATT | DISTRIBUTION SYSTEM | FSD | 1 | 5/17/2004 12:00:00 AM
VA3081550 | PB | PBCU | 3Y | RT | Y | DS001 | PB019 | 220 GRIGG AVE. | GCWSA - JARRATT | DISTRIBUTION SYSTEM | FSD | 1 | 5/17/2004 12:00:00 AM
VA3081550 | PB | PBCU | 3Y | RT | Y | DS001 | PB021 | 400 EASTER STREET | GCWSA - JARRATT | DISTRIBUTION SYSTEM | FSD | 1 | 5/17/2004 12:00:00 AM
VA3081550 | PB | PBCU | 3Y | RT | Y | DS001 | PB022 | 111 EASTER STREET | GCWSA - JARRATT | DISTRIBUTION SYSTEM | FSD | 1 | 5/17/2004 12:00:00 AM
VA3081550 | PB | PBCU | 3Y | RT | Y | DS001 | PB023 | 23409 HALIFAX ROAD | GCWSA - JARRATT | DISTRIBUTION SYSTEM | FSD | 1 | 5/17/2004 12:00:00 AM
VA3081550 | PB | PBCU | 3Y | RT | Y | DS001 | PB025 | 311 SUSAN STREET | GCWSA - JARRATT | DISTRIBUTION SYSTEM | FSD | 1 | 5/17/2004 12:00:00 AM
VA3081550 | PB | PBCU | 3Y | RT | Y | DS001 | PB027 | 383 SLAGLES LAKE RD. | GCWSA - JARRATT | DISTRIBUTION SYSTEM | FSD | 1 | 5/17/2004 12:00:00 AM
VA3081550 | PB | PBCU | 3Y | RT | Y | DS001 | PB028 | 310 LINCOLN AVE | GCWSA - JARRATT | DISTRIBUTION SYSTEM | FSD | 1 | 5/17/2004 12:00:00 AM
VA3081550 | PB | PBCU | 3Y | RT | Y | DS001 | PB034 | 935 CRESCENT RD. | GCWSA - JARRATT | DISTRIBUTION SYSTEM | FSD | 1 | 5/17/2004 12:00:00 AM
VA3081550 | PB | PBCU | 3Y | RT | Y | DS001 | PB038 | 950 CRESENT RD. | GCWSA - JARRATT | DISTRIBUTION SYSTEM | FSD | 1 | 5/17/2004 12:00:00 AM
VA3081550 | PB | PBCU | 3Y | RT | Y | DS001 | PB039 | 990 CRESCENT | GCWSA - JARRATT | DISTRIBUTION SYSTEM | FSD | 1 | 5/17/2004 12:00:00 AM
VA3081550 | PB | PBCU | 3Y | RT | Y | DS001 | PB043 | 121 LOUIS STREET | GCWSA - JARRATT | DISTRIBUTION SYSTEM | FSD | 1 | 5/17/2004 12:00:00 AM
VA3081550 | PB | PBCU | 3Y | RT | Y | DS001 | PB046 | 970 CRESCENT RD. | GCWSA - JARRATT | DISTRIBUTION SYSTEM | FSD | 1 | 5/17/2004 12:00:00 AM
VA3081550 | PB | PBCU | 3Y | RT | Y | DS001 | PB047 | 548 REGAL RD. | GCWSA - JARRATT | DISTRIBUTION SYSTEM | FSD | 1 | 5/17/2004 12:00:00 AM
VA3081550 | TC | TC | MN | RT | Y | DS001 | TCR01 |  | GCWSA - JARRATT | DISTRIBUTION SYSTEM |  | 24 | 5/17/2004 12:00:00 AM
VA3081550 | GE | FL2 | MN | ST | N | EP001 | EP001 | ENTRY POINT | GCWSA - JARRATT | ENTRY POINT |  | 3 | 5/17/2004 12:00:00 AM
VA3081550 | GE | TOCA | MN | RT | Y | IN001 | RW001 | RAW TAP AT PLANT | GCWSA - JARRATT | NOTTOWAY RIVER INTAKE |  | 3 | 5/17/2004 12:00:00 AM
VA3081550 | GE | TOC | MN | RT | Y | TP002 | UP001 | COMBINED FILTERS | GCWSA - JARRATT | JARRATT WTP |  | 3 | 5/17/2004 12:00:00 AM
VA3081700 | PB | PBCU | YR | RT | Y | DS001 | LCR01 | HOTEL MALE RSTROOM | GCWSA - SKIPPERS | DISTRIBUTION SYSTEM | FSD | 1 | 12/16/2005 12:00:00 AM
VA3081700 | PB | PBCU | YR | RT | Y | DS001 | LCR02 | HOTEL ROOM 100 | GCWSA - SKIPPERS | DISTRIBUTION SYSTEM | FSD | 1 | 12/16/2005 12:00:00 AM
VA3081700 | PB | PBCU | YR | RT | Y | DS001 | LCR03 | HOTEL ROOM 112 | GCWSA - SKIPPERS | DISTRIBUTION SYSTEM | FSD | 1 | 12/16/2005 12:00:00 AM
VA3081700 | PB | PBCU | YR | RT | Y | DS001 | LCR04 | MCDONALDS SINK #2 | GCWSA - SKIPPERS | DISTRIBUTION SYSTEM | FSD | 1 | 12/16/2005 12:00:00 AM
VA3081700 | PB | PBCU | YR | RT | Y | DS001 | LCR05 | GAS STN OFFICE SINK | GCWSA - SKIPPERS | DISTRIBUTION SYSTEM | FSD | 1 | 12/16/2005 12:00:00 AM
VA3081700 | TC | TC | MN | RT | Y | DS001 | TCR01 |  | GCWSA - SKIPPERS | DISTRIBUTION SYSTEM |  | 6 | 12/16/2005 12:00:00 AM
VA3081700 | GE | VOC | YR | RT | Y | EP001 | EP001 | ENTRY POINT | GCWSA - SKIPPERS | ENTRY POINT |  | 1 | 12/16/2005 12:00:00 AM
VA3081700 | GE | MPN | YR | RT | Y | WL002 | WL002 | RAW SAMPLE | GCWSA - SKIPPERS | WELL 002 - IN GCWSA WELLHOUSE |  | 1 | 12/16/2005 12:00:00 AM
VA3081700 | GE | MPN | YR | RT | Y | WL003 | RW003 | WELL 3 RAW WATER | GCWSA - SKIPPERS | WELL 003 (OUTSIDE WELLHOUSE) |  | 1 | 12/16/2005 12:00:00 AM
VA3081700 | GE | MPN | YR | RT | Y | WL004 | RW004 | WELL NO. 4 | GCWSA - SKIPPERS | WELL NO. 4 |  | 1 | 12/16/2005 12:00:00 AM
VA3081730 | TC | TC | MN | RT | Y | DS001 | TCR01 |  | ROLLING ACRES | DISTRIBUTION SYSTEM |  | 3 | 6/14/2013 12:00:00 AM
VA3081730 | GE | MPN | YR | RT | Y | WL001 | RW001 | WELL 1 RAW WATER | ROLLING ACRES | WELL 1 |  | 1 | 6/14/2013 12:00:00 AM
VA3093030 | TC | TC | MN | RT | Y | DS001 | TCR01 |  | 803 S CHURCH STREET | DISTRIBUTION SYSTEM |  | 3 | 7/26/2021 12:00:00 AM
VA3093040 | TC | TC | QT | RT | Y | DS001 | TCR01 |  | ISLE OF WIGHT FAMILY CAMPGROUND | DISTRIBUTION |  | 1 | 11/22/2013 12:00:00 AM
VA3093040 | GE | NIT | YR | RT | Y | EP001 | EP001 | ENTRY POINT | ISLE OF WIGHT FAMILY CAMPGROUND | ENTRY POINT |  | 1 | 11/22/2013 12:00:00 AM
VA3093111 | TC | TC | MN | RT | Y | DS001 | TCR01 |  | BETHEL HEIGHTS | DISTRIBUTION SYSTEM |  | 3 | 6/9/1995 12:00:00 AM
VA3093116 | TC | TC | MN | RT | Y | DS001 | TCR01 |  | ISLE OF WIGHT SCHOOL BUS GARAGE | DISTRIBUTION SYSTEM |  | 3 | 5/15/1991 12:00:00 AM
VA3093117 | GE | THH5 | YR | RT | Y | DS001 | DBP201 | BEAVERBROOK MANOR | CAMPTOWN | DISTRIBUTION SYSTEM |  | 1 | 1/31/1999 12:00:00 AM
VA3093117 | GE | THH5 | YR | RT | Y | DS001 | DBP202 | CARVER RD NEAR WATER TANK | CAMPTOWN | DISTRIBUTION SYSTEM |  | 1 | 1/31/1999 12:00:00 AM
VA3093117 | TC | TC | MN | RT | Y | DS001 | TCR01 |  | CAMPTOWN | DISTRIBUTION SYSTEM |  | 3 | 1/31/1999 12:00:00 AM
VA3093120 | GE | THH5 | QT | RT | Y | DS001 | DBP201 | EAGLE HARBOR PKY/CARRO | NORTHERN DEVELOPMENT SERVICE DIST. | DISTRIBUTION SYSTEM |  | 1 | 8/1/2002 12:00:00 AM
VA3093120 | GE | THH5 | QT | RT | Y | DS001 | DBP202 | BENNS CHURCH 258/10 | NORTHERN DEVELOPMENT SERVICE DIST. | DISTRIBUTION SYSTEM |  | 1 | 8/1/2002 12:00:00 AM
VA3093120 | PB | PBCU | 3Y | RT | Y | DS001 | PBCU01 | 14225 BENNS CHURCH BLVD | NORTHERN DEVELOPMENT SERVICE DIST. | DISTRIBUTION SYSTEM | FSD | 1 | 8/1/2002 12:00:00 AM
VA3093120 | PB | PBCU | 3Y | RT | Y | DS001 | PBCU02 | 14243 BENNS CHURCH BLVD | NORTHERN DEVELOPMENT SERVICE DIST. | DISTRIBUTION SYSTEM | FSD | 1 | 8/1/2002 12:00:00 AM
VA3093120 | PB | PBCU | 3Y | RT | Y | DS001 | PBCU03 | 20415 BREWERS NECK BLVD | NORTHERN DEVELOPMENT SERVICE DIST. | DISTRIBUTION SYSTEM | FSD | 1 | 8/1/2002 12:00:00 AM
VA3093120 | PB | PBCU | 3Y | RT | Y | DS001 | PBCU04 | 14339 BENNS CHURCH BLVD | NORTHERN DEVELOPMENT SERVICE DIST. | DISTRIBUTION SYSTEM | FSD | 1 | 8/1/2002 12:00:00 AM
VA3093120 | PB | PBCU | 3Y | RT | Y | DS001 | PBCU05 | 22045 BREWERS NECK C | NORTHERN DEVELOPMENT SERVICE DIST. | DISTRIBUTION SYSTEM | FSD | 1 | 8/1/2002 12:00:00 AM
VA3093120 | PB | PBCU | 3Y | RT | Y | DS001 | PBCU06 | 14291 BENNS CHURCH BLVD | NORTHERN DEVELOPMENT SERVICE DIST. | DISTRIBUTION SYSTEM | FSD | 1 | 8/1/2002 12:00:00 AM
VA3093120 | PB | PBCU | 3Y | RT | Y | DS001 | PBCU07 | 9 ST CATHERINE DR-KITCH | NORTHERN DEVELOPMENT SERVICE DIST. | DISTRIBUTION SYSTEM | FSD | 1 | 8/1/2002 12:00:00 AM
VA3093120 | PB | PBCU | 3Y | RT | Y | DS001 | PBCU08 | 42 NELSON MAIN | NORTHERN DEVELOPMENT SERVICE DIST. | DISTRIBUTION SYSTEM | FSD | 1 | 8/1/2002 12:00:00 AM
VA3093120 | PB | PBCU | 3Y | RT | Y | DS001 | PBCU09 | 15061 CARROLLTON BLVD | NORTHERN DEVELOPMENT SERVICE DIST. | DISTRIBUTION SYSTEM | FSD | 1 | 8/1/2002 12:00:00 AM
VA3093120 | PB | PBCU | 3Y | RT | Y | DS001 | PBCU10 | 15542 CARROLLTON BLVD | NORTHERN DEVELOPMENT SERVICE DIST. | DISTRIBUTION SYSTEM | FSD | 1 | 8/1/2002 12:00:00 AM
VA3093120 | PB | PBCU | 3Y | RT | Y | DS001 | PBCU11 | 34 NELSON MAINE | NORTHERN DEVELOPMENT SERVICE DIST. | DISTRIBUTION SYSTEM | FSD | 1 | 8/1/2002 12:00:00 AM
VA3093120 | PB | PBCU | 3Y | RT | Y | DS001 | PBCU12 | 39 NELSON MAINE | NORTHERN DEVELOPMENT SERVICE DIST. | DISTRIBUTION SYSTEM | FSD | 1 | 8/1/2002 12:00:00 AM
VA3093120 | PB | PBCU | 3Y | RT | Y | DS001 | PBCU13 | 13 CATHERINE | NORTHERN DEVELOPMENT SERVICE DIST. | DISTRIBUTION SYSTEM | FSD | 1 | 8/1/2002 12:00:00 AM
VA3093120 | PB | PBCU | 3Y | RT | Y | DS001 | PBCU14 | 7 NELSON MAINE | NORTHERN DEVELOPMENT SERVICE DIST. | DISTRIBUTION SYSTEM | FSD | 1 | 8/1/2002 12:00:00 AM
VA3093120 | PB | PBCU | 3Y | RT | Y | DS001 | PBCU15 | 17 ST. CATHERINE | NORTHERN DEVELOPMENT SERVICE DIST. | DISTRIBUTION SYSTEM | FSD | 1 | 8/1/2002 12:00:00 AM
VA3093120 | PB | PBCU | 3Y | RT | Y | DS001 | PBCU16 | T DAVIS | NORTHERN DEVELOPMENT SERVICE DIST. | DISTRIBUTION SYSTEM | FSD | 1 | 8/1/2002 12:00:00 AM
VA3093120 | PB | PBCU | 3Y | RT | Y | DS001 | PBCU17 | 3 OAK POINT WAY | NORTHERN DEVELOPMENT SERVICE DIST. | DISTRIBUTION SYSTEM | FSD | 1 | 8/1/2002 12:00:00 AM
VA3093120 | PB | PBCU | 3Y | RT | Y | DS001 | PBCU18 | 4 NELSON MAINE | NORTHERN DEVELOPMENT SERVICE DIST. | DISTRIBUTION SYSTEM | FSD | 1 | 8/1/2002 12:00:00 AM
VA3093120 | PB | PBCU | 3Y | RT | Y | DS001 | PBCU19 | 11 ST. CATHERINE | NORTHERN DEVELOPMENT SERVICE DIST. | DISTRIBUTION SYSTEM | FSD | 1 | 8/1/2002 12:00:00 AM
VA3093120 | PB | PBCU | 3Y | RT | Y | DS001 | PBCU20 | 6 LITTLE HAMPTON | NORTHERN DEVELOPMENT SERVICE DIST. | DISTRIBUTION SYSTEM | FSD | 1 | 8/1/2002 12:00:00 AM
VA3093120 | TC | TC | MN | RT | Y | DS001 | TCR01 |  | NORTHERN DEVELOPMENT SERVICE DIST. | DISTRIBUTION SYSTEM |  | 24 | 8/1/2002 12:00:00 AM
VA3093125 | TC | TC | MN | RT | Y | DS001 | TCR01 |  | WINDSOR DEVELOPMENT SERVICE DISTRICT | DISTRIBUTION SYSTEM |  | 3 | 11/14/2001 12:00:00 AM
VA3093160 | TC | TC | MN | RT | Y | DS001 | TCR01 |  | CARROLLTON MEDICAL BUILDING | DISTRIBUTION SYSTEM |  | 3 | 12/11/2017 12:00:00 AM
VA3093170 | PB | PBCU | 3Y | RT | Y | DS001 | PBCU01 | 31270 COMMUNITY HSE | CARRSVILLE | DISTRIBUTION SYSTEM | FSD | 1 | 3/20/2008 12:00:00 AM
VA3093170 | PB | PBCU | 3Y | RT | Y | DS001 | PBCU02 | 5134 CARRSVILLE HWY | CARRSVILLE | DISTRIBUTION SYSTEM | FSD | 1 | 3/20/2008 12:00:00 AM
VA3093170 | PB | PBCU | 3Y | RT | Y | DS001 | PBCU03 | 31208 COLLOSSE RD | CARRSVILLE | DISTRIBUTION SYSTEM | FSD | 1 | 3/20/2008 12:00:00 AM
VA3093170 | PB | PBCU | 3Y | RT | Y | DS001 | PBCU04 | 31472 HARVEST RD | CARRSVILLE | DISTRIBUTION SYSTEM | FSD | 1 | 3/20/2008 12:00:00 AM
VA3093170 | PB | PBCU | 3Y | RT | Y | DS001 | PBCU05 | 5285 CARRSVILLE HWY | CARRSVILLE | DISTRIBUTION SYSTEM | FSD | 1 | 3/20/2008 12:00:00 AM
VA3093170 | PB | PBCU | 3Y | RT | Y | DS001 | PBCU06 | SCHOOL ART/MUSIC RM | CARRSVILLE | DISTRIBUTION SYSTEM | FSD | 1 | 3/20/2008 12:00:00 AM
VA3093170 | PB | PBCU | 3Y | RT | Y | DS001 | PBCU07 | SCHOOL CAFETERIA RR | CARRSVILLE | DISTRIBUTION SYSTEM | FSD | 1 | 3/20/2008 12:00:00 AM
VA3093170 | PB | PBCU | 3Y | RT | Y | DS001 | PBCU08 | SCHOOL CLINIC | CARRSVILLE | DISTRIBUTION SYSTEM | FSD | 1 | 3/20/2008 12:00:00 AM
VA3093170 | PB | PBCU | 3Y | RT | Y | DS001 | PBCU09 | SCHOOL KITCHEN SINK | CARRSVILLE | DISTRIBUTION SYSTEM | FSD | 1 | 3/20/2008 12:00:00 AM
VA3093170 | PB | PBCU | 3Y | RT | Y | DS001 | PBCU10 | SCHOOL ADMIN OFFICE | CARRSVILLE | DISTRIBUTION SYSTEM | FSD | 1 | 3/20/2008 12:00:00 AM
VA3093170 | TC | TC | MN | RT | Y | DS001 | TCR01 |  | CARRSVILLE | DISTRIBUTION SYSTEM |  | 3 | 3/20/2008 12:00:00 AM
VA3093190 | GE | THH5 | YR | RT | Y | DS001 | DBP001 | 204 PARTRIDGE LANE | CLYDES DALE MOBILE COMMUNITY | DISTRIBUTION SYSTEM |  | 1 | 3/11/1981 12:00:00 AM
VA3093190 | GE | THH5 | YR | RT | Y | DS001 | DBP002 | 100 CLYDE'S LANE | CLYDES DALE MOBILE COMMUNITY | DISTRIBUTION SYSTEM |  | 1 | 3/11/1981 12:00:00 AM
VA3093190 | TC | TC | MN | RT | Y | DS001 | TCR01 |  | CLYDES DALE MOBILE COMMUNITY | DISTRIBUTION SYSTEM |  | 3 | 3/11/1981 12:00:00 AM
VA3093190 | GE | MPN | YR | RT | Y | WL001 | RW001 | RAW TAP | CLYDES DALE MOBILE COMMUNITY | DRILLED WELL |  | 1 | 3/11/1981 12:00:00 AM
VA3093190 | GE | MPN | YR | RT | Y | WL002 | RW001 | RAW TAP | CLYDES DALE MOBILE COMMUNITY | DRILLED WELL |  | 1 | 3/11/1981 12:00:00 AM
VA3093200 | PB | PBCU | 6M | RT | Y | DS001 | PBCU01 | 8348 TORMENTORS LANE | DAYS POINT | DISTRIBUTION SYSTEM | FSD | 1 | 12/31/1976 12:00:00 AM
VA3093200 | PB | PBCU | 6M | RT | Y | DS001 | PBCU02 | 42 DAYS POINT LANE | DAYS POINT | DISTRIBUTION SYSTEM | FSD | 1 | 12/31/1976 12:00:00 AM
VA3093200 | PB | PBCU | 6M | RT | Y | DS001 | PBCU03 | 39 GURWEN DR | DAYS POINT | DISTRIBUTION SYSTEM | FSD | 1 | 12/31/1976 12:00:00 AM
VA3093200 | PB | PBCU | 6M | RT | Y | DS001 | PBCU04 | 17 GURWEN DRIVE | DAYS POINT | DISTRIBUTION SYSTEM | FSD | 1 | 12/31/1976 12:00:00 AM
VA3093200 | PB | PBCU | 6M | RT | Y | DS001 | PBCU05 | 19059 FARM RD | DAYS POINT | DISTRIBUTION SYSTEM | FSD | 1 | 12/31/1976 12:00:00 AM
VA3093200 | PB | PBCU | 6M | RT | Y | DS001 | PBCU06 | 43 GURWEN DRIVE | DAYS POINT | DISTRIBUTION SYSTEM | FSD | 1 | 12/31/1976 12:00:00 AM
VA3093200 | PB | PBCU | 6M | RT | Y | DS001 | PBCU07 | 2011 DAY NECK RD | DAYS POINT | DISTRIBUTION SYSTEM | FSD | 1 | 12/31/1976 12:00:00 AM
VA3093200 | PB | PBCU | 6M | RT | Y | DS001 | PBCU08 | 8454 HAVERTY LN | DAYS POINT | DISTRIBUTION SYSTEM | FSD | 1 | 12/31/1976 12:00:00 AM
VA3093200 | PB | PBCU | 6M | RT | Y | DS001 | PBCU09 | 18171 HAVLOA LN | DAYS POINT | DISTRIBUTION SYSTEM | FSD | 1 | 12/31/1976 12:00:00 AM
VA3093200 | PB | PBCU | 6M | RT | Y | DS001 | PBCU10 | 5 WENLEY CIRCLE | DAYS POINT | DISTRIBUTION SYSTEM | FSD | 1 | 12/31/1976 12:00:00 AM
VA3093200 | TC | TC | MN | RT | Y | DS001 | TCR01 |  | DAYS POINT | DISTRIBUTION SYSTEM |  | 3 | 12/31/1976 12:00:00 AM
VA3093200 | GE | RADA | QT | RT | Y | EP001 | EP001 | AFTER PRESSURE TANK | DAYS POINT | ENTRY POINT |  | 1 | 12/31/1976 12:00:00 AM
VA3093200 | GE | VOC | QT | RT | Y | EP001 | EP001 | AFTER PRESSURE TANK | DAYS POINT | ENTRY POINT |  | 1 | 12/31/1976 12:00:00 AM
VA3093200 | GE | ICMT | 3Y | RT | Y | EP001 | EP001 | AFTER PRESSURE TANK | DAYS POINT | ENTRY POINT |  | 1 | 1976-12-31
VA3093200 | GE | VOC | 3Y | RT | Y | EP001 | EP001 | AFTER PRESSURE TANK | DAYS POINT | ENTRY POINT |  | 1 | 1976-12-31
VA3093210 | PB | PBCU | 3Y | RT | Y | DS001 | PBCU01 | 98 ROBIN LANE | DEER RUN | DISTRIBUTION SYSTEM | FSD | 1 | 10/10/1986 12:00:00 AM
VA3093210 | PB | PBCU | 3Y | RT | Y | DS001 | PBCU02 | 117 ROBIN LANE | DEER RUN | DISTRIBUTION SYSTEM | FSD | 1 | 10/10/1986 12:00:00 AM
VA3093210 | PB | PBCU | 3Y | RT | Y | DS001 | PBCU03 | 99 ROBIN LANE | DEER RUN | DISTRIBUTION SYSTEM | FSD | 1 | 10/10/1986 12:00:00 AM
VA3093210 | PB | PBCU | 3Y | RT | Y | DS001 | PBCU04 | 100 DEER RUN ROAD | DEER RUN | DISTRIBUTION SYSTEM | FSD | 1 | 10/10/1986 12:00:00 AM
VA3093210 | PB | PBCU | 3Y | RT | Y | DS001 | PBCU05 | 103 DEER RUN ROAD | DEER RUN | DISTRIBUTION SYSTEM | FSD | 1 | 10/10/1986 12:00:00 AM
VA3093210 | TC | TC | MN | RT | Y | DS001 | TCR01 |  | DEER RUN | DISTRIBUTION SYSTEM |  | 3 | 10/10/1986 12:00:00 AM
VA3093210 | GE | ICMT | 3Y | RT | Y | EP001 | EP001 | AFTER PRESSURE TANKS | DEER RUN | ENTRY POINT |  | 1 | 10/10/1986 12:00:00 AM
VA3093210 | GE | NIT | YR | RT | Y | EP001 | EP001 | AFTER PRESSURE TANKS | DEER RUN | ENTRY POINT |  | 1 | 10/10/1986 12:00:00 AM
VA3093210 | GE | FLU | QT | RT | Y | EP001 - FL | EP001 - FL | ENTRY POINT FLUORIDE | DEER RUN | ENTRY POINT FLUORIDE SAMPLING |  | 1 | 10/10/1986 12:00:00 AM
VA3093220 | TC | TC | MN | RT | Y | DS001 | TCR01 |  | DUCKS TRAILER COURT | DISTRIBUTION SYSTEM |  | 3 | 8/22/1979 12:00:00 AM
VA3093260 | GE | THH5 | YR | RT | Y | DS001 | DBP202 | BATTERY PARK | GATLING POINTE | DISTRIBUTION SYSTEM |  | 1 | 7/17/1987 12:00:00 AM
VA3093260 | GE | THH5 | YR | RT | Y | DS001 | DBP203 | GATLING POINTE PARKWAY NORTH | GATLING POINTE | DISTRIBUTION SYSTEM |  | 1 | 7/17/1987 12:00:00 AM
VA3093260 | TC | TC | MN | RT | Y | DS001 | TCR01 |  | GATLING POINTE | DISTRIBUTION SYSTEM |  | 6 | 7/17/1987 12:00:00 AM
VA3093300 | GE | THH5 | YR | RT | Y | DS001 | DBP201 | MENS RM SINK THM/HAA | SMITHFIELD FRESH MEATS CORP. - NORTH | DISTRIBUTION SYSTEM |  | 1 | 4/5/1954 12:00:00 AM
VA3093300 | GE | THH5 | YR | RT | Y | DS001 | DBP202 | POD THM/HAA | SMITHFIELD FRESH MEATS CORP. - NORTH | DISTRIBUTION SYSTEM |  | 1 | 4/5/1954 12:00:00 AM
VA3093300 | TC | TC | MN | RT | Y | DS001 | TCR01 |  | SMITHFIELD FRESH MEATS CORP. - NORTH | DISTRIBUTION SYSTEM |  | 6 | 4/5/1954 12:00:00 AM
VA3093300 | GE | NIT | YR | RT | Y | EP001 | EP001 | AT ELEVATED TANK | SMITHFIELD FRESH MEATS CORP. - NORTH | ENTRY POINT |  | 1 | 4/5/1954 12:00:00 AM
VA3093300 | GE | MPN | YR | RT | Y | WL003 | RW003 | RAW TAP | SMITHFIELD FRESH MEATS CORP. - NORTH | DRILLED WELL#3 - BY FIRE POOL/SMOKEHSE |  | 1 | 4/5/1954 12:00:00 AM
VA3093300 | GE | MPN | YR | RT | Y | WL006 | RW006 | WELL #6 | SMITHFIELD FRESH MEATS CORP. - NORTH | WELL #6 |  | 1 | 4/5/1954 12:00:00 AM
VA3093300 | GE | VOC | 3Y | RT | Y | EP001 | EP001 | AT ELEVATED TANK | SMITHFIELD FRESH MEATS CORP. - NORTH | ENTRY POINT |  | 1 | 1954-04-05
VA3093306 | TC | TC | MN | RT | Y | DS001 | TCR01 |  | HEARN`S MOBILE HOME COURT | DISTRIBUTION SYSTEM |  | 3 | 11/16/1979 12:00:00 AM
VA3093306 | GE | FLU | QT | RT | Y | EP001 - FL | EP001 - FL | ENTRY POINT FLUORIDE | HEARN`S MOBILE HOME COURT | ENTRY POINT FLUORIDE |  | 1 | 11/16/1979 12:00:00 AM
VA3093310 | PB | PBCU | YR | RT | Y | DS001 | PBCU1 | REGISTRAR'S OFFICE | ISLE OF WIGHT COURTHOUSE | DISTRIBUTION SYSTEM | FSD | 1 | 2/9/1987 12:00:00 AM
VA3093310 | PB | PBCU | YR | RT | Y | DS001 | PBCU2 | SHERRIF'S OFFICE | ISLE OF WIGHT COURTHOUSE | DISTRIBUTION SYSTEM | FSD | 1 | 2/9/1987 12:00:00 AM
VA3093310 | PB | PBCU | YR | RT | Y | DS001 | PBCU3 | POST OFFICE | ISLE OF WIGHT COURTHOUSE | DISTRIBUTION SYSTEM | FSD | 1 | 2/9/1987 12:00:00 AM
VA3093310 | PB | PBCU | YR | RT | Y | DS001 | PBCU4 | IT BUILDING | ISLE OF WIGHT COURTHOUSE | DISTRIBUTION SYSTEM | FSD | 1 | 2/9/1987 12:00:00 AM
VA3093310 | PB | PBCU | YR | RT | Y | DS001 | PBCU5 | OLD COURTHOUSE | ISLE OF WIGHT COURTHOUSE | DISTRIBUTION SYSTEM | FSD | 1 | 2/9/1987 12:00:00 AM
VA3093310 | TC | TC | MN | RT | Y | DS001 | TCR01 |  | ISLE OF WIGHT COURTHOUSE | DISTRIBUTION SYSTEM |  | 3 | 2/9/1987 12:00:00 AM
VA3093313 | TC | TC | MN | RT | Y | DS001 | TCR01 |  | ISLE OF WIGHT ACADEMY | ISLE OF WIGHT ACADEMY |  | 3 | 5/1/1990 12:00:00 AM
VA3093313 | GE | NIT | YR | RT | Y | EP001 | EP001 | MAINT. ROOM SINK | ISLE OF WIGHT ACADEMY | ENTRY POINT |  | 1 | 5/1/1990 12:00:00 AM
VA3093322 | TC | TC | MN | RT | Y | DS001 | TCR01 |  | LAWNES POINT | DISTRIBUTION SYSTEM |  | 3 | 8/4/2015 12:00:00 AM
VA3093322 | GE | FL2 | MN | ST | N | EP001 | EP001 | ENTRY POINT | LAWNES POINT | ENTRY POINT |  | 3 | 8/4/2015 12:00:00 AM
VA3093322 | GE | MPN | YR | RT | Y | WL001 | RW001 | WELL 1 RAW TAP | LAWNES POINT | LAWNES PT WELL 1 |  | 1 | 8/4/2015 12:00:00 AM
VA3093322 | GE | MPN | YR | RT | Y | WL002 | RW002 | WELL 2 RAW TAP | LAWNES POINT | LAWNES PT WELL 2 |  | 1 | 8/4/2015 12:00:00 AM
VA3093328 | TC | TC | MN | RT | Y | DS001 | TCR01 |  | ACCELERATED PROPERTIES, INC. | DISTRIBUTION SYSTEM |  | 3 | 1/21/1997 12:00:00 AM
VA3093328 | GE | NIT | YR | RT | Y | EP001 | EP001 | AFTER PRESSURE TANK | ACCELERATED PROPERTIES, INC. | ENTRY POINT |  | 1 | 1/21/1997 12:00:00 AM
VA3093328 | GE | VOC | 3Y | RT | Y | EP001 | EP001 | AFTER PRESSURE TANK | ACCELERATED PROPERTIES, INC. | ENTRY POINT |  | 1 | 1/21/1997 12:00:00 AM
VA3093347 | PB | PBCU | 3Y | RT | Y | DS001 | PBCU1 | 26251 PONDVIEW LN | OAKS MOBILE ESTATES | DISTRIBUTION SYSTEM | FSD | 1 | 12/2/1979 12:00:00 AM
VA3093347 | PB | PBCU | 3Y | RT | Y | DS001 | PBCU2 | 26131 PONDVIEW LN/3 | OAKS MOBILE ESTATES | DISTRIBUTION SYSTEM | FSD | 1 | 12/2/1979 12:00:00 AM
VA3093347 | PB | PBCU | 3Y | RT | Y | DS001 | PBCU3 | 26155 WOODVIEW-58,34 | OAKS MOBILE ESTATES | DISTRIBUTION SYSTEM | FSD | 1 | 12/2/1979 12:00:00 AM
VA3093347 | PB | PBCU | 3Y | RT | Y | DS001 | PBCU4 | 26156 WOODVIEW-29,30 | OAKS MOBILE ESTATES | DISTRIBUTION SYSTEM | FSD | 1 | 12/2/1979 12:00:00 AM
VA3093347 | PB | PBCU | 3Y | RT | Y | DS001 | PBCU5 | 26305 WOODVIEW-64,14 | OAKS MOBILE ESTATES | DISTRIBUTION SYSTEM | FSD | 1 | 12/2/1979 12:00:00 AM
VA3093347 | TC | TC | MN | RT | Y | DS001 | TCR01 |  | OAKS MOBILE ESTATES | DISTRIBUTION SYSTEM |  | 3 | 12/2/1979 12:00:00 AM
VA3093347 | GE | NIT | YR | RT | Y | EP001 | EP001 | AFTER PRESSURE TANK | OAKS MOBILE ESTATES | ENTRY POINT |  | 1 | 12/2/1979 12:00:00 AM
VA3093380 | TC | TC | MN | RT | Y | DS001 | TCR01 |  | OWENS SUBDIVISION | DISTRIBUTION |  | 3 | 5/5/1969 12:00:00 AM
VA3093380 | GE | NIT | YR | RT | Y | EP001 | EP001 | AFTER PRESSURE TANK | OWENS SUBDIVISION | ENTRY POINT |  | 1 | 5/5/1969 12:00:00 AM
VA3093380 | GE | ICMT | 3Y | RT | Y | EP001 | EP001 | AFTER PRESSURE TANK | OWENS SUBDIVISION | ENTRY POINT |  | 1 | 1969-05-05
VA3093400 | TC | TC | MN | RT | Y | DS001 | TCR01 |  | RESCUE WATERWORKS | DISTRIBUTION |  | 3 | 6/24/1975 12:00:00 AM
VA3093400 | GE | NIT | YR | RT | Y | EP002 | EP002 | IN WELL HOUSE | RESCUE WATERWORKS | ENTRY POINT COMBINED WELLS |  | 1 | 6/24/1975 12:00:00 AM
VA3093400 | GE | VOC | 3Y | RT | Y | EP002 | EP002 | IN WELL HOUSE | RESCUE WATERWORKS | ENTRY POINT COMBINED WELLS |  | 1 | 6/24/1975 12:00:00 AM
VA3093400 | GE | FLU | QT | RT | Y | EP002 - FL | EP002 - FL | ENTRY POINT FLUORIDE | RESCUE WATERWORKS | ENTRY POINT FLUORIDE SAMPLING |  | 1 | 6/24/1975 12:00:00 AM
VA3093410 | PB | PBCU | 3Y | RT | Y | DS001 | PBCU01 | DOCK SINK | LINEAGE RCS - SMITHFIELD | RCS-SMITHFIELD | FSD | 1 | 3/18/1996 12:00:00 AM
VA3093410 | PB | PBCU | 3Y | RT | Y | DS001 | PBCU02 | MENS RESTROOM | LINEAGE RCS - SMITHFIELD | RCS-SMITHFIELD | FSD | 1 | 3/18/1996 12:00:00 AM
VA3093410 | PB | PBCU | 3Y | RT | Y | DS001 | PBCU03 | USDA LAB | LINEAGE RCS - SMITHFIELD | RCS-SMITHFIELD | FSD | 1 | 3/18/1996 12:00:00 AM
VA3093410 | PB | PBCU | 3Y | RT | Y | DS001 | PBCU04 | USDA RESTROOM | LINEAGE RCS - SMITHFIELD | RCS-SMITHFIELD | FSD | 1 | 3/18/1996 12:00:00 AM
VA3093410 | PB | PBCU | 3Y | RT | Y | DS001 | PBCU05 | LOBBY RESTROOM | LINEAGE RCS - SMITHFIELD | RCS-SMITHFIELD | FSD | 1 | 3/18/1996 12:00:00 AM
VA3093410 | TC | TC | MN | RT | Y | DS001 | TCR01 |  | LINEAGE RCS - SMITHFIELD | RCS-SMITHFIELD |  | 3 | 3/18/1996 12:00:00 AM
VA3093410 | GE | NIT | YR | RT | Y | EP001 | EP001 | AFTER BLADDER TANK | LINEAGE RCS - SMITHFIELD | ENTRY POINT |  | 1 | 3/18/1996 12:00:00 AM
VA3093470 | TC | TC | MN | RT | Y | DS001 | TCR01 |  | RUSHMERE (BURWELL BAY) | DISTRIBUTION SYSTEM |  | 3 | 9/30/1977 12:00:00 AM
VA3093540 | TC | TC | MN | RT | Y | DS001 | TCR01 |  | VILLAGES OF SMITHFIELD | DISTRIBUTION SYSTEM |  | 3 | 2/14/1972 12:00:00 AM
VA3093540 | GE | NIT | YR | RT | Y | EP001 | EP001 | AFTER PRESSURE TANK | VILLAGES OF SMITHFIELD | ENTRY POINT |  | 1 | 2/14/1972 12:00:00 AM
VA3093580 | PB | PBCU | 3Y | RT | Y | DS001 | PBCU01 | 16141 SMITHFIELD HGT | SMITHFIELD HEIGHTS/SANDY MOUNT MANOR | DISTRIBUTION SYSTEM | FSD | 1 | 3/20/2008 12:00:00 AM
VA3093580 | PB | PBCU | 3Y | RT | Y | DS001 | PBCU02 | 16183 SCOTTS FACTORY | SMITHFIELD HEIGHTS/SANDY MOUNT MANOR | DISTRIBUTION SYSTEM | FSD | 1 | 3/20/2008 12:00:00 AM
VA3093580 | PB | PBCU | 3Y | RT | Y | DS001 | PBCU03 | 13449 MELISSA PL. | SMITHFIELD HEIGHTS/SANDY MOUNT MANOR | DISTRIBUTION SYSTEM | FSD | 1 | 3/20/2008 12:00:00 AM
VA3093580 | PB | PBCU | 3Y | RT | Y | DS001 | PBCU04 | 16190 SMITHFIELD HGT | SMITHFIELD HEIGHTS/SANDY MOUNT MANOR | DISTRIBUTION SYSTEM | FSD | 1 | 3/20/2008 12:00:00 AM
VA3093580 | PB | PBCU | 3Y | RT | Y | DS001 | PBCU05 | 16256 SMITHFIELD HGT | SMITHFIELD HEIGHTS/SANDY MOUNT MANOR | DISTRIBUTION SYSTEM | FSD | 1 | 3/20/2008 12:00:00 AM
VA3093580 | PB | PBCU | 3Y | RT | Y | DS001 | PBCU06 | 14124 MELISSA DR. | SMITHFIELD HEIGHTS/SANDY MOUNT MANOR | DISTRIBUTION SYSTEM | FSD | 1 | 3/20/2008 12:00:00 AM
VA3093580 | PB | PBCU | 3Y | RT | Y | DS001 | PBCU07 | 13477 MELISSA DR. | SMITHFIELD HEIGHTS/SANDY MOUNT MANOR | DISTRIBUTION SYSTEM | FSD | 1 | 3/20/2008 12:00:00 AM
VA3093580 | PB | PBCU | 3Y | RT | Y | DS001 | PBCU08 | 13458 MELISSA DR. | SMITHFIELD HEIGHTS/SANDY MOUNT MANOR | DISTRIBUTION SYSTEM | FSD | 1 | 3/20/2008 12:00:00 AM
VA3093580 | PB | PBCU | 3Y | RT | Y | DS001 | PBCU09 | 16100 W. BYRON DR. | SMITHFIELD HEIGHTS/SANDY MOUNT MANOR | DISTRIBUTION SYSTEM | FSD | 1 | 3/20/2008 12:00:00 AM
VA3093580 | PB | PBCU | 3Y | RT | Y | DS001 | PBCU11 | 16147 KATHLEEN DR | SMITHFIELD HEIGHTS/SANDY MOUNT MANOR | DISTRIBUTION SYSTEM | FSD | 1 | 3/20/2008 12:00:00 AM
VA3093580 | TC | TC | MN | RT | Y | DS001 | TCR01 |  | SMITHFIELD HEIGHTS/SANDY MOUNT MANOR | DISTRIBUTION SYSTEM |  | 3 | 3/20/2008 12:00:00 AM
VA3093600 | GE | THH5 | YR | RT | Y | DS001 | DBP202 | WASTEWATER LAB THM/HAA | SMITHFIELD FRESH MEATS CORP. - SOUTH | DISTRIBUTION SYSTEM |  | 1 | 11/24/1975 12:00:00 AM
VA3093600 | TC | TC | MN | RT | Y | DS001 | TCR01 |  | SMITHFIELD FRESH MEATS CORP. - SOUTH | DISTRIBUTION SYSTEM |  | 3 | 11/24/1975 12:00:00 AM
VA3093600 | GE | ICMT | 3Y | RT | Y | EP002 | EP002 | NEAR ELEV. TANK | SMITHFIELD FRESH MEATS CORP. - SOUTH | ENTRY POINT NO. 2 |  | 1 | 11/24/1975 12:00:00 AM
VA3093600 | GE | NIT | YR | RT | Y | EP002 | EP002 | NEAR ELEV. TANK | SMITHFIELD FRESH MEATS CORP. - SOUTH | ENTRY POINT NO. 2 |  | 1 | 11/24/1975 12:00:00 AM
VA3093600 | GE | MPN | YR | RT | Y | WL004 | RW004 | WELL#4- BEHIND SMOKEHOUSE #3 | SMITHFIELD FRESH MEATS CORP. - SOUTH | WELL#4- BEHIND SMOKEHOUSE #3 |  | 1 | 11/24/1975 12:00:00 AM
VA3093600 | GE | VOC | 3Y | RT | Y | EP002 | EP002 | NEAR ELEV. TANK | SMITHFIELD FRESH MEATS CORP. - SOUTH | ENTRY POINT NO. 2 |  | 1 | 1975-11-24
VA3093640 | GE | THH5 | YR | RT | Y | DS001 | DBP201 | 317 GRACE ST | SMITHFIELD, TOWN OF | DISTRIBUTION SYSTEM |  | 1 | 6/24/1977 12:00:00 AM
VA3093640 | GE | THH5 | YR | RT | Y | DS001 | DBP202 | 202 EAST ST | SMITHFIELD, TOWN OF | DISTRIBUTION SYSTEM |  | 1 | 6/24/1977 12:00:00 AM
VA3093640 | TC | TC | MN | RT | Y | DS001 | TCR01 |  | SMITHFIELD, TOWN OF | DISTRIBUTION SYSTEM |  | 27 | 6/24/1977 12:00:00 AM
VA3093640 | GE | FL2 | MN | ST | N | EP008 | EP008 | WTP FINISHED WATER | SMITHFIELD, TOWN OF | WTP FINISHED WATER |  | 3 | 6/24/1977 12:00:00 AM
VA3093640 | GE | MPN | YR | RT | Y | WL008 | RW008 | RAW TAP | SMITHFIELD, TOWN OF | WELL 8A - CHURCH ST. |  | 1 | 6/24/1977 12:00:00 AM
VA3093640 | GE | MPN | YR | RT | Y | WL010 | RW010 | WELL NO. 10A | SMITHFIELD, TOWN OF | WELL NO. 10A |  | 1 | 6/24/1977 12:00:00 AM
VA3093650 | TC | TC | MN | RT | Y | DS001 | TCR01 |  | THOMAS PARK COMMUNITY | DISTRIBUTION SYSTEM |  | 3 | 2/2/1982 12:00:00 AM
VA3093665 | TC | TC | MN | RT | Y | DS001 | TCR01 |  | TORMENTOR CREEK ESTATES | DISTRIBUTION SYSTEM |  | 3 | 8/17/1977 12:00:00 AM
VA3093800 | PB | PBCU | 3Y | RT | Y | DS001 | PBCU001 | SLASHER DECK | INTERNATIONAL PAPER CO. - FRANKLIN MILL | DISTRIBUTION SYSTEM | FSD | 1 | 6/27/1973 12:00:00 AM
VA3093800 | PB | PBCU | 3Y | RT | Y | DS001 | PBCU002 | ST TISSUE MAINT SHOP | INTERNATIONAL PAPER CO. - FRANKLIN MILL | DISTRIBUTION SYSTEM | FSD | 1 | 6/27/1973 12:00:00 AM
VA3093800 | PB | PBCU | 3Y | RT | Y | DS001 | PBCU003 | HUMIDITY ROOM | INTERNATIONAL PAPER CO. - FRANKLIN MILL | DISTRIBUTION SYSTEM | FSD | 1 | 6/27/1973 12:00:00 AM
VA3093800 | PB | PBCU | 3Y | RT | Y | DS001 | PBCU004 | CHIP TOWER | INTERNATIONAL PAPER CO. - FRANKLIN MILL | DISTRIBUTION SYSTEM | FSD | 1 | 6/27/1973 12:00:00 AM
VA3093800 | PB | PBCU | 3Y | RT | Y | DS001 | PBCU005 | A TOWER | INTERNATIONAL PAPER CO. - FRANKLIN MILL | DISTRIBUTION SYSTEM | FSD | 1 | 6/27/1973 12:00:00 AM
VA3093800 | TC | TC | MN | RT | Y | DS001 | TCR01 |  | INTERNATIONAL PAPER CO. - FRANKLIN MILL | DISTRIBUTION SYSTEM |  | 3 | 6/27/1973 12:00:00 AM
VA3093800 | GE | NIT | YR | RT | Y | EP001 | EP001 | SOUTH WELL HEADER | INTERNATIONAL PAPER CO. - FRANKLIN MILL | ENTRY POINT WELLS 2A - 5A (SOUTH HEADER) |  | 1 | 6/27/1973 12:00:00 AM
VA3093800 | GE | CYN | 3Y | RT | Y | EP003 | EP003 | SOUTH WELL HEADER | INTERNATIONAL PAPER CO. - FRANKLIN MILL | ENTRY POINT WELLS 6A-8A (SOUTH HEADER) |  | 1 | 6/27/1973 12:00:00 AM
VA3093800 | GE | ICMT | 3Y | RT | Y | EP003 | EP003 | SOUTH WELL HEADER | INTERNATIONAL PAPER CO. - FRANKLIN MILL | ENTRY POINT WELLS 6A-8A (SOUTH HEADER) |  | 1 | 6/27/1973 12:00:00 AM
VA3093800 | GE | NIT | YR | RT | Y | EP003 | EP003 | SOUTH WELL HEADER | INTERNATIONAL PAPER CO. - FRANKLIN MILL | ENTRY POINT WELLS 6A-8A (SOUTH HEADER) |  | 1 | 6/27/1973 12:00:00 AM
VA3093800 | GE | VOC | 3Y | RT | Y | EP003 | EP003 | SOUTH WELL HEADER | INTERNATIONAL PAPER CO. - FRANKLIN MILL | ENTRY POINT WELLS 6A-8A (SOUTH HEADER) |  | 1 | 6/27/1973 12:00:00 AM
VA3093850 | TC | TC | MN | RT | Y | DS001 | TCR01 |  | WILLING WORKERS CLUB | DISTRIBUTION SYSTEM |  | 3 | 4/21/1976 12:00:00 AM
VA3093850 | GE | FLU | QT | RT | Y | EP001 - FL | EP001 - FL | ENTRY POINT FLUORIDE | WILLING WORKERS CLUB | ENTRY POINT FLUORIDE SAMPLING |  | 1 | 4/21/1976 12:00:00 AM
VA3093850 | GE | ICMT | 3Y | RT | Y | EP001 | EP001 | ENTRY POINT | WILLING WORKERS CLUB | ENTRY POINT |  | 1 | 1976-04-21
VA3093850 | GE | VOC | 3Y | RT | Y | EP001 | EP001 | ENTRY POINT | WILLING WORKERS CLUB | ENTRY POINT |  | 1 | 1976-04-21
VA3093900 | TC | TC | MN | RT | Y | DS001 | TCR01 |  | WINDSOR, TOWN OF | DISTRIBUTION SYSTEM |  | 6 | 9/21/1973 12:00:00 AM
VA3093900 | GE | NIT | YR | RT | Y | EP006 | EP006 | AFTER 300K TANK | WINDSOR, TOWN OF | ENTRY POINT WELL NO. 6 |  | 1 | 9/21/1973 12:00:00 AM
VA3093905 | PB | PBCU | 3Y | RT | Y | DS001 | PBCU01 | COLD WATER TAP 1 | WINDSOR ELEMENTARY SCHOOL | DISTRIBUTION SYSTEM | FSD | 1 | 8/20/1998 12:00:00 AM
VA3093905 | PB | PBCU | 3Y | RT | Y | DS001 | PBCU02 | COLD WATER TAP 2 | WINDSOR ELEMENTARY SCHOOL | DISTRIBUTION SYSTEM | FSD | 1 | 8/20/1998 12:00:00 AM
VA3093905 | PB | PBCU | 3Y | RT | Y | DS001 | PBCU03 | COLD WATER TAP 3 | WINDSOR ELEMENTARY SCHOOL | DISTRIBUTION SYSTEM | FSD | 1 | 8/20/1998 12:00:00 AM
VA3093905 | PB | PBCU | 3Y | RT | Y | DS001 | PBCU04 | COLD WATER TAP 4 | WINDSOR ELEMENTARY SCHOOL | DISTRIBUTION SYSTEM | FSD | 1 | 8/20/1998 12:00:00 AM
VA3093905 | PB | PBCU | 3Y | RT | Y | DS001 | PBCU05 | COLD WATER TAP 5 | WINDSOR ELEMENTARY SCHOOL | DISTRIBUTION SYSTEM | FSD | 1 | 8/20/1998 12:00:00 AM
VA3093905 | PB | PBCU | 3Y | RT | Y | DS001 | PBCU06 | COLD WATER TAP 6 | WINDSOR ELEMENTARY SCHOOL | DISTRIBUTION SYSTEM | FSD | 1 | 8/20/1998 12:00:00 AM
VA3093905 | PB | PBCU | 3Y | RT | Y | DS001 | PBCU07 | COLD WATER TAP 6 | WINDSOR ELEMENTARY SCHOOL | DISTRIBUTION SYSTEM | FSD | 1 | 8/20/1998 12:00:00 AM
VA3093905 | PB | PBCU | 3Y | RT | Y | DS001 | PBCU08 | COLD WATER TAP 8 | WINDSOR ELEMENTARY SCHOOL | DISTRIBUTION SYSTEM | FSD | 1 | 8/20/1998 12:00:00 AM
VA3093905 | PB | PBCU | 3Y | RT | Y | DS001 | PBCU09 | COLD WATER TAP 9 | WINDSOR ELEMENTARY SCHOOL | DISTRIBUTION SYSTEM | FSD | 1 | 8/20/1998 12:00:00 AM
VA3093905 | PB | PBCU | 3Y | RT | Y | DS001 | PBCU10 | COLD WATER TAP 10 | WINDSOR ELEMENTARY SCHOOL | DISTRIBUTION SYSTEM | FSD | 1 | 8/20/1998 12:00:00 AM
VA3093905 | TC | TC | MN | RT | Y | DS001 | TCR01 |  | WINDSOR ELEMENTARY SCHOOL | DISTRIBUTION SYSTEM |  | 3 | 8/20/1998 12:00:00 AM
VA3093905 | GE | NIT | YR | RT | Y | EP001 | EP001 | AFTER PRESSURE TANK | WINDSOR ELEMENTARY SCHOOL | ENTRY POINT |  | 1 | 8/20/1998 12:00:00 AM
VA3093910 | TC | TC | QT | RT | Y | DS001 | TCR01 |  | CHECKERS | DISTRIBUTION SYSTEM |  | 1 | 4/1/2003 12:00:00 AM
VA3093915 | TC | TC | MN | RT | Y | DS001 | TCR01 |  | WRENNS MILL ESTATES | DISTRIBUTION SYSTEM |  | 3 | 8/26/1985 12:00:00 AM
VA3093915 | GE | NIT | YR | RT | Y | EP001 | EP001 | AFTER PRESSURE TANK | WRENNS MILL ESTATES | ENTRY POINT |  | 1 | 8/26/1985 12:00:00 AM
VA3093950 | TC | TC | MN | RT | Y | DS001 | TCR01 |  | ZUNI | DISTRIBUTION SYSTEM |  | 3 | 11/14/1974 12:00:00 AM
VA3095025 | TC | TC | QT | RT | Y | DS001 | TCR01 |  | ANVIL CAMPGROUND | ANVIL CAMPGROUND DIST |  | 1 | 12/25/1900 12:00:00 AM
VA3095045 | TC | TC | MN | RT | Y | DS001 | TCR01 |  | BROOKS` DUPLEXES | DISTRIBUTION SYSTEM |  | 3 | 12/30/1987 12:00:00 AM
VA3095045 | GE | CYN | 9Y | RT | Y | EP001 | EP001 | ENTRY POINT | BROOKS` DUPLEXES | ENTRY POINT |  | 1 | 12/30/1987 12:00:00 AM
VA3095315 | TC | TC | QT | RT | Y | DS001 | TCR01 |  | EXTRA MILE LANDSCAPES | DISTRIBUTION |  | 1 | 4/19/2013 12:00:00 AM
VA3095317 | GE | HAA5 | YR | RT | Y | DS001 | HAA5-1 | 4512A TIMBER LANE | GLENWOOD ACRES-JCSA | DISTRIBUTION SYSTEM |  | 1 | 8/10/1987 12:00:00 AM
VA3095317 | TC | TC | MN | RT | Y | DS001 | TCR01 |  | GLENWOOD ACRES-JCSA | DISTRIBUTION SYSTEM |  | 3 | 8/10/1987 12:00:00 AM
VA3095317 | GE | TTHM | YR | RT | Y | DS001 | TTHM-1 | 8209A OLD MILL LANE | GLENWOOD ACRES-JCSA | DISTRIBUTION SYSTEM |  | 1 | 8/10/1987 12:00:00 AM
VA3095317 | GE | NIT | YR | RT | Y | EP001 | EP001 | ENTRY POINT | GLENWOOD ACRES-JCSA | ENTRY POINT |  | 1 | 8/10/1987 12:00:00 AM
VA3095317 | GE | MPN | YR | RT | Y | WL001 | RW001 | WELL | GLENWOOD ACRES-JCSA | WELL |  | 1 | 8/10/1987 12:00:00 AM
VA3095320 | TC | TC | MN | RT | Y | DS001 | TCR01 |  | GREENSPRINGS MOBILE VILLAGE | GREENSPRINGS |  | 3 | 6/1/1972 12:00:00 AM
VA3095325 | TC | TC | QT | RT | Y | 950 | TCR01 |  | AMERICAN HERITAGE RV PARK | LOCKETTS LANDING |  | 1 | 12/23/1997 12:00:00 AM
VA3095350 | TC | TC | QT | RT | Y | 950 | TCR01 |  | CHICKAHOMINY RIVERFRONT PARK | POWHATAN RESORT |  | 1 | 3/15/2003 12:00:00 AM
VA3095350 | GE | NIT | YR | RT | Y | SS001 | EP001 | ENTRY POINT | CHICKAHOMINY RIVERFRONT PARK | POWHATAN RESORT ENTRY POINT |  | 1 | 3/15/2003 12:00:00 AM
VA3095425 | TC | TC | QT | RT | Y | DS002 | TCR01 |  | INTERSTATE SHELL (TOANO) | INTERSTATE SHELL (TOANO) DS |  | 1 | 11/8/2004 12:00:00 AM
VA3095490 | GE | THH5 | YR | RT | Y | DS001 | DBP-1 | 111 A WICKRE STREET | JCSA - CENTRAL SYSTEM | DISTRIBUTION SYSTEM |  | 1 | 10/8/1978 12:00:00 AM
VA3095490 | GE | THH5 | YR | RT | Y | DS001 | DBP-2 | 3100A HOLLOW OAK DRIVE | JCSA - CENTRAL SYSTEM | DISTRIBUTION SYSTEM |  | 1 | 10/8/1978 12:00:00 AM
VA3095490 | TC | TC | MN | RT | Y | DS001 | TCR01 |  | JCSA - CENTRAL SYSTEM | DISTRIBUTION SYSTEM |  | 180 | 10/8/1978 12:00:00 AM
VA3095490 | GE | NIT | YR | RT | Y | EP001 | EP001 | OWENS ILLINOIS | JCSA - CENTRAL SYSTEM | OWENS-ILLINOIS ENTRY POINT |  | 1 | 10/8/1978 12:00:00 AM
VA3095490 | GE | NIT | YR | RT | Y | EP004 | EP004 | POTTERY | JCSA - CENTRAL SYSTEM | POTTERY ENTRY POINT |  | 1 | 10/8/1978 12:00:00 AM
VA3095490 | GE | NIT | YR | RT | Y | EP005 | EP005 | EWELL HALL | JCSA - CENTRAL SYSTEM | EWELL HALL ENTRY POINT |  | 1 | 10/8/1978 12:00:00 AM
VA3095490 | GE | NIT | YR | RT | Y | EP022 | EP022 | CANTERBURY HILLS | JCSA - CENTRAL SYSTEM | CANTERBURY HILLS ENTRY POINT |  | 1 | 10/8/1978 12:00:00 AM
VA3095490 | GE | NIT | YR | RT | Y | EP025 | EP025 | STONEHOUSE ENTRY | JCSA - CENTRAL SYSTEM | STONEHOUSE ENTRY POINT |  | 1 | 10/8/1978 12:00:00 AM
VA3095490 | GE | ICMT | 3Y | RT | Y | EP033 | EP033 | FORDS COLONY | JCSA - CENTRAL SYSTEM | FORDS COLONY ENTRY POINT |  | 1 | 10/8/1978 12:00:00 AM
VA3095490 | GE | NIT | YR | RT | Y | EP033 | EP033 | FORDS COLONY | JCSA - CENTRAL SYSTEM | FORDS COLONY ENTRY POINT |  | 1 | 10/8/1978 12:00:00 AM
VA3095490 | GE | VOC | 3Y | RT | Y | EP033 | EP033 | FORDS COLONY | JCSA - CENTRAL SYSTEM | FORDS COLONY ENTRY POINT |  | 1 | 10/8/1978 12:00:00 AM
VA3095490 | GE | ICMT | 3Y | RT | Y | EP038 | EP038 | KRISTIANSAND | JCSA - CENTRAL SYSTEM | NORGE/KRISTIANSAND ENTRY POINT |  | 1 | 10/8/1978 12:00:00 AM
VA3095490 | GE | NIT | YR | RT | Y | EP038 | EP038 | KRISTIANSAND | JCSA - CENTRAL SYSTEM | NORGE/KRISTIANSAND ENTRY POINT |  | 1 | 10/8/1978 12:00:00 AM
VA3095490 | GE | VOC | 3Y | RT | Y | EP038 | EP038 | KRISTIANSAND | JCSA - CENTRAL SYSTEM | NORGE/KRISTIANSAND ENTRY POINT |  | 1 | 10/8/1978 12:00:00 AM
VA3095490 | GE | NIT | YR | RT | Y | TP045 | EP045 | ENTRY POINT | JCSA - CENTRAL SYSTEM | FFWTF |  | 1 | 10/8/1978 12:00:00 AM
VA3095490 | GE | MPN | YR | RT | Y | WL01-1 | RW011 | OWENS-ILLINOIS | JCSA - CENTRAL SYSTEM | OWENS-ILLINOIS W-1-1 |  | 1 | 10/8/1978 12:00:00 AM
VA3095490 | GE | MPN | YR | RT | Y | WL01-2 | RW012 | OWENS-ILLINOIS | JCSA - CENTRAL SYSTEM | OWENS-ILLINOIS W-1-2 |  | 1 | 10/8/1978 12:00:00 AM
VA3095490 | GE | MPN | YR | RT | Y | WL01-3 | RW013 | WELL HEAD | JCSA - CENTRAL SYSTEM | OWENS-ILLINOIS W-1-3 |  | 1 | 10/8/1978 12:00:00 AM
VA3095490 | GE | MPN | YR | RT | Y | WL025 | RW251 | RAW TAP | JCSA - CENTRAL SYSTEM | STONEHOUSE W-25 |  | 1 | 10/8/1978 12:00:00 AM
VA3095490 | GE | MPN | YR | RT | Y | WL05-2 | RW052 | WELL RAW WATER | JCSA - CENTRAL SYSTEM | EWELL HALL W-5-2 |  | 1 | 10/8/1978 12:00:00 AM
VA3095490 | GE | MPN | YR | RT | Y | WL06-2 | RW0062 | WELL 6-2 | JCSA - CENTRAL SYSTEM | OLDE TOWN ROAD WL6-2 |  | 1 | 10/8/1978 12:00:00 AM
VA3095490 | GE | MPN | YR | RT | Y | WL22-3 | RW223 | WELL 22-3 | JCSA - CENTRAL SYSTEM | CANTERBURY HILLS WL22-3 |  | 1 | 10/8/1978 12:00:00 AM
VA3095490 | GE | MPN | YR | RT | Y | WL24-3 | RW0243 | WELL 24-3 | JCSA - CENTRAL SYSTEM | NORGE W24-3 |  | 1 | 10/8/1978 12:00:00 AM
VA3095490 | GE | MPN | YR | RT | Y | WL26-1 | RW261 | RAW TAP | JCSA - CENTRAL SYSTEM | STONEHOUSE W-26-1 |  | 1 | 10/8/1978 12:00:00 AM
VA3095490 | GE | MPN | YR | RT | Y | WL26-2 | RW262 | RAW TAP | JCSA - CENTRAL SYSTEM | STONEHOUSE W26-2 |  | 1 | 10/8/1978 12:00:00 AM
VA3095490 | GE | MPN | YR | RT | Y | WL33 | RW033 | WELL 33 | JCSA - CENTRAL SYSTEM | FORD'S COLONY W33 |  | 1 | 10/8/1978 12:00:00 AM
VA3095490 | GE | MPN | YR | RT | Y | WL38-3 | RW383 | WELL 38-3 | JCSA - CENTRAL SYSTEM | KRISTIANSAND W-38 #3 |  | 1 | 10/8/1978 12:00:00 AM
VA3095490 | GE | MPN | YR | RT | Y | WL38-4 | RW 384 | WELL 38-4 | JCSA - CENTRAL SYSTEM | KRISTIANSAND W-38 #4 |  | 1 | 10/8/1978 12:00:00 AM
VA3095490 | GE | MPN | YR | RT | Y | WL4-3 | RW43 | POTTERY FACTORY | JCSA - CENTRAL SYSTEM | POTTERY FACTORY W4-3 |  | 1 | 10/8/1978 12:00:00 AM
VA3095490 | GE | MPN | YR | RT | Y | WLLP-2 | RWLP2 | WELLHEAD | JCSA - CENTRAL SYSTEM | FFWTF - LP-2 |  | 1 | 10/8/1978 12:00:00 AM
VA3095490 | GE | MPN | YR | RT | Y | WLLP-3 | RWLP3 | WELL LP3 | JCSA - CENTRAL SYSTEM | FFWTF-LP-3 |  | 1 | 10/8/1978 12:00:00 AM
VA3095490 | GE | MPN | YR | RT | Y | WLLP1-A | RWLP1-A | WELL LP1-A | JCSA - CENTRAL SYSTEM | FFWTF-LP-1A |  | 1 | 10/8/1978 12:00:00 AM
VA3095490 | GE | MPN | YR | RT | Y | WLMP-1 | RWMP1 | WELL HEAD | JCSA - CENTRAL SYSTEM | FFWTF - MP-1 |  | 1 | 10/8/1978 12:00:00 AM
VA3095490 | GE | MPN | YR | RT | Y | WLMP-2 | RWMP2 | WELL MP2 | JCSA - CENTRAL SYSTEM | FFWTF-MP-2 |  | 1 | 10/8/1978 12:00:00 AM
VA3095528 | GE | HAA5 | YR | RT | Y | DS001 | HAA5-1 | 10113A SQUIRES WAY | KINGS VILLAGE - JCSA | DISTRIBUTION SYSTEM |  | 1 | 9/1/1988 12:00:00 AM
VA3095528 | TC | TC | MN | RT | Y | DS001 | TCR01 |  | KINGS VILLAGE - JCSA | DISTRIBUTION SYSTEM |  | 3 | 9/1/1988 12:00:00 AM
VA3095528 | GE | TTHM | YR | RT | Y | DS001 | TTHM-1 | 10101A SQUIRES WAY | KINGS VILLAGE - JCSA | DISTRIBUTION SYSTEM |  | 1 | 9/1/1988 12:00:00 AM
VA3095528 | GE | ICMT | 3Y | RT | Y | EP001 | EP001 | ENTRY POINT | KINGS VILLAGE - JCSA | ENTRY POINT |  | 1 | 9/1/1988 12:00:00 AM
VA3095528 | GE | NIT | YR | RT | Y | EP001 | EP001 | ENTRY POINT | KINGS VILLAGE - JCSA | ENTRY POINT |  | 1 | 9/1/1988 12:00:00 AM
VA3095528 | GE | MPN | YR | RT | Y | WL001 | RW 31-001 | RAW WATER | KINGS VILLAGE - JCSA | DRILLED WELL 31-001 |  | 1 | 9/1/1988 12:00:00 AM
VA3095528 | GE | MPN | YR | RT | Y | WL001-2 | RW 31-002 | RAW WATER 31-002 | KINGS VILLAGE - JCSA | DRILLED WELL 31-002 |  | 1 | 9/1/1988 12:00:00 AM
VA3095538 | TC | TC | QT | RT | Y | DS001 | TCR01 |  | KISKIACK GOLF CLUB | KISKIACK DISTRIBUTIOIN |  | 1 | 8/28/2008 12:00:00 AM
VA3095538 | GE | NIT | YR | RT | Y | EP001 | EP001 | KISKIACK SS | KISKIACK GOLF CLUB | ENTRY POINT |  | 1 | 8/28/2008 12:00:00 AM
VA3095590 | TC | TC | MN | RT | Y | DS001 | TCR01 |  | HEATHS MOBILE HOMES | DISTRIBUTION SYSTEM |  | 3 | 6/1/1973 12:00:00 AM
VA3095600 | GE | THH5 | YR | RT | Y | DS001 | DBP020 | 5335A ARBOR | LIBERTY RIDGE | DISTRIBUTION SYSTEM |  | 1 | 3/16/2011 12:00:00 AM
VA3095600 | TC | TC | MN | RT | Y | DS001 | TCR01 |  | LIBERTY RIDGE | DISTRIBUTION SYSTEM |  | 3 | 3/16/2011 12:00:00 AM
VA3095600 | GE | NIT | YR | RT | Y | EP001 | EP001 | ENTRY POINT | LIBERTY RIDGE | ENTRY POINT |  | 1 | 3/16/2011 12:00:00 AM
VA3095600 | GE | MPN | YR | RT | Y | WL001 | RW001 | WL001 | LIBERTY RIDGE | WELL 39-1 |  | 1 | 3/16/2011 12:00:00 AM
VA3095600 | GE | MPN | YR | RT | Y | WL002 | RW002 | WL002 | LIBERTY RIDGE | WELL 39-2 |  | 1 | 3/16/2011 12:00:00 AM
VA3095610 | TC | TC | QT | RT | Y | DS001 | TCR01 |  | THE MAINE OF WILLIAMSBURG | DISTRIBUTION SYSTEM |  | 1 | 11/4/2021 12:00:00 AM
VA3095621 | TC | TC | MN | RT | Y | DS001 | TCR01 |  | MCDONALD'S (TOANO) | DISTRIBUTION SYSTEM |  | 3 | 12/23/1997 12:00:00 AM
VA3095621 | GE | NIT | YR | RT | Y | EP001 | EP001 | ENTRY POINT | MCDONALD'S (TOANO) | ENTRY POINT 1 |  | 1 | 12/23/1997 12:00:00 AM
VA3095700 | TC | TC | MN | RT | Y | DS001 | TCR01 |  | MOBILE ESTATES | DISTRIBUTION |  | 3 | 4/7/1980 12:00:00 AM
VA3095700 | GE | NIT | YR | RT | Y | EP001 | EP001 | ENTRY POINT 1 | MOBILE ESTATES | ENTRY POINT 1 |  | 1 | 4/7/1980 12:00:00 AM
VA3095700 | GE | NIT | YR | RT | Y | EP002 | EP002 | ENTRY POINT 2 | MOBILE ESTATES | ENTRY POINT 2 |  | 1 | 4/7/1980 12:00:00 AM
VA3095750 | GE | HAA5 | YR | RT | Y | DS001 | HAA5-1 | 193A BELMONT DRIVE | RACEFIELD - JCSA | DISTRIBUTION SYSTEM |  | 1 | 10/8/1985 12:00:00 AM
VA3095750 | TC | TC | MN | RT | Y | DS001 | TCR01 |  | RACEFIELD - JCSA | DISTRIBUTION SYSTEM |  | 3 | 10/8/1985 12:00:00 AM
VA3095750 | GE | TTHM | YR | RT | Y | DS001 | TTHM-1 | 189A BELMONT DRIVE | RACEFIELD - JCSA | DISTRIBUTION SYSTEM |  | 1 | 10/8/1985 12:00:00 AM
VA3095750 | GE | NIT | YR | RT | Y | EP001 | EP001 | ENTRY POINT | RACEFIELD - JCSA | ENTRY POINT |  | 1 | 10/8/1985 12:00:00 AM
VA3095750 | GE | MPN | YR | RT | Y | WL001 | RW 29-001 | RAW WATER TAP | RACEFIELD - JCSA | WELL 29-001 |  | 1 | 10/8/1985 12:00:00 AM
VA3095750 | GE | MPN | YR | RT | Y | WL002 | RW 29-002 | RAW WATER TAP | RACEFIELD - JCSA | WELL 29-002 |  | 1 | 10/8/1985 12:00:00 AM
VA3095760 | GE | HAA5 | YR | RT | Y | DS001 | HAA5-1 | 9116A WHISPERING DRIVE | RETREAT (JCSA) | DISTRIBUTION |  | 1 | 8/1/2005 12:00:00 AM
VA3095760 | TC | TC | MN | RT | Y | DS001 | TCR01 |  | RETREAT (JCSA) | DISTRIBUTION |  | 3 | 8/1/2005 12:00:00 AM
VA3095760 | GE | TTHM | YR | RT | Y | DS001 | TTHM-1 | 1716A CENTENNIAL DRIVE | RETREAT (JCSA) | DISTRIBUTION |  | 1 | 8/1/2005 12:00:00 AM
VA3095760 | GE | ICMT | 3Y | RT | Y | EP001 | EP001 | ENTRY POINT | RETREAT (JCSA) | ENTRY POINT |  | 1 | 8/1/2005 12:00:00 AM
VA3095760 | GE | NIT | YR | RT | Y | EP001 | EP001 | ENTRY POINT | RETREAT (JCSA) | ENTRY POINT |  | 1 | 8/1/2005 12:00:00 AM
VA3095760 | GE | MPN | YR | RT | Y | WL371 | RW37-1 | WELL HEAD 37-1 | RETREAT (JCSA) | WELL 37-1 |  | 1 | 8/1/2005 12:00:00 AM
VA3095760 | GE | MPN | YR | RT | Y | WL372 | RW 37-2 | WELL HEAD 37-2 | RETREAT (JCSA) | WELL 37-2 |  | 1 | 8/1/2005 12:00:00 AM
VA3095810 | TC | TC | MN | RT | Y | DS002 | TCR01 |  | STAR EXPRESS | STAR EXPRESS |  | 3 | 1/26/2010 12:00:00 AM
VA3095810 | GE | VOC | YR | RT | Y | EP002 | EP002 | ENTRY POINT SE | STAR EXPRESS | ENTRY POINT SE |  | 1 | 1/26/2010 12:00:00 AM
VA3095850 | TC | TC | QT | RT | Y | 950 | TCR01 |  | UPPER COUNTY PARK | UPPER COUNTY PARK |  | 1 | 7/4/1990 12:00:00 AM
VA3095850 | GE | NIT | YR | RT | Y | SS001 | EP001 | UP CO. PARK EP | UPPER COUNTY PARK | UPPER COUNTY PARK ENTRY POINT |  | 1 | 7/4/1990 12:00:00 AM
VA3095858 | GE | HAA5 | YR | RT | Y | DS001 | HAA5-1 | 4632 MASSENA DRIVE | WARE CREEK MANOR - JCSA | DISTRIBUTION SYSTEM |  | 1 | 8/24/1988 12:00:00 AM
VA3095858 | TC | TC | MN | RT | Y | DS001 | TCR01 |  | WARE CREEK MANOR - JCSA | DISTRIBUTION SYSTEM |  | 3 | 8/24/1988 12:00:00 AM
VA3095858 | GE | TTHM | YR | RT | Y | DS001 | TTHM-1 | 9032A MARMONT LANE | WARE CREEK MANOR - JCSA | DISTRIBUTION SYSTEM |  | 1 | 8/24/1988 12:00:00 AM
VA3095858 | GE | ICMT | 3Y | RT | Y | EP001 | EP001 | ENTRY POINT 001 | WARE CREEK MANOR - JCSA | ENTRY POINT |  | 1 | 8/24/1988 12:00:00 AM
VA3095858 | GE | NIT | YR | RT | Y | EP001 | EP001 | ENTRY POINT 001 | WARE CREEK MANOR - JCSA | ENTRY POINT |  | 1 | 8/24/1988 12:00:00 AM
VA3095858 | GE | MPN | YR | RT | Y | WL001 | RW 36-1 | RAW WATER TAP | WARE CREEK MANOR - JCSA | WELL 36-1 |  | 1 | 8/24/1988 12:00:00 AM
VA3095858 | GE | MPN | YR | RT | Y | WL002 | RW 36-2 | RAW WATER TAP | WARE CREEK MANOR - JCSA | WELL 36-2 |  | 1 | 8/24/1988 12:00:00 AM
VA3095860 | TC | TC | QT | RT | Y | DS001 | TCR01 |  | LITTLE CREEK RES PARK JCC | LITTLE CREEK PARK DISTRIBUTION |  | 1 | 7/1/1989 12:00:00 AM
VA3095860 | GE | NIT | YR | RT | Y | SS001 | EP001 | LITTLE CR PARK EP | LITTLE CREEK RES PARK JCC | LITTLE CREEK PARK ENTRY POINT |  | 1 | 7/1/1989 12:00:00 AM
VA3095861 | GE | THH5 | YR | RT | Y | DS001 | DBP010 | 3463A WESTPORT | WESTPORT | DISTRIBUTION |  | 1 | 10/7/2014 12:00:00 AM
VA3095861 | TC | TC | MN | RT | Y | DS001 | TCR01 |  | WESTPORT | DISTRIBUTION |  | 3 | 10/7/2014 12:00:00 AM
VA3095861 | GE | NIT | YR | RT | Y | EP001 | EP001 | ENTRY POINT | WESTPORT | ENTRY POINT |  | 1 | 10/7/2014 12:00:00 AM
VA3095861 | GE | MPN | YR | RT | Y | WL001 | RW001 | WL001 | WESTPORT | WELL 1 |  | 1 | 10/7/2014 12:00:00 AM
VA3095861 | GE | MPN | YR | RT | Y | WL002 | RW002 | WL002 | WESTPORT | WELL 2 |  | 1 | 10/7/2014 12:00:00 AM
VA3095862 | GE | HAA5 | YR | RT | Y | DS001 | HAA5-1 | 8220A WRENFIELD | WEXFORD HILLS - JCSA | DISTRIBUTION SYSTEM |  | 1 | 6/13/1995 12:00:00 AM
VA3095862 | TC | TC | MN | RT | Y | DS001 | TCR01 |  | WEXFORD HILLS - JCSA | DISTRIBUTION SYSTEM |  | 3 | 6/13/1995 12:00:00 AM
VA3095862 | GE | TTHM | YR | RT | Y | DS001 | TTHM-1 | 216A SHERWOOD FOREST | WEXFORD HILLS - JCSA | DISTRIBUTION SYSTEM |  | 1 | 6/13/1995 12:00:00 AM
VA3095862 | GE | NIT | YR | RT | Y | EP001 | EP001 | ENTRY POINT | WEXFORD HILLS - JCSA | ENTRY POINT |  | 1 | 6/13/1995 12:00:00 AM
VA3095862 | GE | MPN | YR | RT | Y | WL001 | RW 28-1 | RAW WATER TAP | WEXFORD HILLS - JCSA | WELL 28-1 |  | 1 | 6/13/1995 12:00:00 AM
VA3095862 | GE | MPN | YR | RT | Y | WL002 | RW28-2 | WEXFORD HILLS | WEXFORD HILLS - JCSA | WELL 28-2 |  | 1 | 6/13/1995 12:00:00 AM
VA3095882 | TC | TC | QT | RT | Y | DS001 | TCR01 |  | WILLIAMSBURG/ JAMESTOWN AIRPORT | DISTRIBUTION SYSTEM |  | 1 | 11/13/1998 12:00:00 AM
VA3095882 | GE | NIT | YR | RT | Y | SS001 | EP001 | JAMESTWN EP | WILLIAMSBURG/ JAMESTOWN AIRPORT | WILLIAMSBURG/JAMESTOWN AIRPORT ENTRY PO |  | 1 | 11/13/1998 12:00:00 AM
VA3095907 | TC | TC | QT | RT | Y | DS001 | TCR01 |  | THOUSAND TRAILS WILLIAMSBURG | DISTRIBUTION SYSTEM |  | 1 | 1/1/1979 12:00:00 AM
VA3095907 | GE | MPN | YR | RT | Y | WL001 | RW001 | WELL 1 | THOUSAND TRAILS WILLIAMSBURG | WELL 1 |  | 1 | 1/1/1979 12:00:00 AM
VA3095921 | TC | TC | QT | RT | Y | DS001 | TCR01 |  | YORK RIVER STATE PARK-TASKINAS POINT | DISTRIBUTION SYSTEM |  | 1 | 5/7/1980 12:00:00 AM
VA3095921 | GE | MPN | YR | RT | Y | WL001 | RW001 | RAW WATER TAP | YORK RIVER STATE PARK-TASKINAS POINT | TASK PT WELL |  | 1 | 5/7/1980 12:00:00 AM
VA3131008 | TC | TC | MN | RT | Y | DS001 | TCR01 |  | ARLINGTON PLANTATION | DISTRIBUTION SYSTEM |  | 3 | 3/20/2007 12:00:00 AM
VA3131008 | GE | CYN | 9Y | RT | Y | EP001 | EP001 | ENTRY POINT | ARLINGTON PLANTATION | ENTRY POINT |  | 1 | 3/20/2007 12:00:00 AM
VA3131008 | GE | ICMT | 3Y | RT | Y | EP001 | EP001 | ENTRY POINT | ARLINGTON PLANTATION | ENTRY POINT |  | 1 | 3/20/2007 12:00:00 AM
VA3131008 | GE | NIT | YR | RT | Y | EP001 | EP001 | ENTRY POINT | ARLINGTON PLANTATION | ENTRY POINT |  | 1 | 3/20/2007 12:00:00 AM
VA3131040 | TC | TC | QT | RT | Y | DS001 | TCR01 |  | SUNSET BEACH RESORT & CAMPGROUND | DISTRIBUTION |  | 1 | 6/28/2016 12:00:00 AM
VA3131040 | GE | MPN | YR | RT | Y | WL004 | RW004 | WELL #2A | SUNSET BEACH RESORT & CAMPGROUND | WELL #2A |  | 1 | 6/28/2016 12:00:00 AM
VA3131040 | GE | MPN | YR | RT | Y | WL005 | RW005 | WELL #5 | SUNSET BEACH RESORT & CAMPGROUND | WELL #5 |  | 1 | 6/28/2016 12:00:00 AM
VA3131042 | TC | TC | QT | RT | Y | DS001 | TCR01 |  | BUDGET INN | DISTRIBUTION |  | 1 | 12/11/1984 12:00:00 AM
VA3131056 | TC | TC | MN | RT | Y | DS001 | TCR01 |  | COASTAL PRECAST SYSTEMS - CAPE CHARLES | DISTRIBUTION SYSTEM |  | 3 | 7/24/2020 12:00:00 AM
VA3131056 | GE | NIT | YR | RT | Y | EP001 | EP001 | WELL HOUSE | COASTAL PRECAST SYSTEMS - CAPE CHARLES | ENTRY POINT |  | 1 | 7/24/2020 12:00:00 AM
VA3131061 | TC | TC | MN | RT | Y | DS001 | TCR01 |  | BAYVIEW | DISTRIBUTION SYSTEM |  | 3 | 10/1/2003 12:00:00 AM
VA3131061 | GE | NIT | YR | RT | Y | EP001 | EP001 | POST PRESSURE TANK | BAYVIEW | ENTRY POINT |  | 1 | 10/1/2003 12:00:00 AM
VA3131095 | GE | HAA5 | YR | RT | Y | DS001 | HAA5-1 | ROOM M20 SINK | BROADWATER ACADEMY | DISTRIBUTION SYSTEM |  | 1 | 1/10/1992 12:00:00 AM
VA3131095 | TC | TC | MN | RT | Y | DS001 | TCR01 |  | BROADWATER ACADEMY | DISTRIBUTION SYSTEM |  | 3 | 1/10/1992 12:00:00 AM
VA3131095 | GE | TTHM | YR | RT | Y | DS001 | TTHM-1 | BATHROOM HC MENS SINK | BROADWATER ACADEMY | DISTRIBUTION SYSTEM |  | 1 | 1/10/1992 12:00:00 AM
VA3131095 | GE | NIT | YR | RT | Y | EP001 | EP001 | TANK/BOILER ROOM | BROADWATER ACADEMY | ENTRY POINT |  | 1 | 1/10/1992 12:00:00 AM
VA3131095 | GE | MPN | YR | RT | Y | WL001 | RW001 | WELL #1 RAW WATER TAP | BROADWATER ACADEMY | WELL 1 |  | 1 | 1/10/1992 12:00:00 AM
VA3131097 | TC | TC | QT | RT | Y | DS001 | TCR01 |  | 22512 LANKFORD HIGHWAY | DISTRIBUTION |  | 1 | 12/13/2022 12:00:00 AM
VA3131097 | GE | NIT | YR | RT | Y | EP001 | EP001 | ENTRY POINT | 22512 LANKFORD HIGHWAY | ENTRY POINT |  | 1 | 12/13/2022 12:00:00 AM
VA3131100 | TC | TC | MN | RT | Y | DS001 | TCR01 |  | BURROUGHS & BURROUGHS (LANKFORD HIWAY) | DISTRIBUTION |  | 3 | 2/1/2005 12:00:00 AM
VA3131118 | TC | TC | MN | RT | Y | DS001 | TCR01 |  | STING-RAY`S RESTAURANT | DISTRIBUTION |  | 3 | 2/10/1979 12:00:00 AM
VA3131118 | GE | CYN | 9Y | RT | Y | EP001 | EP001 | ENTRY POINT | STING-RAY`S RESTAURANT | ENTRY POINT |  | 1 | 2/10/1979 12:00:00 AM
VA3131118 | GE | NIT | YR | RT | Y | EP001 | EP001 | ENTRY POINT | STING-RAY`S RESTAURANT | ENTRY POINT |  | 1 | 2/10/1979 12:00:00 AM
VA3131118 | GE | VOC | 3Y | RT | Y | EP001 | EP001 | ENTRY POINT | STING-RAY`S RESTAURANT | ENTRY POINT |  | 1 | 2/10/1979 12:00:00 AM
VA3131120 | GE | THH5 | QT | RT | Y | DS001 | DBP010 | 2 FIG STREET | CAPE CHARLES, TOWN OF | DISTRIBUTION SYSTEM |  | 1 | 1/1/1972 12:00:00 AM
VA3131120 | GE | THH5 | QT | RT | Y | DS001 | DBP020 | 135 HERON POINT | CAPE CHARLES, TOWN OF | DISTRIBUTION SYSTEM |  | 1 | 1/1/1972 12:00:00 AM
VA3131120 | TC | TC | MN | RT | Y | DS001 | TCR01 |  | CAPE CHARLES, TOWN OF | DISTRIBUTION SYSTEM |  | 6 | 1/1/1972 12:00:00 AM
VA3131120 | GE | MPN | YR | RT | Y | WL002 | RW002 | WEST WELL/WL002 | CAPE CHARLES, TOWN OF | WEST WELL |  | 1 | 1/1/1972 12:00:00 AM
VA3131120 | GE | MPN | YR | RT | Y | WL003 | WL003 | EAST WELL REPLACEMENT (2008) | CAPE CHARLES, TOWN OF | EAST WELL REPLACEMENT (2008) |  | 1 | 1/1/1972 12:00:00 AM
VA3131122 | TC | TC | QT | RT | Y | DS001 | TCR01 |  | EASTERN SHORE NATIONAL WILDLIFE REFUGE | DISTRIBUTION SYSTEM |  | 1 | 12/1/1985 12:00:00 AM
VA3131122 | GE | NIT | YR | RT | Y | EP001 | EP001 | ENTRY POINT | EASTERN SHORE NATIONAL WILDLIFE REFUGE | ENTRY POINT |  | 1 | 12/1/1985 12:00:00 AM
VA3131124 | TC | TC | QT | RT | Y | DS001 | TCR01 |  | CAPE MOTEL | DISTRIBUTION |  | 1 | 12/11/2019 12:00:00 AM
VA3131124 | GE | NIT | YR | RT | Y | EP001 | EP001 | ENTRY POINT | CAPE MOTEL | ENTRY POINT |  | 1 | 12/11/2019 12:00:00 AM
VA3131137 | TC | TC | MN | RT | Y | DS001 | TCR01 |  | CHERITON MIGRANT HEAD START | DISTRIBUTION SYSTEM |  | 3 | 1/1/2003 12:00:00 AM
VA3131137 | GE | NIT | YR | RT | Y | EP001 | EP001 | ENTRY POINT | CHERITON MIGRANT HEAD START | ENTRY POINT |  | 1 | 1/1/2003 12:00:00 AM
VA3131145 | PB | PBCU | 6M | RT | Y | DS001 | LCR01 | CAFE' SINK | SUN OUTDOORS - CAPE CHARLES | DISTRIBUTION | FSD | 1 | 1/1/2002 12:00:00 AM
VA3131145 | PB | PBCU | 6M | RT | Y | DS001 | LCR02 | STORE SINK | SUN OUTDOORS - CAPE CHARLES | DISTRIBUTION | FSD | 1 | 1/1/2002 12:00:00 AM
VA3131145 | PB | PBCU | 6M | RT | Y | DS001 | LCR06 | BAIT AND TACKLE SHOP | SUN OUTDOORS - CAPE CHARLES | DISTRIBUTION | FSD | 1 | 1/1/2002 12:00:00 AM
VA3131145 | PB | PBCU | 6M | RT | Y | DS001 | LCR07 | BATHHOUSE #1 | SUN OUTDOORS - CAPE CHARLES | DISTRIBUTION | FSD | 1 | 1/1/2002 12:00:00 AM
VA3131145 | PB | PBCU | 6M | RT | Y | DS001 | LCR08 | BATHHOUSE #2 | SUN OUTDOORS - CAPE CHARLES | DISTRIBUTION | FSD | 1 | 1/1/2002 12:00:00 AM
VA3131145 | TC | TC | MN | RT | Y | DS001 | TCR01 |  | SUN OUTDOORS - CAPE CHARLES | DISTRIBUTION |  | 6 | 1/1/2002 12:00:00 AM
VA3131147 | TC | TC | QT | RT | Y | DS001 | TCR01 |  | SUN OUTDOORS - VISITOR CENTER | DISTRIBUTION SYSTEM POINT |  | 1 | 9/20/2016 12:00:00 AM
VA3131150 | TC | TC | MN | RT | Y | DS001 | TCR01 |  | CHESAPEAKE BAY BRIDGE TUNNEL | DISTRIBUTION SYSTEM |  | 3 | 9/28/1989 12:00:00 AM
VA3131150 | GE | NIT | YR | RT | Y | EP001 | EP001 | HYDROTANK ROOM | CHESAPEAKE BAY BRIDGE TUNNEL | ENTRY POINT |  | 1 | 9/28/1989 12:00:00 AM
VA3131150 | GE | NO2 | QT | RT | Y | EP001 | EP001 | HYDROTANK ROOM | CHESAPEAKE BAY BRIDGE TUNNEL | ENTRY POINT |  | 1 | 9/28/1989 12:00:00 AM
VA3131155 | PB | PBCU | 3Y | RT | Y | DS001 | LCR001 | PATIENT WAIT B/R | FRANKTOWN COMMUNITY HEALTH CENTER | DISTRIBUTION | FSD | 1 | 2/5/1998 12:00:00 AM
VA3131155 | PB | PBCU | 3Y | RT | Y | DS001 | LCR003 | PATIENT B/R HALL #1 | FRANKTOWN COMMUNITY HEALTH CENTER | DISTRIBUTION | FSD | 1 | 2/5/1998 12:00:00 AM
VA3131155 | PB | PBCU | 3Y | RT | Y | DS001 | LCR005 | PATIENT B/R HALL #2 | FRANKTOWN COMMUNITY HEALTH CENTER | DISTRIBUTION | FSD | 1 | 2/5/1998 12:00:00 AM
VA3131155 | PB | PBCU | 3Y | RT | Y | DS001 | LCR006 | EMPLOYEE B/R HALL #2 | FRANKTOWN COMMUNITY HEALTH CENTER | DISTRIBUTION | FSD | 1 | 2/5/1998 12:00:00 AM
VA3131155 | PB | PBCU | 3Y | RT | Y | DS001 | LCR007 | KITCHEN/STAFF ROOM | FRANKTOWN COMMUNITY HEALTH CENTER | DISTRIBUTION | FSD | 1 | 2/5/1998 12:00:00 AM
VA3131155 | TC | TC | MN | RT | Y | DS001 | TCR01 |  | FRANKTOWN COMMUNITY HEALTH CENTER | DISTRIBUTION |  | 3 | 2/5/1998 12:00:00 AM
VA3131155 | GE | ICMT | 3Y | RT | Y | EP001 | EP001 | ENTRY POINT | FRANKTOWN COMMUNITY HEALTH CENTER | ENTRY POINT |  | 1 | 2/5/1998 12:00:00 AM
VA3131155 | GE | NIT | YR | RT | Y | EP001 | EP001 | ENTRY POINT | FRANKTOWN COMMUNITY HEALTH CENTER | ENTRY POINT |  | 1 | 2/5/1998 12:00:00 AM
VA3131155 | GE | VOC | 3Y | RT | Y | EP001 | EP001 | ENTRY POINT | FRANKTOWN COMMUNITY HEALTH CENTER | ENTRY POINT |  | 1 | 2/5/1998 12:00:00 AM
VA3131180 | TC | TC | QT | RT | Y | DS001 | TCR01 |  | EASTVILLE AREA HEADQUARTERS | DISTRIBUTION SYSTEM |  | 1 | 5/1/1971 12:00:00 AM
VA3131185 | GE | THH5 | YR | RT | Y | DS001 | DBP001 | ROOM 301 | EASTVILLE COMMUNITY HEALTH CENTER | DISTRIBUTION SYSTEM |  | 1 | 4/30/2020 12:00:00 AM
VA3131185 | PB | PBCU | 6M | RT | Y | DS001 | LCR001 | ROOM 301 | EASTVILLE COMMUNITY HEALTH CENTER | DISTRIBUTION SYSTEM | FSD | 1 | 4/30/2020 12:00:00 AM
VA3131185 | PB | PBCU | 6M | RT | Y | DS001 | LCR002 | ROOM 502 | EASTVILLE COMMUNITY HEALTH CENTER | DISTRIBUTION SYSTEM | FSD | 1 | 4/30/2020 12:00:00 AM
VA3131185 | PB | PBCU | 6M | RT | Y | DS001 | LCR003 | ROOM 704B | EASTVILLE COMMUNITY HEALTH CENTER | DISTRIBUTION SYSTEM | FSD | 1 | 4/30/2020 12:00:00 AM
VA3131185 | PB | PBCU | 6M | RT | Y | DS001 | LCR004 | ROOM 201 | EASTVILLE COMMUNITY HEALTH CENTER | DISTRIBUTION SYSTEM | FSD | 1 | 4/30/2020 12:00:00 AM
VA3131185 | PB | PBCU | 6M | RT | Y | DS001 | LCR005 | ROOM 804 | EASTVILLE COMMUNITY HEALTH CENTER | DISTRIBUTION SYSTEM | FSD | 1 | 4/30/2020 12:00:00 AM
VA3131185 | TC | TC | MN | RT | Y | DS001 | TCR01 |  | EASTVILLE COMMUNITY HEALTH CENTER | DISTRIBUTION SYSTEM |  | 3 | 4/30/2020 12:00:00 AM
VA3131185 | GE | VOC | YR | RT | Y | EP001 | EP001 | ENTRY POINT | EASTVILLE COMMUNITY HEALTH CENTER | ENTRY POINT |  | 1 | 4/30/2020 12:00:00 AM
VA3131185 | GE | MPN | YR | RT | Y | WL001 | RW001 | WELL NO. 1 | EASTVILLE COMMUNITY HEALTH CENTER | WELL NO. 1 (SOUTH WELL) |  | 1 | 4/30/2020 12:00:00 AM
VA3131185 | GE | MPN | YR | RT | Y | WL002 | RW002 | WELL NO. 2 (NORTH WELL) | EASTVILLE COMMUNITY HEALTH CENTER | WELL NO. 2 (NORTH WELL) |  | 1 | 4/30/2020 12:00:00 AM
VA3131200 | TC | TC | MN | RT | Y | DS001 | TCR01 |  | EASTVILLE, TOWN OF | DISTRIBUTION SYSTEM |  | 6 | 6/24/1977 12:00:00 AM
VA3131205 | TC | TC | QT | RT | Y | DS001 | TCR01 |  | EDGEWOOD MOTEL | DISTRIBUTION |  | 1 | 2/5/1998 12:00:00 AM
VA3131205 | GE | NIT | YR | RT | Y | EP001 | EP001 | ENTRY POINT | EDGEWOOD MOTEL | ENTRY POINT |  | 1 | 2/5/1998 12:00:00 AM
VA3131210 | GE | THH5 | YR | RT | Y | DS001 | DBP-1 | 4406 BAYSIDE ROAD | EXMORE, TOWN OF | DISTRIBUTION SYSTEM |  | 1 | 6/30/1977 12:00:00 AM
VA3131210 | GE | THH5 | YR | RT | Y | DS001 | DBP-2 | 11478 HOLLY CIRCLE | EXMORE, TOWN OF | DISTRIBUTION SYSTEM |  | 1 | 6/30/1977 12:00:00 AM
VA3131210 | PB | PBCU | 3Y | RT | Y | DS001 | LCR01 | 2362 WAINHOUSE RD | EXMORE, TOWN OF | DISTRIBUTION SYSTEM | FSD | 1 | 6/30/1977 12:00:00 AM
VA3131210 | PB | PBCU | 3Y | RT | Y | DS001 | LCR02 | 3069 MAIN ST. | EXMORE, TOWN OF | DISTRIBUTION SYSTEM | FSD | 1 | 6/30/1977 12:00:00 AM
VA3131210 | PB | PBCU | 3Y | RT | Y | DS001 | LCR03 | 2340 WAINHOUSE RD | EXMORE, TOWN OF | DISTRIBUTION SYSTEM | FSD | 1 | 6/30/1977 12:00:00 AM
VA3131210 | PB | PBCU | 3Y | RT | Y | DS001 | LCR04 | 2508 MAIN ST | EXMORE, TOWN OF | DISTRIBUTION SYSTEM | FSD | 1 | 6/30/1977 12:00:00 AM
VA3131210 | PB | PBCU | 3Y | RT | Y | DS001 | LCR05 | 12168 LINCOLN AVE | EXMORE, TOWN OF | DISTRIBUTION SYSTEM | FSD | 1 | 6/30/1977 12:00:00 AM
VA3131210 | PB | PBCU | 3Y | RT | Y | DS001 | LCR06 | 5295 YORK ST | EXMORE, TOWN OF | DISTRIBUTION SYSTEM | FSD | 1 | 6/30/1977 12:00:00 AM
VA3131210 | PB | PBCU | 3Y | RT | Y | DS001 | LCR07 | 3283 LEE ST | EXMORE, TOWN OF | DISTRIBUTION SYSTEM | FSD | 1 | 6/30/1977 12:00:00 AM
VA3131210 | PB | PBCU | 3Y | RT | Y | DS001 | LCR08 | 11522 POPLAR | EXMORE, TOWN OF | DISTRIBUTION SYSTEM | FSD | 1 | 6/30/1977 12:00:00 AM
VA3131210 | PB | PBCU | 3Y | RT | Y | DS001 | LCR09 | 3507 WILLIS WARF RD | EXMORE, TOWN OF | DISTRIBUTION SYSTEM | FSD | 1 | 6/30/1977 12:00:00 AM
VA3131210 | PB | PBCU | 3Y | RT | Y | DS001 | LCR10 | 12108 CROWN AVE | EXMORE, TOWN OF | DISTRIBUTION SYSTEM | FSD | 1 | 6/30/1977 12:00:00 AM
VA3131210 | TC | TC | MN | RT | Y | DS001 | TCR01 |  | EXMORE, TOWN OF | DISTRIBUTION SYSTEM |  | 6 | 6/30/1977 12:00:00 AM
VA3131210 | GE | NIT | YR | RT | Y | EP003 | EP003 | EXMORE WTP ENTRY POINT | EXMORE, TOWN OF | EXMORE WTP ENTRY POINT |  | 1 | 6/30/1977 12:00:00 AM
VA3131210 | GE | VOC | YR | RT | Y | EP003 | EP003 | EXMORE WTP ENTRY POINT | EXMORE, TOWN OF | EXMORE WTP ENTRY POINT |  | 1 | 6/30/1977 12:00:00 AM
VA3131220 | PB | PBCU | 3Y | RT | Y | DS001 | LCR01 | DELI | FOOD LION - CAPE CHARLES | DISTRIBUTION SYSTEM | FSD | 1 | 4/18/2001 12:00:00 AM
VA3131220 | PB | PBCU | 3Y | RT | Y | DS001 | LCR02 | SINK | FOOD LION - CAPE CHARLES | DISTRIBUTION SYSTEM | FSD | 1 | 4/18/2001 12:00:00 AM
VA3131220 | PB | PBCU | 3Y | RT | Y | DS001 | LCR03 | LADIES ROOM | FOOD LION - CAPE CHARLES | DISTRIBUTION SYSTEM | FSD | 1 | 4/18/2001 12:00:00 AM
VA3131220 | PB | PBCU | 3Y | RT | Y | DS001 | LCR04 | MEAT DEPT | FOOD LION - CAPE CHARLES | DISTRIBUTION SYSTEM | FSD | 1 | 4/18/2001 12:00:00 AM
VA3131220 | PB | PBCU | 3Y | RT | Y | DS001 | LCR05 | MENS ROOM | FOOD LION - CAPE CHARLES | DISTRIBUTION SYSTEM | FSD | 1 | 4/18/2001 12:00:00 AM
VA3131220 | TC | TC | MN | RT | Y | DS001 | TCR01 |  | FOOD LION - CAPE CHARLES | DISTRIBUTION SYSTEM |  | 3 | 4/18/2001 12:00:00 AM
VA3131220 | GE | NIT | YR | RT | Y | EP001 | EP001 | ENTRY POINT | FOOD LION - CAPE CHARLES | ENTRY POINT |  | 1 | 4/18/2001 12:00:00 AM
VA3131225 | TC | TC | MN | RT | Y | DS001 | TCR01 |  | 22115 LANKFORD HIGHWAY (FROGGY'S) | DISTRIBUTION SYSTEM |  | 3 | 5/18/2016 12:00:00 AM
VA3131225 | GE | NIT | YR | RT | Y | EP001 | EP001 | ENTRY POINT | 22115 LANKFORD HIGHWAY (FROGGY'S) | ENTRY POINT |  | 1 | 5/18/2016 12:00:00 AM
VA3131288 | TC | TC | QT | RT | Y | DS001 | TCR01 |  | HARDEE`S (CAPE CHARLES) | DISTRIBUTION |  | 1 | 3/5/2003 12:00:00 AM
VA3131288 | GE | MPN | YR | RT | Y | WL001 | RW001 | RAW TAP | HARDEE`S (CAPE CHARLES) | WELL |  | 1 | 3/5/2003 12:00:00 AM
VA3131290 | PB | PBCU | 3Y | RT | Y | DS001 | LCR001 | CEO'S OFFICE | HARE VALLEY ESAAA/CAA | HARE VALLEY ESAAA/CAA | FSD | 1 | 8/13/2009 12:00:00 AM
VA3131290 | PB | PBCU | 3Y | RT | Y | DS001 | LCR002 | ROOM 2 | HARE VALLEY ESAAA/CAA | HARE VALLEY ESAAA/CAA | FSD | 1 | 8/13/2009 12:00:00 AM
VA3131290 | PB | PBCU | 3Y | RT | Y | DS001 | LCR003 | CLINIC | HARE VALLEY ESAAA/CAA | HARE VALLEY ESAAA/CAA | FSD | 1 | 8/13/2009 12:00:00 AM
VA3131290 | PB | PBCU | 3Y | RT | Y | DS001 | LCR004 | KITCHEN CLEAN-UP AREA | HARE VALLEY ESAAA/CAA | HARE VALLEY ESAAA/CAA | FSD | 1 | 8/13/2009 12:00:00 AM
VA3131290 | PB | PBCU | 3Y | RT | Y | DS001 | LCR005 | BOY'S RESTROOM | HARE VALLEY ESAAA/CAA | HARE VALLEY ESAAA/CAA | FSD | 1 | 8/13/2009 12:00:00 AM
VA3131290 | TC | TC | MN | RT | Y | DS001 | TCR01 |  | HARE VALLEY ESAAA/CAA | HARE VALLEY ESAAA/CAA |  | 3 | 8/13/2009 12:00:00 AM
VA3131290 | GE | NIT | YR | RT | Y | SS001 | EP001 | ENTRY POINT | HARE VALLEY ESAAA/CAA | ENTRY POINT |  | 1 | 8/13/2009 12:00:00 AM
VA3131300 | PB | PBCU | 3Y | RT | Y | DS001 | LCR01 | LOT 17 | HOLIDAY ACRES MOBILE HOME PARK | DISTRIBUTION SYSTEM | FSD | 1 | 11/16/1978 12:00:00 AM
VA3131300 | PB | PBCU | 3Y | RT | Y | DS001 | LCR02 | OFFICE | HOLIDAY ACRES MOBILE HOME PARK | DISTRIBUTION SYSTEM | FSD | 1 | 11/16/1978 12:00:00 AM
VA3131300 | PB | PBCU | 3Y | RT | Y | DS001 | LCR03 | LOT 13 | HOLIDAY ACRES MOBILE HOME PARK | DISTRIBUTION SYSTEM | FSD | 1 | 11/16/1978 12:00:00 AM
VA3131300 | PB | PBCU | 3Y | RT | Y | DS001 | LCR04 | LOT 10 | HOLIDAY ACRES MOBILE HOME PARK | DISTRIBUTION SYSTEM | FSD | 1 | 11/16/1978 12:00:00 AM
VA3131300 | PB | PBCU | 3Y | RT | Y | DS001 | LCR05 | LOT 32 | HOLIDAY ACRES MOBILE HOME PARK | DISTRIBUTION SYSTEM | FSD | 1 | 11/16/1978 12:00:00 AM
VA3131300 | TC | TC | MN | RT | Y | DS001 | TCR01 |  | HOLIDAY ACRES MOBILE HOME PARK | DISTRIBUTION SYSTEM |  | 3 | 11/16/1978 12:00:00 AM
VA3131302 | PB | PBCU | 6M | RT | Y | DS001 | LCR01 | FRONT DESK REST ROOM | KIPTOPEKE INN | DISTRIBUTION | FSD | 1 | 6/28/2023 12:00:00 AM
VA3131302 | PB | PBCU | 6M | RT | Y | DS001 | LCR02 | ROOM 105 | KIPTOPEKE INN | DISTRIBUTION | FSD | 1 | 6/28/2023 12:00:00 AM
VA3131302 | PB | PBCU | 6M | RT | Y | DS001 | LCR03 | ROOM 112 | KIPTOPEKE INN | DISTRIBUTION | FSD | 1 | 6/28/2023 12:00:00 AM
VA3131302 | PB | PBCU | 6M | RT | Y | DS001 | LCR04 | ROOM 118 | KIPTOPEKE INN | DISTRIBUTION | FSD | 1 | 6/28/2023 12:00:00 AM
VA3131302 | PB | PBCU | 6M | RT | Y | DS001 | LCR05 | ROOM 124 | KIPTOPEKE INN | DISTRIBUTION | FSD | 1 | 6/28/2023 12:00:00 AM
VA3131302 | PB | PBCU | 6M | RT | Y | DS001 | LCR06 | ROOM 140 | KIPTOPEKE INN | DISTRIBUTION | FSD | 1 | 6/28/2023 12:00:00 AM
VA3131302 | PB | PBCU | 6M | RT | Y | DS001 | LCR07 | ROOM 146 | KIPTOPEKE INN | DISTRIBUTION | FSD | 1 | 6/28/2023 12:00:00 AM
VA3131302 | PB | PBCU | 6M | RT | Y | DS001 | LCR08 | ROOM 152 | KIPTOPEKE INN | DISTRIBUTION | FSD | 1 | 6/28/2023 12:00:00 AM
VA3131302 | PB | PBCU | 6M | RT | Y | DS001 | LCR09 | CONTINENTAL BREAKFAST ROOM | KIPTOPEKE INN | DISTRIBUTION | FSD | 1 | 6/28/2023 12:00:00 AM
VA3131302 | PB | PBCU | 6M | RT | Y | DS001 | LCR10 | KITCHEN SINK | KIPTOPEKE INN | DISTRIBUTION | FSD | 1 | 6/28/2023 12:00:00 AM
VA3131302 | TC | TC | MN | RT | Y | DS001 | TCR01 |  | KIPTOPEKE INN | DISTRIBUTION |  | 3 | 6/28/2023 12:00:00 AM
VA3131302 | GE | NIT | YR | RT | Y | EP001 | EP001 | ENTRY POINT | KIPTOPEKE INN | ENTRY POINT |  | 1 | 6/28/2023 12:00:00 AM
VA3131350 | TC | TC | MN | RT | Y | DS001 | TCR01 |  | CURTIS H JONES & SON INC MLC | DISTRIBUTION |  | 3 | 6/16/1998 12:00:00 AM
VA3131350 | GE | NIT | YR | RT | Y | EP001 | EP001 | ENTRY POINT | CURTIS H JONES & SON INC MLC | ENTRY POINT |  | 1 | 6/16/1998 12:00:00 AM
VA3131359 | TC | TC | MN | RT | Y | DS001 | TCR01 |  | KUZZENS (P C KELLAM MLC) | DISTRIBUTION |  | 3 | 6/17/1998 12:00:00 AM
VA3131359 | GE | NIT | YR | RT | Y | EP001 | EP001 | ENTRY POINT | KUZZENS (P C KELLAM MLC) | ENTRY POINT |  | 1 | 6/17/1998 12:00:00 AM
VA3131366 | TC | TC | QT | RT | Y | DS001 | TCR01 |  | KIPTOPEKE CONDOMINIUMS | DISTRIBUTION |  | 1 | 10/5/2018 12:00:00 AM
VA3131366 | GE | NIT | YR | RT | Y | EP001 | EP001 | ENTRY POINT | KIPTOPEKE CONDOMINIUMS | ENTRY POINT |  | 1 | 10/5/2018 12:00:00 AM
VA3131372 | TC | TC | QT | RT | Y | DS001 | TCR01 |  | LITTLE ITALY RESTAURANT | DISTRIBUTION |  | 1 | 1/1/2000 12:00:00 AM
VA3131373 | TC | TC | QT | RT | Y | DS001 | TCR01 |  | KIPTOPEKE STATE PARK | DISTRIBUTION SYSTEM |  | 1 | 4/21/1992 12:00:00 AM
VA3131373 | GE | NIT | YR | RT | Y | EP001 | EP001 | TANK HOUSE | KIPTOPEKE STATE PARK | ENTRY POINT |  | 1 | 4/21/1992 12:00:00 AM
VA3131373 | GE | MPN | YR | RT | Y | WL001 | RW001 | WELL #1 RAW WATER TAP | KIPTOPEKE STATE PARK | WELL |  | 1 | 4/21/1992 12:00:00 AM
VA3131374 | TC | TC | QT | RT | Y | DS001 | TCR01 |  | KIPTOPEKE STATE PARK - CABINS | DISTRIBUTION |  | 1 | 10/10/2007 12:00:00 AM
VA3131374 | GE | NIT | YR | RT | Y | EP001 | EP001 | ENTRY POINT | KIPTOPEKE STATE PARK - CABINS | ENTRY POINT |  | 1 | 10/10/2007 12:00:00 AM
VA3131374 | GE | MPN | YR | RT | Y | WL001 | RW001 | WELL HEAD | KIPTOPEKE STATE PARK - CABINS | CABINS WELL |  | 1 | 10/10/2007 12:00:00 AM
VA3131375 | PB | PBCU | 3Y | RT | Y | DS001 | LCR01 | ROOM # 1 | KIPTOPEKE ELEMENTARY SCHOOL | DISTRIBUTION SYSTEM | FSD | 1 | 2/27/1998 12:00:00 AM
VA3131375 | PB | PBCU | 3Y | RT | Y | DS001 | LCR02 | ROOM # 9 | KIPTOPEKE ELEMENTARY SCHOOL | DISTRIBUTION SYSTEM | FSD | 1 | 2/27/1998 12:00:00 AM
VA3131375 | PB | PBCU | 3Y | RT | Y | DS001 | LCR03 | ROOM # 10 | KIPTOPEKE ELEMENTARY SCHOOL | DISTRIBUTION SYSTEM | FSD | 1 | 2/27/1998 12:00:00 AM
VA3131375 | PB | PBCU | 3Y | RT | Y | DS001 | LCR04 | RM. #15 | KIPTOPEKE ELEMENTARY SCHOOL | DISTRIBUTION SYSTEM | FSD | 1 | 2/27/1998 12:00:00 AM
VA3131375 | PB | PBCU | 3Y | RT | Y | DS001 | LCR05 | RM 17 | KIPTOPEKE ELEMENTARY SCHOOL | DISTRIBUTION SYSTEM | FSD | 1 | 2/27/1998 12:00:00 AM
VA3131375 | TC | TC | MN | RT | Y | DS001 | TCR01 |  | KIPTOPEKE ELEMENTARY SCHOOL | DISTRIBUTION SYSTEM |  | 3 | 2/27/1998 12:00:00 AM
VA3131375 | GE | NIT | YR | RT | Y | EP001 | EP001 | ENTRY POINT | KIPTOPEKE ELEMENTARY SCHOOL | ENTRY POINT |  | 1 | 2/27/1998 12:00:00 AM
VA3131390 | TC | TC | QT | RT | Y | DS001 | TCR01 |  | GREAT MACHIPONGO CLAM SHACK | DISTRIBUTION SYSTEM |  | 1 | 5/12/2008 12:00:00 AM
VA3131391 | PB | PBCU | 3Y | RT | Y | DS001 | LCR010 | OFFICE HAND SINK | MCDONALD`S (CAPE CHARLES) | DISTRIBUTION | FSD | 1 | 8/15/2001 12:00:00 AM
VA3131391 | PB | PBCU | 3Y | RT | Y | DS001 | LCR020 | MEN'S RESTROOM SINK | MCDONALD`S (CAPE CHARLES) | DISTRIBUTION | FSD | 1 | 8/15/2001 12:00:00 AM
VA3131391 | PB | PBCU | 3Y | RT | Y | DS001 | LCR030 | STOCK ROOM SINK | MCDONALD`S (CAPE CHARLES) | DISTRIBUTION | FSD | 1 | 8/15/2001 12:00:00 AM
VA3131391 | PB | PBCU | 3Y | RT | Y | DS001 | LCR040 | PREP SINK | MCDONALD`S (CAPE CHARLES) | DISTRIBUTION | FSD | 1 | 8/15/2001 12:00:00 AM
VA3131391 | PB | PBCU | 3Y | RT | Y | DS001 | LCR050 | 3-COMPARTMENT SINK | MCDONALD`S (CAPE CHARLES) | DISTRIBUTION | FSD | 1 | 8/15/2001 12:00:00 AM
VA3131391 | TC | TC | MN | RT | Y | DS001 | TCR01 |  | MCDONALD`S (CAPE CHARLES) | DISTRIBUTION |  | 3 | 8/15/2001 12:00:00 AM
VA3131391 | GE | ICMT | 3Y | RT | Y | EP001 | EP001 | ENTRY POINT | MCDONALD`S (CAPE CHARLES) | ENTRY POINT |  | 1 | 8/15/2001 12:00:00 AM
VA3131391 | GE | NIT | YR | RT | Y | EP001 | EP001 | ENTRY POINT | MCDONALD`S (CAPE CHARLES) | ENTRY POINT |  | 1 | 8/15/2001 12:00:00 AM
VA3131420 | TC | TC | MN | RT | Y | DS001 | TCR01 |  | MONTESSORI-FRANKTOWN | DISTRIBUTION SYSTEM |  | 3 | 3/28/2014 12:00:00 AM
VA3131420 | GE | CYN | 3Y | RT | Y | EP001 | EP001 | ENTRY POINT | MONTESSORI-FRANKTOWN | ENTRY POINT |  | 1 | 2014-03-28
VA3131550 | GE | THH5 | YR | RT | Y | DS001 | DBP01 | HERITAGE HALL PANTRY | SHORE MEMORIAL HOSPITAL | DISTRIBUTION - HYDROTANK |  | 1 | 6/24/1977 12:00:00 AM
VA3131550 | PB | PBCU | 3Y | RT | Y | DS001 | LCR06 | HERITAGE HALL- PANTRY SINK | SHORE MEMORIAL HOSPITAL | DISTRIBUTION - HYDROTANK | FSD | 1 | 6/24/1977 12:00:00 AM
VA3131550 | PB | PBCU | 3Y | RT | Y | DS001 | LCR10 | HERITAGE HALL - WASH SINK | SHORE MEMORIAL HOSPITAL | DISTRIBUTION - HYDROTANK | FSD | 1 | 6/24/1977 12:00:00 AM
VA3131550 | PB | PBCU | 3Y | RT | Y | DS001 | LCR11 | DIALYSIS CENTER - MEN'S RESTROOM | SHORE MEMORIAL HOSPITAL | DISTRIBUTION - HYDROTANK | FSD | 1 | 6/24/1977 12:00:00 AM
VA3131550 | PB | PBCU | 3Y | RT | Y | DS001 | LCR12 | DIALYSIS CENTER - HAND WASH SINK RIGHT | SHORE MEMORIAL HOSPITAL | DISTRIBUTION - HYDROTANK | FSD | 1 | 6/24/1977 12:00:00 AM
VA3131550 | PB | PBCU | 3Y | RT | Y | DS001 | LCR13 | HERITAGE HALL - DISPOSABLE SINK | SHORE MEMORIAL HOSPITAL | DISTRIBUTION - HYDROTANK | FSD | 1 | 6/24/1977 12:00:00 AM
VA3131550 | TC | TC | MN | RT | Y | DS001 | TCR01 |  | SHORE MEMORIAL HOSPITAL | DISTRIBUTION - HYDROTANK |  | 3 | 6/24/1977 12:00:00 AM
VA3131550 | GE | NIT | YR | RT | Y | EP001 | EP001 | WELL HOUSE @ EL.TANK | SHORE MEMORIAL HOSPITAL | ENTRY POINT 1 |  | 1 | 6/24/1977 12:00:00 AM
VA3131550 | GE | VOC | YR | RT | Y | EP001 | EP001 | WELL HOUSE @ EL.TANK | SHORE MEMORIAL HOSPITAL | ENTRY POINT 1 |  | 1 | 6/24/1977 12:00:00 AM
VA3131550 | GE | MPN | YR | RT | Y | WL002 | RW002 | WELL #2 RAW WATER TAP | SHORE MEMORIAL HOSPITAL | WELL #2 |  | 1 | 6/24/1977 12:00:00 AM
VA3131552 | TC | TC | QT | RT | Y | DS001 | TCR01 |  | NORTHAMPTON COUNTY HEALTH DEPARTMENT | DISTRIBUTION |  | 1 | 2/5/1998 12:00:00 AM
VA3131554 | TC | TC | MN | RT | Y | DS001 | TCR01 |  | NORTHAMPTON COUNTY GOVERNMENT COMPLEX | DISTRIBUTION SYSTEM |  | 3 | 8/20/2004 12:00:00 AM
VA3131555 | PB | PBCU | 6M | RT | Y | DS001 | LCR001 | CAFETERIA SINK | NORTHAMPTON COUNTY COMMUNITY FACILITIES | DISTRIBUTION SYSTEM | FSD | 1 | 2/27/1998 12:00:00 AM
VA3131555 | PB | PBCU | 6M | RT | Y | DS001 | LCR002 | BOYS RESTROOM | NORTHAMPTON COUNTY COMMUNITY FACILITIES | DISTRIBUTION SYSTEM | FSD | 1 | 2/27/1998 12:00:00 AM
VA3131555 | PB | PBCU | 6M | RT | Y | DS001 | LCR005 | GIRLS RESTROOM | NORTHAMPTON COUNTY COMMUNITY FACILITIES | DISTRIBUTION SYSTEM | FSD | 1 | 2/27/1998 12:00:00 AM
VA3131555 | PB | PBCU | 6M | RT | Y | DS001 | LCR008 | CAF RR | NORTHAMPTON COUNTY COMMUNITY FACILITIES | DISTRIBUTION SYSTEM | FSD | 1 | 2/27/1998 12:00:00 AM
VA3131555 | PB | PBCU | 6M | RT | Y | DS001 | LCR009 | CAFE SINK | NORTHAMPTON COUNTY COMMUNITY FACILITIES | DISTRIBUTION SYSTEM | FSD | 1 | 2/27/1998 12:00:00 AM
VA3131555 | TC | TC | MN | RT | Y | DS001 | TCR01 |  | NORTHAMPTON COUNTY COMMUNITY FACILITIES | DISTRIBUTION SYSTEM |  | 3 | 2/27/1998 12:00:00 AM
VA3131555 | GE | NIT | YR | RT | Y | EP001 | EP001 | ENTRY POINT | NORTHAMPTON COUNTY COMMUNITY FACILITIES | ENTRY POINT |  | 1 | 2/27/1998 12:00:00 AM
VA3131610 | TC | TC | MN | RT | Y | DS001 | TCR01 |  | PEACOCK MOTOR INN | DISTRIBUTION |  | 3 | 12/7/2012 12:00:00 AM
VA3131610 | GE | NIT | YR | RT | Y | EP001 | EP001 | ENTRY POINT | PEACOCK MOTOR INN | ENTRY POINT |  | 1 | 12/7/2012 12:00:00 AM
VA3131670 | TC | TC | MN | RT | Y | DS001 | TCR01 |  | ROYAL FARMS #108 - CAPE CHARLES | DISTRIBUTION SYSTEM |  | 6 | 8/16/2017 12:00:00 AM
VA3131670 | GE | NIT | YR | RT | Y | EP001 | EP001 | ENTRY POINT | ROYAL FARMS #108 - CAPE CHARLES | ENTRY POINT |  | 1 | 8/16/2017 12:00:00 AM
VA3131670 | GE | MPN | YR | RT | Y | WL001 | RW001 | WELL | ROYAL FARMS #108 - CAPE CHARLES | WELL |  | 1 | 8/16/2017 12:00:00 AM
VA3131825 | TC | TC | QT | RT | Y | DS001 | TCR01 |  | SHORE STOP #204 | DISTRIBUTION SYSTEM |  | 1 | 12/14/2017 12:00:00 AM
VA3131825 | GE | NIT | YR | RT | Y | EP001 | EP001 | ENTRY POINT | SHORE STOP #204 | ENTRY POINT |  | 1 | 12/14/2017 12:00:00 AM
VA3131825 | GE | MPN | YR | RT | Y | WL001 | RW001 | WELL | SHORE STOP #204 | WELL |  | 1 | 12/14/2017 12:00:00 AM
VA3131850 | TC | TC | QT | RT | Y | DS001 | TCR01 |  | CAMP SILVER BEACH (YMCA) | DISTRIBUTION |  | 1 | 1/1/1997 12:00:00 AM
VA3131851 | TC | TC | MN | RT | Y | DS001 | TCR01 |  | STANLEY MOBILE HOME PARK - NORTH | DISTRIBUTION SYSTEM |  | 3 | 12/11/2017 12:00:00 AM
VA3131852 | TC | TC | MN | RT | Y | DS001 | TCR01 |  | STANLEY MOBILE HOME PARK - SOUTH | DISTRIBUTION SYSTEM |  | 3 | 10/13/2009 12:00:00 AM
VA3131855 | TC | TC | MN | RT | Y | DS001 | TCR01 |  | KUZZENS (KMC) | DISTRIBUTION |  | 3 | 6/16/1998 12:00:00 AM
VA3131855 | GE | NIT | YR | RT | Y | EP001 | EP001 | ENTRY POINT | KUZZENS (KMC) | ENTRY POINT |  | 1 | 6/16/1998 12:00:00 AM
VA3131855 | GE | MPN | YR | RT | Y | WL002 | RW002 | RAW TAP | KUZZENS (KMC) | WELL 2 |  | 1 | 6/16/1998 12:00:00 AM
VA3131855 | GE | MPN | YR | RT | Y | WL003 | RW003 | WELL 3 | KUZZENS (KMC) | WELL 3 |  | 1 | 6/16/1998 12:00:00 AM
VA3131857 | TC | TC | QT | RT | Y | DS001 | TCR01 |  | UVA LONG TERM ECOLOGICAL RESEARCH CENTER | DISTRIBUTION SYSTEM |  | 1 | 11/3/2006 12:00:00 AM
VA3131857 | GE | NIT | YR | RT | Y | EP001 | EP001 | ENTRY POINT | UVA LONG TERM ECOLOGICAL RESEARCH CENTER | ENTRY POINT |  | 1 | 11/3/2006 12:00:00 AM
VA3131875 | PB | PBCU | YR | RT | Y | DS001 | LCR001 | FACULTY WORKROOM 1 | OCCOHANNOCK ELEMENTARY SCHOOL | DISTRIBUTION SYSTEM | FSD | 1 | 2/27/1998 12:00:00 AM
VA3131875 | PB | PBCU | YR | RT | Y | DS001 | LCR002 | ROOM 26 | OCCOHANNOCK ELEMENTARY SCHOOL | DISTRIBUTION SYSTEM | FSD | 1 | 2/27/1998 12:00:00 AM
VA3131875 | PB | PBCU | YR | RT | Y | DS001 | LCR003 | PRODUCTION ROOM | OCCOHANNOCK ELEMENTARY SCHOOL | DISTRIBUTION SYSTEM | FSD | 1 | 2/27/1998 12:00:00 AM
VA3131875 | PB | PBCU | YR | RT | Y | DS001 | LCR004 | FACULTY WORKROOM 2 | OCCOHANNOCK ELEMENTARY SCHOOL | DISTRIBUTION SYSTEM | FSD | 1 | 2/27/1998 12:00:00 AM
VA3131875 | PB | PBCU | YR | RT | Y | DS001 | LCR005 | ROOM 10 | OCCOHANNOCK ELEMENTARY SCHOOL | DISTRIBUTION SYSTEM | FSD | 1 | 2/27/1998 12:00:00 AM
VA3131875 | TC | TC | MN | RT | Y | DS001 | TCR01 |  | OCCOHANNOCK ELEMENTARY SCHOOL | DISTRIBUTION SYSTEM |  | 3 | 2/27/1998 12:00:00 AM
VA3131875 | GE | ICMT | 3Y | RT | Y | EP001 | EP001 | ENTRY POINT | OCCOHANNOCK ELEMENTARY SCHOOL | ENTRY POINT |  | 1 | 2/27/1998 12:00:00 AM
VA3131875 | GE | NIT | YR | RT | Y | EP001 | EP001 | ENTRY POINT | OCCOHANNOCK ELEMENTARY SCHOOL | ENTRY POINT |  | 1 | 2/27/1998 12:00:00 AM
VA3131980 | TC | TC | MN | RT | Y | DS001 | TCR01 |  | YIANNI`S | DISTRIBUTION SYSTEM |  | 3 | 2/14/2018 12:00:00 AM
VA3131985 | TC | TC | QT | RT | Y | DS001 | TCR01 |  | YMCA - CAPE CHARLES | DISTRIBUTION SYSTEM |  | 1 | 6/2/2021 12:00:00 AM
VA3131985 | GE | NIT | YR | RT | Y | EP001 | EP001 | ENTRY POINT TAP | YMCA - CAPE CHARLES | ENTRY POINT TAP |  | 1 | 6/2/2021 12:00:00 AM
VA3149050 | GE | THH5 | YR | RT | Y | DS001 | DBP01 | 7417 ALLSTATE DR | BEXLEY PARK | BEXLEY PARK |  | 1 | 3/17/1998 12:00:00 AM
VA3149050 | TC | TC | MN | RT | Y | DS001 | TCR01 |  | BEXLEY PARK | BEXLEY PARK |  | 3 | 3/17/1998 12:00:00 AM
VA3149050 | GE | ICMT | 3Y | RT | Y | EP001 | EP001 | HYDRO TANK TAP | BEXLEY PARK | ENTRY POINT |  | 1 | 3/17/1998 12:00:00 AM
VA3149050 | GE | NIT | YR | RT | Y | EP001 | EP001 | HYDRO TANK TAP | BEXLEY PARK | ENTRY POINT |  | 1 | 3/17/1998 12:00:00 AM
VA3149050 | GE | MPN | YR | RT | Y | WL002 | RW002 | RAW TAP | BEXLEY PARK | DRILLED WELL |  | 1 | 3/17/1998 12:00:00 AM
VA3149050 | GE | MPN | YR | RT | Y | WL004 | RW004 | WELL 4 FRONT OF OFFI | BEXLEY PARK | WELL 4 FRONT OF OFFICE NORTH |  | 1 | 3/17/1998 12:00:00 AM
VA3149050 | GE | MPN | YR | RT | Y | WL005 | RW005 | WELL 5 FRONT OF OFFI | BEXLEY PARK | WELL 5 FRONT OF OFFICE SOUTH |  | 1 | 3/17/1998 12:00:00 AM
VA3149130 | TC | TC | MN | RT | Y | DS001 | TCR01 |  | BREEZE-IN # 9 | DISTRIBUTION SYSTEM |  | 3 | 5/15/2003 12:00:00 AM
VA3149163 | TC | TC | MN | RT | Y | DS001 | TCR01 |  | CEDARWOOD | CEDARWOOD |  | 3 | 3/17/1998 12:00:00 AM
VA3149163 | GE | MPN | YR | RT | Y | WL001 | RW001 | WELL RAW WATER TAP | CEDARWOOD | DRILLED WELL |  | 1 | 3/17/1998 12:00:00 AM
VA3149210 | TC | TC | MN | RT | Y | DS001 | TCR01 |  | SPN, CORP.- LIGHTHOUSE/QUALITY INN | AMIR, INC-LIGHTHOUSE/COMFORT INN |  | 3 | 9/28/2017 12:00:00 AM
VA3149210 | GE | VOC | 3Y | RT | Y | EP001 | EP001 | ENTRY POINT | SPN, CORP.- LIGHTHOUSE/QUALITY INN | ENTRY POINT - WELLS 1&2 |  | 1 | 9/28/2017 12:00:00 AM
VA3149243 | TC | TC | QT | RT | Y | DS001 | TCR01 |  | CIRCLE D MART | CIRCLE D MART |  | 1 | 8/3/2004 12:00:00 AM
VA3149244 | TC | TC | QT | RT | Y | DS001 | TCR01 |  | DOLLAR GENERAL - MOODY ROAD | DISTRIBUTION SYSTEM |  | 1 | 8/11/2020 12:00:00 AM
VA3149246 | TC | TC | QT | RT | Y | DS001 | TCR01 |  | RAMS TRAVEL PLAZA | DISTRIBUTION SYSTEM |  | 1 | 12/3/2020 12:00:00 AM
VA3149247 | GE | CHLO | QT | RT | Y | DS001 | DBP05 | 1ST CUSTOMER PS 8801 | FT GREGG-ADAMS (FT LEE) | DISTRIBUTION SYSTEM |  | 1 | 11/13/2001 12:00:00 AM
VA3149247 | GE | CHLO | QT | RT | Y | DS001 | DBP06 | AVG RES 8130 ADAMS | FT GREGG-ADAMS (FT LEE) | DISTRIBUTION SYSTEM |  | 1 | 11/13/2001 12:00:00 AM
VA3149247 | GE | CHLO | QT | RT | Y | DS001 | DBP07 | 9040 BATTLE | FT GREGG-ADAMS (FT LEE) | DISTRIBUTION SYSTEM |  | 1 | 11/13/2001 12:00:00 AM
VA3149247 | GE | THH5 | QT | RT | Y | DS001 | DS003 | 1821 HARRISON AVE | FT GREGG-ADAMS (FT LEE) | DISTRIBUTION SYSTEM |  | 1 | 11/13/2001 12:00:00 AM
VA3149247 | GE | THH5 | QT | RT | Y | DS001 | DS009 | BLDG 15014 ON 5TH | FT GREGG-ADAMS (FT LEE) | DISTRIBUTION SYSTEM |  | 1 | 11/13/2001 12:00:00 AM
VA3149247 | GE | THH5 | QT | RT | Y | DS001 | DS010 | 759 JACKSON CIRCLE | FT GREGG-ADAMS (FT LEE) | DISTRIBUTION SYSTEM |  | 1 | 11/13/2001 12:00:00 AM
VA3149247 | GE | THH5 | QT | RT | Y | DS001 | EP002 | 1609 PS - 2 | FT GREGG-ADAMS (FT LEE) | DISTRIBUTION SYSTEM |  | 1 | 11/13/2001 12:00:00 AM
VA3149247 | TC | TC | MN | RT | Y | DS001 | TCR01 |  | FT GREGG-ADAMS (FT LEE) | DISTRIBUTION SYSTEM |  | 90 | 11/13/2001 12:00:00 AM
VA3149251 | TC | TC | QT | RT | Y | DS001 | TCR01 |  | JORDAN POINT YACHT HAVEN | DISTRIBUTION SYSTEM |  | 1 | 11/8/2017 12:00:00 AM
VA3149251 | GE | MPN | YR | RT | Y | WL002 | RW002 | WELL 2 RAW | JORDAN POINT YACHT HAVEN | DRILLED WELL |  | 1 | 11/8/2017 12:00:00 AM
VA3149280 | TC | TC | MN | RT | Y | DS001 | TCR01 |  | ROUTE 301 SYSTEM | DISTRIBUTION SYSTEM |  | 3 | 12/25/1998 12:00:00 AM
VA3149280 | GE | CYN | 9Y | RT | Y | EP001 | EP001 | HAMPTON INN EP | ROUTE 301 SYSTEM | ENTRY POINT 1 |  | 1 | 12/25/1998 12:00:00 AM
VA3149280 | GE | ICMT | 3Y | RT | Y | EP001 | EP001 | HAMPTON INN EP | ROUTE 301 SYSTEM | ENTRY POINT 1 |  | 1 | 12/25/1998 12:00:00 AM
VA3149280 | GE | CYN | 9Y | RT | Y | EP002 | EP002 | DAYS INN ENTRY POINT | ROUTE 301 SYSTEM | ENTRY POINT 2 |  | 1 | 12/25/1998 12:00:00 AM
VA3149280 | GE | ICMT | 3Y | RT | Y | EP002 | EP002 | DAYS INN ENTRY POINT | ROUTE 301 SYSTEM | ENTRY POINT 2 |  | 1 | 12/25/1998 12:00:00 AM
VA3149280 | GE | MPN | YR | RT | Y | WL001 | RW001 | RAW TAP | ROUTE 301 SYSTEM | WELL 1 (HAMPTON INN) |  | 1 | 12/25/1998 12:00:00 AM
VA3149280 | GE | MPN | YR | RT | Y | WL002 | RW002 | WELL 2 (DAYS INN) | ROUTE 301 SYSTEM | WELL 2 (DAYS INN) |  | 1 | 12/25/1998 12:00:00 AM
VA3149295 | TC | TC | MN | RT | Y | DS001 | TCR01 |  | SALEM BROTHERS MINI MART | SALEM BROTHERS MINI MART |  | 3 | 8/3/2004 12:00:00 AM
VA3149300 | TC | TC | MN | RT | Y | DS001 | TCR01 |  | DAVID HARRISON ELEM SCHOOL | DAVID HARRISON ELEM SCHOOL |  | 3 | 3/17/1998 12:00:00 AM
VA3149300 | GE | NIT | YR | RT | Y | EP001 | EP001 | ENTRY POINT | DAVID HARRISON ELEM SCHOOL | ENTRY POINT |  | 1 | 3/17/1998 12:00:00 AM
VA3149300 | GE | VOC | YR | RT | Y | EP001 | EP001 | ENTRY POINT | DAVID HARRISON ELEM SCHOOL | ENTRY POINT |  | 1 | 3/17/1998 12:00:00 AM
VA3149370 | TC | TC | MN | RT | Y | DS001 | TCR01 |  | VA DEPT OF TRANSPORTATION I-95 REST AREA | DISTRIBUTION SYSTEM |  | 6 | 12/31/1997 12:00:00 AM
VA3149370 | GE | NIT | YR | RT | Y | EP001 | EP001 | ENTRY POINT | VA DEPT OF TRANSPORTATION I-95 REST AREA | ENTRY POINT |  | 1 | 12/31/1997 12:00:00 AM
VA3149370 | GE | MPN | YR | RT | Y | WL001 | RW001 | RAW TAP | VA DEPT OF TRANSPORTATION I-95 REST AREA | WELL |  | 1 | 12/31/1997 12:00:00 AM
VA3149440 | TC | TC | MN | RT | Y | DS001 | TCR01 |  | SUNSET COVE COUNTRY CLUB | SUNSET COVE COUNTRY CLUB |  | 3 | 6/28/2023 12:00:00 AM
VA3149440 | GE | NIT | YR | RT | Y | EP001 | EP001 | ENTRY POINT | SUNSET COVE COUNTRY CLUB | ENTRY POINT |  | 1 | 6/28/2023 12:00:00 AM
VA3149510 | TC | TC | MN | RT | Y | DS001 | TCR01 |  | CLAYTON MANNING MOBILE HOME ESTATES | DISTRIBUTION SYSTEM |  | 3 | 3/17/1998 12:00:00 AM
VA3149510 | GE | NIT | YR | RT | Y | EP003 | EP003 | WELL 3 ENTRY POINT | CLAYTON MANNING MOBILE HOME ESTATES | WELL 3 ENTRY POINT |  | 1 | 3/17/1998 12:00:00 AM
VA3149510 | GE | VOC | 3Y | RT | Y | EP003 | EP003 | WELL 3 ENTRY POINT | CLAYTON MANNING MOBILE HOME ESTATES | WELL 3 ENTRY POINT |  | 1 | 3/17/1998 12:00:00 AM
VA3149510 | GE | MPN | YR | RT | Y | WL003 | RW003 | WELL 3 RAW WATER | CLAYTON MANNING MOBILE HOME ESTATES | DRILLED WELL 3 (BACK OF PARK) |  | 1 | 3/17/1998 12:00:00 AM
VA3149545 | TC | TC | MN | RT | Y | DS001 | TCR01 |  | NORTH ELEMENTARY SCHOOL (NEW) | DISTRIBUTION SYSTEM |  | 3 | 7/27/2009 12:00:00 AM
VA3149550 | TC | TC | QT | RT | Y | DS001 | TCR01 |  | OLD STAGE ROAD CENTER | DISTRIBUTION SYSTEM |  | 1 | 3/19/1998 12:00:00 AM
VA3149550 | GE | NIT | YR | RT | Y | EP001 | EP001 | SAMPLE TAP | OLD STAGE ROAD CENTER | ENTRY POINT |  | 1 | 3/19/1998 12:00:00 AM
VA3149570 | PB | PBCU | 3Y | RT | Y | DS001 | LCR02 | HAND SINK BY ICE MACH. (KITCH.) | COUNTRY CLUB OF PETERSBURG INC | COUNTRY CLUB OF PETERSBURG INC | FSD | 1 | 5/4/2006 12:00:00 AM
VA3149570 | PB | PBCU | 3Y | RT | Y | DS001 | LCR03 | HAND SINK BY EXIT SIGN (KITCH.) | COUNTRY CLUB OF PETERSBURG INC | COUNTRY CLUB OF PETERSBURG INC | FSD | 1 | 5/4/2006 12:00:00 AM
VA3149570 | PB | PBCU | 3Y | RT | Y | DS001 | LCR06 | BAR SINK (SPORTS BAR) | COUNTRY CLUB OF PETERSBURG INC | COUNTRY CLUB OF PETERSBURG INC | FSD | 1 | 5/4/2006 12:00:00 AM
VA3149570 | PB | PBCU | 3Y | RT | Y | DS001 | LCR07 | TENNIS BLDG. - B/R SINK | COUNTRY CLUB OF PETERSBURG INC | COUNTRY CLUB OF PETERSBURG INC | FSD | 1 | 5/4/2006 12:00:00 AM
VA3149570 | PB | PBCU | 3Y | RT | Y | DS001 | LCR08 | MAINTENANCE SHED - B/R SINK | COUNTRY CLUB OF PETERSBURG INC | COUNTRY CLUB OF PETERSBURG INC | FSD | 1 | 5/4/2006 12:00:00 AM
VA3149570 | TC | TC | MN | RT | Y | DS001 | TCR01 |  | COUNTRY CLUB OF PETERSBURG INC | COUNTRY CLUB OF PETERSBURG INC |  | 3 | 5/4/2006 12:00:00 AM
VA3149570 | GE | NIT | YR | RT | Y | EP001 | EP001 | ENTRY POINT | COUNTRY CLUB OF PETERSBURG INC | WELL ENTRY POINT |  | 1 | 5/4/2006 12:00:00 AM
VA3149570 | GE | MPN | YR | RT | Y | WL001 | RW001 | DEEP WELL | COUNTRY CLUB OF PETERSBURG INC | DEEP WELL |  | 1 | 5/4/2006 12:00:00 AM
VA3149620 | GE | THH5 | YR | RT | Y | DS001 | DBP01 | 5108 BICKINGS LANE | PRINCE GEORGE WOODS ESTATES | PRINCE GEORGE WOODS ESTATES |  | 1 | 3/20/1998 12:00:00 AM
VA3149620 | TC | TC | MN | RT | Y | DS001 | TCR01 |  | PRINCE GEORGE WOODS ESTATES | PRINCE GEORGE WOODS ESTATES |  | 3 | 3/20/1998 12:00:00 AM
VA3149620 | GE | NIT | YR | RT | Y | EP001 | EP001 | ENTRY POINT | PRINCE GEORGE WOODS ESTATES | ENTRY POINT |  | 1 | 3/20/1998 12:00:00 AM
VA3149620 | GE | MPN | YR | RT | Y | WL001 | RW001 | WELL RAW WATER | PRINCE GEORGE WOODS ESTATES | DRILLED WELL |  | 1 | 3/20/1998 12:00:00 AM
VA3149700 | GE | CHLO | QT | RT | Y | DS001 | DBP02 | 1701 TEMPLE PKWY. | PUDDLEDOCK ROAD | DISTRIBUTION SYSTEM |  | 1 | 3/24/1998 12:00:00 AM
VA3149700 | GE | CHLO | QT | RT | Y | DS001 | DBP03 | 5404 ALLIN RD. | PUDDLEDOCK ROAD | DISTRIBUTION SYSTEM |  | 1 | 3/24/1998 12:00:00 AM
VA3149700 | GE | CHLO | QT | RT | Y | DS001 | DBP04 | 6130 COUNTY DRIVE | PUDDLEDOCK ROAD | DISTRIBUTION SYSTEM |  | 1 | 3/24/1998 12:00:00 AM
VA3149700 | GE | THH5 | QT | RT | Y | DS001 | DBP04 | 6130 COUNTY DRIVE | PUDDLEDOCK ROAD | DISTRIBUTION SYSTEM |  | 1 | 3/24/1998 12:00:00 AM
VA3149700 | GE | THH5 | QT | RT | Y | DS001 | DBP05 | 4345 MARTINSON LANE | PUDDLEDOCK ROAD | DISTRIBUTION SYSTEM |  | 1 | 3/24/1998 12:00:00 AM
VA3149700 | TC | TC | MN | RT | Y | DS001 | TCR01 |  | PUDDLEDOCK ROAD | DISTRIBUTION SYSTEM |  | 30 | 3/24/1998 12:00:00 AM
VA3149840 | TC | TC | MN | RT | Y | DS001 | TCR01 |  | RIVERS EDGE SUBDIVISION | RIVERS EDGE DEPT UTILS |  | 3 | 3/20/1998 12:00:00 AM
VA3149840 | GE | NIT | YR | RT | Y | EP001 | EP001 | BICORS ROAD ENTRY PO | RIVERS EDGE SUBDIVISION | BICORS ROAD ENTRY POINT |  | 1 | 3/20/1998 12:00:00 AM
VA3149840 | GE | RADA | 3Y | RT | Y | EP001 | EP001 | BICORS ROAD ENTRY PO | RIVERS EDGE SUBDIVISION | BICORS ROAD ENTRY POINT |  | 1 | 3/20/1998 12:00:00 AM
VA3149840 | GE | NIT | YR | RT | Y | EP002 | EP002 | LIVERMAN ROAD EP | RIVERS EDGE SUBDIVISION | LIVERMAN ROAD ENTRY POINT |  | 1 | 3/20/1998 12:00:00 AM
VA3149840 | GE | RADA | 3Y | RT | Y | EP002 | EP002 | LIVERMAN ROAD EP | RIVERS EDGE SUBDIVISION | LIVERMAN ROAD ENTRY POINT |  | 1 | 3/20/1998 12:00:00 AM
VA3149846 | PB | PBCU | 3Y | RT | Y | DS001 | PB001 | CROSSOVER HALL SINK | ROWANTY TECHNICAL CENTER | DISTRIBUTION SYSTEM | FSD | 1 | 3/20/1998 12:00:00 AM
VA3149846 | PB | PBCU | 3Y | RT | Y | DS001 | PB002 | MAINT.SINK UP FRNT | ROWANTY TECHNICAL CENTER | DISTRIBUTION SYSTEM | FSD | 1 | 3/20/1998 12:00:00 AM
VA3149846 | PB | PBCU | 3Y | RT | Y | DS001 | PB003 | FRONT OFFICE SINK | ROWANTY TECHNICAL CENTER | DISTRIBUTION SYSTEM | FSD | 1 | 3/20/1998 12:00:00 AM
VA3149846 | PB | PBCU | 3Y | RT | Y | DS001 | PB004 | HORT. BTHRM SINK | ROWANTY TECHNICAL CENTER | DISTRIBUTION SYSTEM | FSD | 1 | 3/20/1998 12:00:00 AM
VA3149846 | PB | PBCU | 3Y | RT | Y | DS001 | PB005 | MASONRY BTHRM SINK | ROWANTY TECHNICAL CENTER | DISTRIBUTION SYSTEM | FSD | 1 | 3/20/1998 12:00:00 AM
VA3149846 | TC | TC | MN | RT | Y | DS001 | TCR01 |  | ROWANTY TECHNICAL CENTER | DISTRIBUTION SYSTEM |  | 3 | 3/20/1998 12:00:00 AM
VA3149846 | GE | IOCA | 3Y | RT | Y | EP001 | EP001 | HYDRO SAMPLE TAP | ROWANTY TECHNICAL CENTER | ENTRY POINT |  | 1 | 3/20/1998 12:00:00 AM
VA3149846 | GE | NIT | YR | RT | Y | EP001 | EP001 | HYDRO SAMPLE TAP | ROWANTY TECHNICAL CENTER | ENTRY POINT |  | 1 | 3/20/1998 12:00:00 AM
VA3149850 | TC | TC | MN | RT | Y | DS001 | TCR01 |  | SOUTH ELEMENTARY SCHOOL | SOUTH ELEMENTARY SCHOOL |  | 3 | 3/20/1998 12:00:00 AM
VA3149850 | GE | VOC | YR | RT | Y | EP001 | EP001 | HYDRO TANK TAP | SOUTH ELEMENTARY SCHOOL | ENTRY POINT |  | 1 | 3/20/1998 12:00:00 AM
VA3149860 | TC | TC | QT | RT | Y | DS001 | TCR01 |  | SOUTH FORTY CAMP RESORT | SOUTH FORTY KOA |  | 2 | 8/3/2004 12:00:00 AM
VA3149860 | GE | NIT | YR | RT | Y | EP001 | EP001 | NORTH WELL ENTRY PT | SOUTH FORTY CAMP RESORT | NORTH WELL ENTRY POINT |  | 1 | 8/3/2004 12:00:00 AM
VA3149860 | GE | NIT | YR | RT | Y | EP002 | EP002 | SOUTH WELL ENTRY PT | SOUTH FORTY CAMP RESORT | SOUTH WELL ENTRY POINT |  | 1 | 8/3/2004 12:00:00 AM
VA3149860 | GE | MPN | YR | RT | Y | WL001 | RW001 | NORTH WELL | SOUTH FORTY CAMP RESORT | NORTH WELL |  | 1 | 8/3/2004 12:00:00 AM
VA3149860 | GE | MPN | YR | RT | Y | WL002 | RW001 | SOUTH WELL | SOUTH FORTY CAMP RESORT | SOUTH WELL |  | 1 | 8/3/2004 12:00:00 AM
VA3149870 | TC | TC | MN | RT | Y | DS001 | TCR01 |  | SIMPSONS COUNTRY CENTER | DISTRIBUTION |  | 3 | 5/17/2023 12:00:00 AM
VA3149950 | GE | THH5 | YR | RT | Y | DS001 | DBP01 | 11618 RED GATE DRIVE | WILDWOOD FARMS | DISTRIBUTION SYSTEM |  | 1 | 3/19/1998 12:00:00 AM
VA3149950 | PB | PBCU | 3Y | RT | Y | DS001 | LCR04 | 11301 WALTON LAKE ROAD | WILDWOOD FARMS | DISTRIBUTION SYSTEM | FSD | 1 | 3/19/1998 12:00:00 AM
VA3149950 | PB | PBCU | 3Y | RT | Y | DS001 | LCR06 | 3505 LUNDIE LANE | WILDWOOD FARMS | DISTRIBUTION SYSTEM | FSD | 1 | 3/19/1998 12:00:00 AM
VA3149950 | PB | PBCU | 3Y | RT | Y | DS001 | LCR07 | 3505 HUCK FINN COURT | WILDWOOD FARMS | DISTRIBUTION SYSTEM | FSD | 1 | 3/19/1998 12:00:00 AM
VA3149950 | PB | PBCU | 3Y | RT | Y | DS001 | LCR09 | 11403 WILLOW LANE | WILDWOOD FARMS | DISTRIBUTION SYSTEM | FSD | 1 | 3/19/1998 12:00:00 AM
VA3149950 | PB | PBCU | 3Y | RT | Y | DS001 | LCR10 | 11643 RED CEDAR DRIVE | WILDWOOD FARMS | DISTRIBUTION SYSTEM | FSD | 1 | 3/19/1998 12:00:00 AM
VA3149950 | PB | PBCU | 3Y | RT | Y | DS001 | LCR14 | 3515 LUNDIE LANE | WILDWOOD FARMS | DISTRIBUTION SYSTEM | FSD | 1 | 3/19/1998 12:00:00 AM
VA3149950 | PB | PBCU | 3Y | RT | Y | DS001 | LCR15 | 10893 SWEET GUM LANE | WILDWOOD FARMS | DISTRIBUTION SYSTEM | FSD | 1 | 3/19/1998 12:00:00 AM
VA3149950 | PB | PBCU | 3Y | RT | Y | DS001 | LCR17 | 11636 RED CEDAR DRIVE | WILDWOOD FARMS | DISTRIBUTION SYSTEM | FSD | 1 | 3/19/1998 12:00:00 AM
VA3149950 | PB | PBCU | 3Y | RT | Y | DS001 | LCR19 | 4324 RED CEDAR COURT | WILDWOOD FARMS | DISTRIBUTION SYSTEM | FSD | 1 | 3/19/1998 12:00:00 AM
VA3149950 | PB | PBCU | 3Y | RT | Y | DS001 | LCR20 | 11426 WALTON LAKE ROAD | WILDWOOD FARMS | DISTRIBUTION SYSTEM | FSD | 1 | 3/19/1998 12:00:00 AM
VA3149950 | TC | TC | MN | RT | Y | DS001 | TCR01 |  | WILDWOOD FARMS | DISTRIBUTION SYSTEM |  | 6 | 3/19/1998 12:00:00 AM
VA3149950 | GE | MPN | YR | RT | Y | WL001 | WL001 | WELL HEAD | WILDWOOD FARMS | WELL ONE (LARGE WELLHOUSE) |  | 1 | 3/19/1998 12:00:00 AM
VA3149950 | GE | MPN | YR | RT | Y | WL002 | WL002 | WELL HEAD | WILDWOOD FARMS | WELL TWO (SMALL WELLHOUSE) |  | 1 | 3/19/1998 12:00:00 AM
VA3149958 | TC | TC | MN | RT | Y | DS001 | TCR01 |  | HOLY MACKEREL | HOLY MACKEREL |  | 3 | 6/28/2023 12:00:00 AM
VA3149958 | GE | NIT | YR | RT | Y | EP001 | EP001 | 3-BASIN SINK TAP | HOLY MACKEREL | EP-WELL |  | 1 | 6/28/2023 12:00:00 AM
VA3149960 | TC | TC | MN | RT | Y | DS001 | TCR01 |  | CLAYTON WHISPERING WINDS MHE | DISTRIBUTION SYSTEM |  | 3 | 3/19/1998 12:00:00 AM
VA3149960 | GE | CYN | 9Y | RT | Y | EP001 | EP001 | WELL 1 EP | CLAYTON WHISPERING WINDS MHE | WELL 1 ENTRY POINT NEXT TO HOUSE |  | 1 | 3/19/1998 12:00:00 AM
VA3149960 | GE | NIT | YR | RT | Y | EP001 | EP001 | WELL 1 EP | CLAYTON WHISPERING WINDS MHE | WELL 1 ENTRY POINT NEXT TO HOUSE |  | 1 | 3/19/1998 12:00:00 AM
VA3149960 | GE | VOC | 3Y | RT | Y | EP001 | EP001 | WELL 1 EP | CLAYTON WHISPERING WINDS MHE | WELL 1 ENTRY POINT NEXT TO HOUSE |  | 1 | 3/19/1998 12:00:00 AM
VA3149960 | GE | NIT | YR | RT | Y | EP004 | EP004 | WELL 4 ENTRY POINT | CLAYTON WHISPERING WINDS MHE | WELL 4 ENTRY POINT |  | 1 | 3/19/1998 12:00:00 AM
VA3149960 | GE | VOC | 3Y | RT | Y | EP004 | EP004 | WELL 4 ENTRY POINT | CLAYTON WHISPERING WINDS MHE | WELL 4 ENTRY POINT |  | 1 | 3/19/1998 12:00:00 AM
VA3175007 | GE | THH5 | YR | RT | Y | DS001 | DBP01 | CULDESAC (FH) | AGRI-BUSINESS INDUSTRIAL PARK | AGRI-BUSINESS DS |  | 1 | 6/10/1998 12:00:00 AM
VA3175007 | TC | TC | MN | RT | Y | DS001 | TCR01 |  | AGRI-BUSINESS INDUSTRIAL PARK | AGRI-BUSINESS DS |  | 3 | 6/10/1998 12:00:00 AM
VA3175007 | GE | VOC | QT | RT | Y | EP001 | EP001 | AT TANK | AGRI-BUSINESS INDUSTRIAL PARK | ENTRY POINT |  | 1 | 6/10/1998 12:00:00 AM
VA3175007 | GE | MPN | YR | RT | Y | WL002 | RW002 | AGB-2 OUTSIDE | AGRI-BUSINESS INDUSTRIAL PARK | AGB-2-OUTSIDE |  | 1 | 6/10/1998 12:00:00 AM
VA3175010 | TC | TC | QT | RT | Y | DS001 | TCR01 |  | AGRI-CIVIC CENTER | DISTRIBUTION SYSTEM |  | 1 | 10/25/2005 12:00:00 AM
VA3175010 | GE | NIT | YR | RT | Y | EP001 | EP001 | TANK | AGRI-CIVIC CENTER | ENTRY POINT |  | 1 | 10/25/2005 12:00:00 AM
VA3175020 | PB | PBCU | 3Y | RT | Y | DS001 | LCR001 | WAREHOUSE MEN'S ROOM | BELMONT PEANUTS | DS001 | FSD | 1 | 4/4/2020 12:00:00 AM
VA3175020 | PB | PBCU | 3Y | RT | Y | DS001 | LCR002 | WAREHOUSE WOMEN'S ROOM | BELMONT PEANUTS | DS001 | FSD | 1 | 4/4/2020 12:00:00 AM
VA3175020 | PB | PBCU | 3Y | RT | Y | DS001 | LCR003 | RETAIL MEN'S ROOM | BELMONT PEANUTS | DS001 | FSD | 1 | 4/4/2020 12:00:00 AM
VA3175020 | PB | PBCU | 3Y | RT | Y | DS001 | LCR004 | RETAIL WOMEN'S ROOM | BELMONT PEANUTS | DS001 | FSD | 1 | 4/4/2020 12:00:00 AM
VA3175020 | PB | PBCU | 3Y | RT | Y | DS001 | LCR005 | KITCHEN HAND SINK | BELMONT PEANUTS | DS001 | FSD | 1 | 4/4/2020 12:00:00 AM
VA3175020 | TC | TC | MN | RT | Y | DS001 | TCR01 |  | BELMONT PEANUTS | DS001 |  | 3 | 4/4/2020 12:00:00 AM
VA3175020 | GE | NIT | YR | RT | Y | EP001 | EP001 | ENTRY POINT | BELMONT PEANUTS | ENTRY POINT |  | 1 | 4/4/2020 12:00:00 AM
VA3175020 | GE | VOC | YR | RT | Y | EP001 | EP001 | ENTRY POINT | BELMONT PEANUTS | ENTRY POINT |  | 1 | 4/4/2020 12:00:00 AM
VA3175020 | GE | IOCA | 3Y | RT | Y | EP001 | EP001 | ENTRY POINT | BELMONT PEANUTS | ENTRY POINT |  | 1 | 2020-04-04
VA3175020 | GE | META | 3Y | RT | Y | EP001 | EP001 | ENTRY POINT | BELMONT PEANUTS | ENTRY POINT |  | 1 | 2020-04-04
VA3175100 | GE | THH5 | YR | RT | Y | DS001 | DBP09 | 33344 BRANCH BRIDGE STREET | BOYKINS-BRANCHVILLE SYSTEM | DISTRIBUTION |  | 1 | 5/1/1999 12:00:00 AM
VA3175100 | TC | TC | MN | RT | Y | DS001 | TCR01 |  | BOYKINS-BRANCHVILLE SYSTEM | DISTRIBUTION |  | 6 | 5/1/1999 12:00:00 AM
VA3175100 | GE | NIT | YR | RT | Y | EP001 | EP001 | COMMERCE STREET | BOYKINS-BRANCHVILLE SYSTEM | COMMERCE ST ENTRY POINT |  | 1 | 5/1/1999 12:00:00 AM
VA3175100 | GE | NIT | YR | RT | Y | EP002 | EP002 | BRYANT STREET | BOYKINS-BRANCHVILLE SYSTEM | BRYANT ST ENTRY POINT |  | 1 | 5/1/1999 12:00:00 AM
VA3175100 | GE | NIT | YR | RT | Y | EP003 | EP003 | BRANCHVILLE | BOYKINS-BRANCHVILLE SYSTEM | BRANCHVILLE ENTRY POINT |  | 1 | 5/1/1999 12:00:00 AM
VA3175100 | GE | MPN | YR | RT | Y | WL001 | RW001 | WELL #1-BOYKINS | BOYKINS-BRANCHVILLE SYSTEM | WELL NO. 1 (BOYKINS) |  | 1 | 5/1/1999 12:00:00 AM
VA3175100 | GE | MPN | YR | RT | Y | WL002 | RW002 | WELL #2-BOYKINS | BOYKINS-BRANCHVILLE SYSTEM | WELL NO. 2 (BOYKINS) |  | 1 | 5/1/1999 12:00:00 AM
VA3175100 | GE | MPN | YR | RT | Y | WL003 | RW003 | WELL #3-BRANCHVILLE | BOYKINS-BRANCHVILLE SYSTEM | WELL NO. 3 (BRANCHVILLE) |  | 1 | 5/1/1999 12:00:00 AM
VA3175100 | GE | MPN | YR | RT | Y | WL004 | RW004 | WELL #4-BRANCHVILLE | BOYKINS-BRANCHVILLE SYSTEM | WELL NO. 4 (BRANCHVILLE) |  | 1 | 5/1/1999 12:00:00 AM
VA3175155 | TC | TC | MN | RT | Y | DS001 | TCR01 |  | CAPRON ELEMENTARY SCHOOL | DISTRIBUTION SYSTEM |  | 3 | 1/1/1999 12:00:00 AM
VA3175155 | GE | NIT | YR | RT | Y | EP001 | EP001 | ENTRY POINT TAP | CAPRON ELEMENTARY SCHOOL | ENTRY POINT |  | 1 | 1/1/1999 12:00:00 AM
VA3175170 | TC | TC | MN | RT | Y | DS001 | TCR01 |  | CAPRON, TOWN OF | DISTRIBUTION SYSTEM |  | 3 | 6/24/1977 12:00:00 AM
VA3175170 | GE | NIT | YR | RT | Y | EP002 | EP002 | WELL NO. 2 ENTRY PT | CAPRON, TOWN OF | ENTRY POINT WELL NO. 2 |  | 1 | 6/24/1977 12:00:00 AM
VA3175200 | TC | TC | MN | RT | Y | DS001 | TCR01 |  | SOUTHAMPTON COUNTY OFFICE BUILDING | DISTRIBUTION SYSTEM |  | 3 | 9/28/1975 12:00:00 AM
VA3175220 | PB | PBCU | 3Y | RT | Y | DS001 | LCR01 | 21426 MAIN STREET | COURTLAND, TOWN OF | DISTRIBUTION SYSTEM | FSD | 1 | 4/3/1964 12:00:00 AM
VA3175220 | PB | PBCU | 3Y | RT | Y | DS001 | LCR02 | 22091 HIGH STREET | COURTLAND, TOWN OF | DISTRIBUTION SYSTEM | FSD | 1 | 4/3/1964 12:00:00 AM
VA3175220 | PB | PBCU | 3Y | RT | Y | DS001 | LCR03 | 26036 COURT STREET | COURTLAND, TOWN OF | DISTRIBUTION SYSTEM | FSD | 1 | 4/3/1964 12:00:00 AM
VA3175220 | PB | PBCU | 3Y | RT | Y | DS001 | LCR04 | 22301 LINDEN STREET | COURTLAND, TOWN OF | DISTRIBUTION SYSTEM | FSD | 1 | 4/3/1964 12:00:00 AM
VA3175220 | PB | PBCU | 3Y | RT | Y | DS001 | LCR05 | 26065 ROCHELLE STREET | COURTLAND, TOWN OF | DISTRIBUTION SYSTEM | FSD | 1 | 4/3/1964 12:00:00 AM
VA3175220 | PB | PBCU | 3Y | RT | Y | DS001 | LCR06 | 22500 CAPTAIN JOHN ROAD | COURTLAND, TOWN OF | DISTRIBUTION SYSTEM | FSD | 1 | 4/3/1964 12:00:00 AM
VA3175220 | PB | PBCU | 3Y | RT | Y | DS001 | LCR09 | 22094 MAIN STREET | COURTLAND, TOWN OF | DISTRIBUTION SYSTEM | FSD | 1 | 4/3/1964 12:00:00 AM
VA3175220 | PB | PBCU | 3Y | RT | Y | DS001 | LCR14 | 22031 MAIN STREET | COURTLAND, TOWN OF | DISTRIBUTION SYSTEM | FSD | 1 | 4/3/1964 12:00:00 AM
VA3175220 | PB | PBCU | 3Y | RT | Y | DS001 | LCR17 | 26236 MORELAND STREET | COURTLAND, TOWN OF | DISTRIBUTION SYSTEM | FSD | 1 | 4/3/1964 12:00:00 AM
VA3175220 | PB | PBCU | 3Y | RT | Y | DS001 | LCR18 | 22364 LINDEN STREET | COURTLAND, TOWN OF | DISTRIBUTION SYSTEM | FSD | 1 | 4/3/1964 12:00:00 AM
VA3175220 | TC | TC | MN | RT | Y | DS001 | TCR01 |  | COURTLAND, TOWN OF | DISTRIBUTION SYSTEM |  | 6 | 4/3/1964 12:00:00 AM
VA3175220 | TC | TC | QT | SP | Y | DS001 | TCR01 |  | COURTLAND, TOWN OF | DISTRIBUTION SYSTEM |  | 1 | 4/3/1964 12:00:00 AM
VA3175220 | GE | NIT | YR | RT | Y | EP001 | EP001 | PINE ST WELL-INSIDE | COURTLAND, TOWN OF | ENTRY POINT PINE STREET |  | 1 | 4/3/1964 12:00:00 AM
VA3175220 | GE | FLU | QT | RT | Y | EP001A - FL | EP001A - FL | EP PINE ST INSIDE FLUORIDE | COURTLAND, TOWN OF | EP PINE ST INSIDE FLUORIDE |  | 1 | 4/3/1964 12:00:00 AM
VA3175220 | GE | FLU | QT | SP | N | EP001B - FL | EP001B - FL | EP PINE OUTSIDE FLUORIDE | COURTLAND, TOWN OF | EP PINE OUTSIDE FLUORIDE |  | 1 | 4/3/1964 12:00:00 AM
VA3175270 | TC | TC | MN | RT | Y | DS001 | TCR01 |  | PINOS PIZZA RESTAURANT | DISTRIBUTION SYSTEM |  | 3 | 1/5/1998 12:00:00 AM
VA3175275 | TC | TC | QT | RT | Y | DS001 | TCR01 |  | MID ATLANTIC DAIRY QUEEN OF VA | DISTRIBUTION SYSTEM |  | 1 | 10/3/2020 12:00:00 AM
VA3175280 | TC | TC | QT | RT | Y | DS001 | TCR01 |  | CAMP DARDEN-COLONIAL GIRL SCOUT | DISTRIBUTION SYSTEM |  | 1 | 6/12/2000 12:00:00 AM
VA3175282 | TC | TC | MN | RT | Y | DS001 | TCR01 |  | DARDEN`S MILL ESTATES | DISTRIBUTION SYSTEM |  | 3 | 6/11/1998 12:00:00 AM
VA3175282 | GE | CYN | 9Y | RT | Y | EP001 | EP001 | HYDRO TANK TAP (EP) | DARDEN`S MILL ESTATES | ENTRY POINT |  | 1 | 6/11/1998 12:00:00 AM
VA3175282 | GE | NIT | YR | RT | Y | EP001 | EP001 | HYDRO TANK TAP (EP) | DARDEN`S MILL ESTATES | ENTRY POINT |  | 1 | 6/11/1998 12:00:00 AM
VA3175282 | GE | VOC | 3Y | RT | Y | EP001 | EP001 | HYDRO TANK TAP (EP) | DARDEN`S MILL ESTATES | ENTRY POINT |  | 1 | 6/11/1998 12:00:00 AM
VA3175292 | TC | TC | QT | RT | Y | DS001 | TCR01 |  | DOLLAR GENERAL - CAPRON | DISTRIBUTION SYSTEM |  | 1 | 2/15/2022 12:00:00 AM
VA3175292 | GE | NIT | YR | RT | Y | EP001 | EP001 | ENTERY POINT | DOLLAR GENERAL - CAPRON | ENTERY POINT |  | 1 | 2/15/2022 12:00:00 AM
VA3175300 | GE | TTHM | YR | RT | Y | DS001 | DBP01 | 12064 OLD BELFIELD RD | DREWRYVILLE | DISTRIBUTION SYSTEM |  | 1 | 4/27/2000 12:00:00 AM
VA3175300 | GE | HAA5 | YR | RT | Y | DS001 | DBP02 | 22440 DREWRY RD | DREWRYVILLE | DISTRIBUTION SYSTEM |  | 1 | 4/27/2000 12:00:00 AM
VA3175300 | TC | TC | MN | RT | Y | DS001 | TCR01 |  | DREWRYVILLE | DISTRIBUTION SYSTEM |  | 3 | 4/27/2000 12:00:00 AM
VA3175300 | GE | NIT | YR | RT | Y | EP001 | EP001 | TANK TAP (ENTRY PT) | DREWRYVILLE | ENTRY POINT |  | 1 | 4/27/2000 12:00:00 AM
VA3175300 | GE | MPN | YR | RT | Y | WL001 | RW001 | RAW TAP | DREWRYVILLE | DRILLED WELL |  | 1 | 4/27/2000 12:00:00 AM
VA3175300 | GE | MPN | YR | RT | Y | WL002 | WL002 | DREWRYVILLE WELL 2 | DREWRYVILLE | DREWRYVILLE WELL 2 |  | 1 | 4/27/2000 12:00:00 AM
VA3175340 | GE | THH5 | YR | RT | Y | DS001 | DBP01 | 32493 HICKORY CIR | EDGEHILL | DISTRIBUTION SYSTEM |  | 1 | 9/30/1998 12:00:00 AM
VA3175340 | TC | TC | MN | RT | Y | DS001 | TCR01 |  | EDGEHILL | DISTRIBUTION SYSTEM |  | 3 | 9/30/1998 12:00:00 AM
VA3175340 | GE | MPN | YR | RT | Y | WL001 | RW001 | WELL #1 | EDGEHILL | DRILLED WELL NO. 1 |  | 1 | 9/30/1998 12:00:00 AM
VA3175340 | GE | MPN | YR | RT | Y | WL002 | RW002 | WELL #2 | EDGEHILL | DRILLED WELL NO. 2 |  | 1 | 9/30/1998 12:00:00 AM
VA3175370 | TC | TC | MN | RT | Y | DS001 | TCR01 |  | SOUTHAMPTON POWER STATION | DISTRIBUTION SYSTEM |  | 3 | 1/1/1999 12:00:00 AM
VA3175370 | GE | NIT | YR | RT | Y | EP001 | EP001 | HYDRO TANK TAP (EP) | SOUTHAMPTON POWER STATION | ENTRY POINT |  | 1 | 1/1/1999 12:00:00 AM
VA3175370 | GE | VOC | 3Y | RT | Y | EP001 | EP001 | HYDRO TANK TAP (EP) | SOUTHAMPTON POWER STATION | ENTRY POINT |  | 1 | 1/1/1999 12:00:00 AM
VA3175380 | TC | TC | MN | RT | Y | DS001 | TCR01 |  | SOLENIS | DISTRIBUTION SYSTEM |  | 3 | 6/24/1977 12:00:00 AM
VA3175380 | GE | NIT | YR | RT | Y | EP001 | EP001 | TANK TAP (EP) | SOLENIS | ENTRY POINT |  | 1 | 6/24/1977 12:00:00 AM
VA3175400 | GE | THH5 | 3Y | RT | Y | DS001 | DBP01 | 8379 BELL AVENUE | TOWN OF IVOR | DISTRIBUTION SYSTEM |  | 1 | 3/23/1998 12:00:00 AM
VA3175400 | GE | THH5 | 3Y | RT | Y | DS001 | DBP02 | 36148 BROADWATER RD | TOWN OF IVOR | DISTRIBUTION SYSTEM |  | 1 | 3/23/1998 12:00:00 AM
VA3175400 | TC | TC | MN | RT | Y | DS001 | TCR01 |  | TOWN OF IVOR | DISTRIBUTION SYSTEM |  | 3 | 3/23/1998 12:00:00 AM
VA3175400 | GE | NIT | YR | RT | Y | EP001 | EP001 | BABB ST HYDRO TANK | TOWN OF IVOR | ENTRY POINT- BABB ST |  | 1 | 3/23/1998 12:00:00 AM
VA3175400 | GE | NIT | YR | RT | Y | EP002 | EP002 | MAIN ST HYDRO TANK | TOWN OF IVOR | ENTRY POINT - MAIN STREET |  | 1 | 3/23/1998 12:00:00 AM
VA3175400 | GE | MPN | YR | RT | Y | WL002 | RW002 | WELL #2-BABB ST-BACK | TOWN OF IVOR | DRILLED WELL NO. 2 (BABB STREET - BACK) |  | 1 | 3/23/1998 12:00:00 AM
VA3175400 | GE | MPN | YR | RT | Y | WL004 | RW004 | WELL #4-MAIN STREET | TOWN OF IVOR | DRILLED WELL NO. 4 (MAIN STREET) |  | 1 | 3/23/1998 12:00:00 AM
VA3175461 | TC | TC | MN | RT | Y | DS001 | TCR01 |  | KINGSDALE - MOSELEY | DISTRIBUTION SYSTEM |  | 3 | 6/11/1998 12:00:00 AM
VA3175461 | GE | NIT | YR | RT | Y | EP001 | EP001 | HYDRO TANK TAP | KINGSDALE - MOSELEY | ENTRY POINT |  | 1 | 6/11/1998 12:00:00 AM
VA3175461 | GE | RADA | 6Y | RT | Y | EP001 | EP001 | HYDRO TANK TAP | KINGSDALE - MOSELEY | ENTRY POINT |  | 1 | 1998-06-11
VA3175461 | GE | VOC | 3Y | RT | Y | EP001 | EP001 | HYDRO TANK TAP | KINGSDALE - MOSELEY | ENTRY POINT |  | 1 | 1998-06-11
VA3175500 | GE | THH5 | YR | RT | Y | DS001 | DBP01 | 22173 GENERAL THOMAS HWY | NEWSOMS TOWN OF | DISTRIBUTION SYSTEM |  | 1 | 7/4/1956 12:00:00 AM
VA3175500 | TC | TC | MN | RT | Y | DS001 | TCR01 |  | NEWSOMS TOWN OF | DISTRIBUTION SYSTEM |  | 3 | 7/4/1956 12:00:00 AM
VA3175500 | GE | NIT | YR | RT | Y | EP001 | EP001 | WELL NO. 1 EP TAP | NEWSOMS TOWN OF | WELL NO. 1 ENTRY POINT |  | 1 | 7/4/1956 12:00:00 AM
VA3175500 | GE | NIT | YR | RT | Y | EP002 | EP002 | WELL NO. 2 EP TAP | NEWSOMS TOWN OF | WELL NO. 2 ENTRY POINT |  | 1 | 7/4/1956 12:00:00 AM
VA3175500 | GE | MPN | YR | RT | Y | WL001 | RW001 | WELL #1 | NEWSOMS TOWN OF | DRILLED WELL NO. 1 |  | 1 | 7/4/1956 12:00:00 AM
VA3175500 | GE | MPN | YR | RT | Y | WL002 | RW002 | WELL #2 | NEWSOMS TOWN OF | DRILLED WELL NO. 2 |  | 1 | 7/4/1956 12:00:00 AM
VA3175515 | TC | TC | MN | RT | Y | DS001 | TCR01 |  | NOTTOWAY ELEMENTARY SCHOOL | DISTRIBUTION SYSTEM |  | 3 | 12/3/2001 12:00:00 AM
VA3175515 | GE | NIT | YR | RT | Y | EP001 | EP001 | HYDRO TANK TAP | NOTTOWAY ELEMENTARY SCHOOL | ENTRY POINT |  | 1 | 12/3/2001 12:00:00 AM
VA3175520 | TC | TC | MN | RT | Y | DS001 | TCR01 |  | NOTTOWAY GARDENS | DISTRIBUTION SYSTEM |  | 3 | 7/7/1999 12:00:00 AM
VA3175530 | PB | PBCU | 3Y | RT | Y | DS001 | LCR001 | 34121 CYPRESS LANE | NOTTOWAY SHORES | DISTRIBUTION SYSTEM | FSD | 1 | 8/27/2002 12:00:00 AM
VA3175530 | PB | PBCU | 3Y | RT | Y | DS001 | LCR002 | 34171 BATTLE BEACH | NOTTOWAY SHORES | DISTRIBUTION SYSTEM | FSD | 1 | 8/27/2002 12:00:00 AM
VA3175530 | PB | PBCU | 3Y | RT | Y | DS001 | LCR003 | 34094 OLD NOTTOWAY | NOTTOWAY SHORES | DISTRIBUTION SYSTEM | FSD | 1 | 8/27/2002 12:00:00 AM
VA3175530 | PB | PBCU | 3Y | RT | Y | DS001 | LCR004 | 33423 OLD NOTTOWAY | NOTTOWAY SHORES | DISTRIBUTION SYSTEM | FSD | 1 | 8/27/2002 12:00:00 AM
VA3175530 | PB | PBCU | 3Y | RT | Y | DS001 | LCR005 | 33487 OLD NOTTOWAY | NOTTOWAY SHORES | DISTRIBUTION SYSTEM | FSD | 1 | 8/27/2002 12:00:00 AM
VA3175530 | TC | TC | MN | RT | Y | DS001 | TCR01 |  | NOTTOWAY SHORES | DISTRIBUTION SYSTEM |  | 3 | 8/27/2002 12:00:00 AM
VA3175530 | GE | NIT | YR | RT | Y | EP001 | EP001 | HYDRO TANK TAP | NOTTOWAY SHORES | ENTRY POINT |  | 1 | 8/27/2002 12:00:00 AM
VA3175554 | TC | TC | MN | RT | Y | DS001 | TCR01 |  | PARKER`S | DISTRIBTION SYSTEM |  | 3 | 1/15/2021 12:00:00 AM
VA3175600 | TC | TC | MN | RT | Y | DS001 | TCR01 |  | SOUTHAMPTON JAIL FARM | DISTRIBUTION SYSTEM |  | 3 | 6/2/2010 12:00:00 AM
VA3175650 | PB | PBCU | 3Y | RT | Y | DS001 | DS001 | 23108 HOMESTEAD LN | SCOTTSWOOD | DISTRIBUTION SYSTEM | FSD | 1 | 6/29/1970 12:00:00 AM
VA3175650 | PB | PBCU | 3Y | RT | Y | DS001 | DS002 | 23173 HOMESTED | SCOTTSWOOD | DISTRIBUTION SYSTEM | FSD | 1 | 6/29/1970 12:00:00 AM
VA3175650 | PB | PBCU | 3Y | RT | Y | DS001 | DS003 | 23057 CALVIN DR. | SCOTTSWOOD | DISTRIBUTION SYSTEM | FSD | 1 | 6/29/1970 12:00:00 AM
VA3175650 | PB | PBCU | 3Y | RT | Y | DS001 | DS004 | 23158 CALVIN DRIVE | SCOTTSWOOD | DISTRIBUTION SYSTEM | FSD | 1 | 6/29/1970 12:00:00 AM
VA3175650 | PB | PBCU | 3Y | RT | Y | DS001 | DS005 | 22422 SCOJO DR. | SCOTTSWOOD | DISTRIBUTION SYSTEM | FSD | 1 | 6/29/1970 12:00:00 AM
VA3175650 | TC | TC | MN | RT | Y | DS001 | TCR01 |  | SCOTTSWOOD | DISTRIBUTION SYSTEM |  | 3 | 6/29/1970 12:00:00 AM
VA3175650 | GE | NIT | YR | RT | Y | EP001 | EP001 | HYDRO TANK TAP | SCOTTSWOOD | ENTRY POINT |  | 1 | 6/29/1970 12:00:00 AM
VA3175690 | TC | TC | MN | RT | Y | DS001 | TCR01 |  | SEDLEY | DISTRIBUTION SYSTEM |  | 3 | 10/12/1993 12:00:00 AM
VA3175690 | GE | NIT | YR | RT | Y | EP001 | EP001 | HYDRO TANK TAP | SEDLEY | ENTRY POINT |  | 1 | 10/12/1993 12:00:00 AM
VA3175710 | TC | TC | MN | RT | Y | DS001 | TCR01 |  | SILVERLEAF CORP | DISTRIBUTION SYSTEM |  | 3 | 3/25/1998 12:00:00 AM
VA3175710 | GE | ICMT | 3Y | RT | Y | EP001 | EP001 | HYDRO TANK TAP | SILVERLEAF CORP | ENTRY POINT WELLS NO. 1 AND 2 (COMB) |  | 1 | 3/25/1998 12:00:00 AM
VA3175710 | GE | NIT | YR | RT | Y | EP001 | EP001 | HYDRO TANK TAP | SILVERLEAF CORP | ENTRY POINT WELLS NO. 1 AND 2 (COMB) |  | 1 | 3/25/1998 12:00:00 AM
VA3175710 | GE | VOC | 3Y | RT | Y | EP001 | EP001 | HYDRO TANK TAP | SILVERLEAF CORP | ENTRY POINT WELLS NO. 1 AND 2 (COMB) |  | 1 | 3/25/1998 12:00:00 AM
VA3175720 | GE | THH5 | YR | RT | Y | DS001 | DBP001 | ENVIVA PELLETS | TURNER TRACT WATER SYSTEM | DISTRIBUTION SYSTEM |  | 1 | 12/17/2013 12:00:00 AM
VA3175720 | PB | PBCU | 3Y | RT | Y | DS001 | LCR01 | OFFICE ADMIN BLDG | TURNER TRACT WATER SYSTEM | DISTRIBUTION SYSTEM | FSD | 1 | 12/17/2013 12:00:00 AM
VA3175720 | PB | PBCU | 3Y | RT | Y | DS001 | LCR03 | TRUCK SCALE GUARD HOUSE BLDG | TURNER TRACT WATER SYSTEM | DISTRIBUTION SYSTEM | FSD | 1 | 12/17/2013 12:00:00 AM
VA3175720 | PB | PBCU | 3Y | RT | Y | DS001 | LCR04 | WET ESP BLDG | TURNER TRACT WATER SYSTEM | DISTRIBUTION SYSTEM | FSD | 1 | 12/17/2013 12:00:00 AM
VA3175720 | PB | PBCU | 3Y | RT | Y | DS001 | LCR05 | PELLETING STRUCTURE BLDG | TURNER TRACT WATER SYSTEM | DISTRIBUTION SYSTEM | FSD | 1 | 12/17/2013 12:00:00 AM
VA3175720 | PB | PBCU | 3Y | RT | Y | DS001 | LCR06 | OFFICE REST ROOM | TURNER TRACT WATER SYSTEM | DISTRIBUTION SYSTEM | FSD | 1 | 12/17/2013 12:00:00 AM
VA3175720 | TC | TC | MN | RT | Y | DS001 | TCR01 |  | TURNER TRACT WATER SYSTEM | DISTRIBUTION SYSTEM |  | 3 | 12/17/2013 12:00:00 AM
VA3175720 | GE | VOC | YR | RT | Y | EP001 | EP001 | ENTRY POINT | TURNER TRACT WATER SYSTEM | ENTRY POINT |  | 1 | 12/17/2013 12:00:00 AM
VA3175720 | GE | MPN | YR | RT | Y | WL001 | RW001 | WELL #1 | TURNER TRACT WATER SYSTEM | WELL #1 |  | 1 | 12/17/2013 12:00:00 AM
VA3175720 | GE | MPN | YR | RT | Y | WL002 | RW002 | WELL #2 | TURNER TRACT WATER SYSTEM | WELL #2 |  | 1 | 12/17/2013 12:00:00 AM
VA3175730 | GE | THH5 | YR | RT | Y | DS001 | DBP01 | AGRI-BUSINESS KIT SINK | DEERFIELD CORRECTIONAL CENTER | DISTRIBUTION SYSTEM |  | 1 | 6/11/1998 12:00:00 AM
VA3175730 | GE | THH5 | YR | RT | Y | DS001 | DBP02 | ADMIN BLDG MENS RR TAP | DEERFIELD CORRECTIONAL CENTER | DISTRIBUTION SYSTEM |  | 1 | 6/11/1998 12:00:00 AM
VA3175730 | PB | PBCU | YR | RT | Y | DS001 | LCR12 | MENS WORK CTR INMATE ID RR | DEERFIELD CORRECTIONAL CENTER | DISTRIBUTION SYSTEM | FSD | 1 | 6/11/1998 12:00:00 AM
VA3175730 | PB | PBCU | YR | RT | Y | DS001 | LCR15 | DCC TRAINING SITE | DEERFIELD CORRECTIONAL CENTER | DISTRIBUTION SYSTEM | FSD | 1 | 6/11/1998 12:00:00 AM
VA3175730 | PB | PBCU | YR | RT | Y | DS001 | LCR16 | SHCC ADMIN ERO BLDG | DEERFIELD CORRECTIONAL CENTER | DISTRIBUTION SYSTEM | FSD | 1 | 6/11/1998 12:00:00 AM
VA3175730 | PB | PBCU | YR | RT | Y | DS001 | LCR17 | DFCC GUARDS QUARTERS | DEERFIELD CORRECTIONAL CENTER | DISTRIBUTION SYSTEM | FSD | 1 | 6/11/1998 12:00:00 AM
VA3175730 | PB | PBCU | YR | RT | Y | DS001 | LCR21 | AGRI-BUSINESS OFFICE | DEERFIELD CORRECTIONAL CENTER | DISTRIBUTION SYSTEM | FSD | 1 | 6/11/1998 12:00:00 AM
VA3175730 | PB | PBCU | YR | RT | Y | DS001 | LCR23 | DF SALLEY PORT FAUCET | DEERFIELD CORRECTIONAL CENTER | DISTRIBUTION SYSTEM | FSD | 1 | 6/11/1998 12:00:00 AM
VA3175730 | PB | PBCU | YR | RT | Y | DS001 | LCR26 | BLDG GROUNDS REAR FAUCET | DEERFIELD CORRECTIONAL CENTER | DISTRIBUTION SYSTEM | FSD | 1 | 6/11/1998 12:00:00 AM
VA3175730 | PB | PBCU | YR | RT | Y | DS001 | LCR28 | CANTEEN BLDG FAUCET | DEERFIELD CORRECTIONAL CENTER | DISTRIBUTION SYSTEM | FSD | 1 | 6/11/1998 12:00:00 AM
VA3175730 | PB | PBCU | YR | RT | Y | DS001 | LCR30 | SANDWICH SHP INSIDE FAUCET | DEERFIELD CORRECTIONAL CENTER | DISTRIBUTION SYSTEM | FSD | 1 | 6/11/1998 12:00:00 AM
VA3175730 | PB | PBCU | YR | RT | Y | DS001 | LCR32 | ERO ANNEX | DEERFIELD CORRECTIONAL CENTER | DISTRIBUTION SYSTEM | FSD | 1 | 6/11/1998 12:00:00 AM
VA3175730 | TC | TC | MN | RT | Y | DS001 | TCR01 |  | DEERFIELD CORRECTIONAL CENTER | DISTRIBUTION SYSTEM |  | 6 | 6/11/1998 12:00:00 AM
VA3175730 | GE | NIT | YR | RT | Y | EP001 | EP001 | WELL NO. 6 | DEERFIELD CORRECTIONAL CENTER | ENTRY POINT WELL NO. 6 |  | 1 | 6/11/1998 12:00:00 AM
VA3175730 | GE | NIT | YR | RT | Y | EP002 | EP002 | WELL NO. 7 | DEERFIELD CORRECTIONAL CENTER | ENTRY POINT WELL NO. 7 |  | 1 | 6/11/1998 12:00:00 AM
VA3175730 | GE | NIT | YR | RT | Y | EP003 | EP008 | WELL NO. 8 | DEERFIELD CORRECTIONAL CENTER | ENTRY POINT WELL NO. 8 |  | 1 | 6/11/1998 12:00:00 AM
VA3175730 | GE | NIT | YR | RT | Y | EP004 | EP004 | WELL NO. 10 | DEERFIELD CORRECTIONAL CENTER | ENTRY POINT WELL NO.10 |  | 1 | 6/11/1998 12:00:00 AM
VA3175730 | GE | MPN | YR | RT | Y | WL006 | RW006 | DRILLED WELL NO. 6 | DEERFIELD CORRECTIONAL CENTER | DRILLED WELL NO. 6 |  | 1 | 6/11/1998 12:00:00 AM
VA3175730 | GE | MPN | YR | RT | Y | WL007 | RW007 | RAW TAP | DEERFIELD CORRECTIONAL CENTER | DRILLED WELL NO. 7 |  | 1 | 6/11/1998 12:00:00 AM
VA3175730 | GE | MPN | YR | RT | Y | WL008 | RW008 | RAW TAP | DEERFIELD CORRECTIONAL CENTER | DRILLED WELL NO. 8 |  | 1 | 6/11/1998 12:00:00 AM
VA3175730 | GE | MPN | YR | RT | Y | WL010 | RW010 | WELL #10 | DEERFIELD CORRECTIONAL CENTER | DRILLED WELL NO. 10 |  | 1 | 6/11/1998 12:00:00 AM
VA3175730 | GE | ICMT | 3Y | RT | Y | EP001 | EP001 | WELL NO. 6 | DEERFIELD CORRECTIONAL CENTER | ENTRY POINT WELL NO. 6 |  | 1 | 1998-06-11
VA3175730 | GE | ICMT | 3Y | RT | Y | EP002 | EP002 | WELL NO. 7 | DEERFIELD CORRECTIONAL CENTER | ENTRY POINT WELL NO. 7 |  | 1 | 1998-06-11
VA3175730 | GE | ICMT | 3Y | RT | Y | EP003 | EP008 | WELL NO. 8 | DEERFIELD CORRECTIONAL CENTER | ENTRY POINT WELL NO. 8 |  | 1 | 1998-06-11
VA3175740 | TC | TC | MN | RT | Y | DS001 | TCR01 |  | SOUTHAMPTON HIGH SCHOOL | DISTRIBUTION SYSTEM |  | 6 | 6/11/1998 12:00:00 AM
VA3175740 | GE | CYN | 9Y | RT | Y | EP001 | EP001 | HYDRO TANK TAP | SOUTHAMPTON HIGH SCHOOL | ENTRY POINT |  | 1 | 6/11/1998 12:00:00 AM
VA3175740 | GE | NIT | YR | RT | Y | EP001 | EP001 | HYDRO TANK TAP | SOUTHAMPTON HIGH SCHOOL | ENTRY POINT |  | 1 | 6/11/1998 12:00:00 AM
VA3175750 | TC | TC | MN | RT | Y | DS001 | TCR01 |  | SOUTHAMPTON MEADOWS | DISTRIBUTION SYSTEM |  | 3 | 6/11/1998 12:00:00 AM
VA3175753 | TC | TC | QT | RT | Y | DS001 | TCR01 |  | SOUTHAMPTON MOTOR SPEEDWAY | DISTRIBUTION SYSTEM |  | 1 | 6/6/2023 12:00:00 AM
VA3175753 | GE | NIT | YR | RT | Y | EP001 | EP001 | ENTRY POINT 1 | SOUTHAMPTON MOTOR SPEEDWAY | ENTRY POINT 1 |  | 1 | 6/6/2023 12:00:00 AM
VA3175755 | TC | TC | MN | RT | Y | DS001 | TCR01 |  | COURTLAND INN | DISTRIBUTION SYSTEM |  | 3 | 2/5/1998 12:00:00 AM
VA3175800 | PB | PBCU | 3Y | RT | Y | DS001 | LCR11 | LOT NO. 2 | FIELDCREST MANUFACTURED HOME COMMUNITY | DISTRIBUTION SYSTEM | FSD | 1 | 8/10/1981 12:00:00 AM
VA3175800 | PB | PBCU | 3Y | RT | Y | DS001 | LCR12 | LOT NO. 8 | FIELDCREST MANUFACTURED HOME COMMUNITY | DISTRIBUTION SYSTEM | FSD | 1 | 8/10/1981 12:00:00 AM
VA3175800 | PB | PBCU | 3Y | RT | Y | DS001 | LCR13 | LOT NO. 18 | FIELDCREST MANUFACTURED HOME COMMUNITY | DISTRIBUTION SYSTEM | FSD | 1 | 8/10/1981 12:00:00 AM
VA3175800 | PB | PBCU | 3Y | RT | Y | DS001 | LCR14 | LOT. 11 | FIELDCREST MANUFACTURED HOME COMMUNITY | DISTRIBUTION SYSTEM | FSD | 1 | 8/10/1981 12:00:00 AM
VA3175800 | PB | PBCU | 3Y | RT | Y | DS001 | LCR15 | LOT NO. 13 | FIELDCREST MANUFACTURED HOME COMMUNITY | DISTRIBUTION SYSTEM | FSD | 1 | 8/10/1981 12:00:00 AM
VA3175800 | TC | TC | MN | RT | Y | DS001 | TCR01 |  | FIELDCREST MANUFACTURED HOME COMMUNITY | DISTRIBUTION SYSTEM |  | 3 | 8/10/1981 12:00:00 AM
VA3175800 | GE | CYN | 9Y | RT | Y | EP001 | EP001 | HYDRO TANK TAP | FIELDCREST MANUFACTURED HOME COMMUNITY | ENTRY POINT |  | 1 | 8/10/1981 12:00:00 AM
VA3175859 | TC | TC | MN | RT | Y | DS001 | TCR01 |  | VDOT-FRANKLIN RESIDENCY COMPLEX | DISTRIBUTION SYSTEM |  | 3 | 1/24/2012 12:00:00 AM
VA3175860 | TC | TC | MN | RT | Y | DS001 | TCR01 |  | WHITE TAIL RESORT | DISTRIBUTION SYSTEM |  | 3 | 1/6/1998 12:00:00 AM
VA3175860 | GE | NIT | YR | RT | Y | EP001 | EP001 | ENTRY POINT | WHITE TAIL RESORT | ENTRY POINT |  | 1 | 1/6/1998 12:00:00 AM
VA3181102 | TC | TC | QT | RT | Y | DS001 | TCR01 |  | THE EDGE CHRISTIAN CAMP | EASTOVER PLANTATION |  | 1 | 10/23/2018 12:00:00 AM
VA3181102 | GE | NIT | YR | RT | Y | EP001 | EP001 | ENTRY POINT - WELL 1 | THE EDGE CHRISTIAN CAMP | ENTRY POINT - WELL 1 |  | 1 | 10/23/2018 12:00:00 AM
VA3181102 | GE | NIT | YR | RT | Y | EP002 | EP002 | ENTRY POINT - WELL 2 | THE EDGE CHRISTIAN CAMP | ENTRY POINT - WELL 2 |  | 1 | 10/23/2018 12:00:00 AM
VA3181180 | TC | TC | QT | RT | Y | DS001 | TCR01 |  | CHANCO ON THE JAMES CONFERENCE CENTER | CONFERENCE CENTER DISTRIBUTION SYSTEM |  | 1 | 1/6/1998 12:00:00 AM
VA3181180 | GE | NIT | YR | RT | Y | EP001 | EP001 | ENTRY PT CONFERENCE | CHANCO ON THE JAMES CONFERENCE CENTER | ENTRY POINT AT CONFERENCE CENTRE WELL |  | 1 | 1/6/1998 12:00:00 AM
VA3181181 | TC | TC | MN | RT | Y | DS001 | TCR01 |  | CHANCO ON THE JAMES CAMP | CAMP CHANCO-BATHOUSES DISTRIBUTION SYS. |  | 3 | 10/7/2002 12:00:00 AM
VA3181181 | GE | NIT | YR | RT | Y | EP001 | EP001 | ENTRY POINT AT TANK | CHANCO ON THE JAMES CAMP | ENTRY POINT AT BATHOUSE WELL |  | 1 | 10/7/2002 12:00:00 AM
VA3181187 | TC | TC | QT | RT | Y | DS001 | TCR01 |  | CAMP PIPSICO LIONS I (MAIN) | CAMP PIPSICO LIONS |  | 1 | 10/7/2002 12:00:00 AM
VA3181188 | TC | TC | MN | RT | Y | DS001 | TCR01 |  | CAMP PIPSICO LIONS II | DS-PIPSICO LIONS II |  | 3 | 8/8/2003 12:00:00 AM
VA3181200 | TC | TC | QT | RT | Y | DS001 | TCR01 |  | CHIPPOKES STATE PRK-CHEST FRMS | CHIPPOKES STATE PRK-CHEST FRMS |  | 1 | 1/30/1998 12:00:00 AM
VA3181200 | GE | NIT | YR | RT | Y | EP001 | EP001 | SAMPLE TAP | CHIPPOKES STATE PRK-CHEST FRMS | ENTRY POINT |  | 1 | 1/30/1998 12:00:00 AM
VA3181200 | GE | MPN | YR | RT | Y | WL001 | RW001 | DRILLED WELL | CHIPPOKES STATE PRK-CHEST FRMS | DRILLED WELL |  | 1 | 1/30/1998 12:00:00 AM
VA3181201 | TC | TC | QT | RT | Y | DS001 | TCR01 |  | CHIPPOKES STATE PARK-PLANTATION | CHIPPOKES STATE PRK-PLANTATION |  | 1 | 1/30/1998 12:00:00 AM
VA3181201 | GE | NIT | YR | RT | Y | EP001 | EP001 | ENTRY POINT | CHIPPOKES STATE PARK-PLANTATION | ENTRY POINT |  | 1 | 1/30/1998 12:00:00 AM
VA3181201 | GE | MPN | YR | RT | Y | WL002 | RW001 | NEW WELL | CHIPPOKES STATE PARK-PLANTATION | NEW WELL |  | 1 | 1/30/1998 12:00:00 AM
VA3181250 | PB | PBCU | 3Y | RT | Y | DS001 | PB001 | 4300 SPRING GROVE RD. | CLAREMONT, TOWN OF | CLAREMONT, TOWN OF | FSD | 1 | 1/7/1998 12:00:00 AM
VA3181250 | PB | PBCU | 3Y | RT | Y | DS001 | PB002 | 4115 SPRING GROVE RD. | CLAREMONT, TOWN OF | CLAREMONT, TOWN OF | FSD | 1 | 1/7/1998 12:00:00 AM
VA3181250 | PB | PBCU | 3Y | RT | Y | DS001 | PB003 | 219 VIRGINIA AVE. | CLAREMONT, TOWN OF | CLAREMONT, TOWN OF | FSD | 1 | 1/7/1998 12:00:00 AM
VA3181250 | PB | PBCU | 3Y | RT | Y | DS001 | PB004 | 266 MONTCLARE RD. | CLAREMONT, TOWN OF | CLAREMONT, TOWN OF | FSD | 1 | 1/7/1998 12:00:00 AM
VA3181250 | PB | PBCU | 3Y | RT | Y | DS001 | PB005 | 646 VILLA RD. | CLAREMONT, TOWN OF | CLAREMONT, TOWN OF | FSD | 1 | 1/7/1998 12:00:00 AM
VA3181250 | TC | TC | MN | RT | Y | DS001 | TCR01 |  | CLAREMONT, TOWN OF | CLAREMONT, TOWN OF |  | 3 | 1/7/1998 12:00:00 AM
VA3181250 | GE | NIT | YR | RT | Y | EP001 | EP001 | ENTRY POINT | CLAREMONT, TOWN OF | ENTRY POINT |  | 1 | 1/7/1998 12:00:00 AM
VA3181250 | GE | RADA | 6Y | RT | Y | EP001 | EP001 | ENTRY POINT | CLAREMONT, TOWN OF | ENTRY POINT |  | 1 | 1998-01-07
VA3181400 | PB | PBCU | 3Y | RT | Y | DS001 | PBCU002 | 2620 ROLFE HWY | DENDRON, TOWN OF | DENDRON, TOWN OF | FSD | 1 | 1/7/1998 12:00:00 AM
VA3181400 | PB | PBCU | 3Y | RT | Y | DS001 | PBCU003 | 111 FAISON STREET | DENDRON, TOWN OF | DENDRON, TOWN OF | FSD | 1 | 1/7/1998 12:00:00 AM
VA3181400 | PB | PBCU | 3Y | RT | Y | DS001 | PBCU005 | 2884 ROLFE HWY | DENDRON, TOWN OF | DENDRON, TOWN OF | FSD | 1 | 1/7/1998 12:00:00 AM
VA3181400 | PB | PBCU | 3Y | RT | Y | DS001 | PBCU010 | 61 FIRST CHURCH ST | DENDRON, TOWN OF | DENDRON, TOWN OF | FSD | 1 | 1/7/1998 12:00:00 AM
VA3181400 | PB | PBCU | 3Y | RT | Y | DS001 | PBCU013 | 816 RAILROAD AVE | DENDRON, TOWN OF | DENDRON, TOWN OF | FSD | 1 | 1/7/1998 12:00:00 AM
VA3181400 | TC | TC | MN | RT | Y | DS001 | TCR01 |  | DENDRON, TOWN OF | DENDRON, TOWN OF |  | 3 | 1/7/1998 12:00:00 AM
VA3181400 | GE | MPN | YR | RT | Y | WL001 | RW001 | DRILLED WELL 1 INSID | DENDRON, TOWN OF | DRILLED WELL 1 INSIDE WELLHOUSE |  | 1 | 1/7/1998 12:00:00 AM
VA3181400 | GE | MPN | YR | RT | Y | WL002 | RW002 | DRILLED WELL 2 OUTSI | DENDRON, TOWN OF | DRILLED WELL 2 OUTSIDE WELLHOUSE |  | 1 | 1/7/1998 12:00:00 AM
VA3181400 | GE | THH5 | 3Y | RT | Y | DS001 | DBP01 | 3325 ROLFE HWY | DENDRON, TOWN OF | DENDRON, TOWN OF |  | 1 | 1998-01-07
VA3181420 | TC | TC | QT | RT | Y | DS001 | TCR01 |  | DOLLAR GENERAL - SPRING GROVE | DISTRIBUTION SYSTEM |  | 1 | 7/30/2018 12:00:00 AM
VA3181500 | PB | PBCU | 3Y | RT | Y | DS001 | PB003 | LOT 63 - GREER | GUILFORD HEIGHTS SUBDIVISION | GUILFORD HEIGHTS SUBDIVISION | FSD | 1 | 3/16/1998 12:00:00 AM
VA3181500 | PB | PBCU | 3Y | RT | Y | DS001 | PB006 | LOT 44 - GROVER/LEWIS | GUILFORD HEIGHTS SUBDIVISION | GUILFORD HEIGHTS SUBDIVISION | FSD | 1 | 3/16/1998 12:00:00 AM
VA3181500 | PB | PBCU | 3Y | RT | Y | DS001 | PB007 | LOT 08 - MILLER/WALKER | GUILFORD HEIGHTS SUBDIVISION | GUILFORD HEIGHTS SUBDIVISION | FSD | 1 | 3/16/1998 12:00:00 AM
VA3181500 | PB | PBCU | 3Y | RT | Y | DS001 | PB009 | LOT 21 - MUNDI/JOHNSON | GUILFORD HEIGHTS SUBDIVISION | GUILFORD HEIGHTS SUBDIVISION | FSD | 1 | 3/16/1998 12:00:00 AM
VA3181500 | PB | PBCU | 3Y | RT | Y | DS001 | PB010 | LOT 92 - WHITE | GUILFORD HEIGHTS SUBDIVISION | GUILFORD HEIGHTS SUBDIVISION | FSD | 1 | 3/16/1998 12:00:00 AM
VA3181500 | TC | TC | MN | RT | Y | DS001 | TCR01 |  | GUILFORD HEIGHTS SUBDIVISION | GUILFORD HEIGHTS SUBDIVISION |  | 3 | 3/16/1998 12:00:00 AM
VA3181500 | GE | RADA | 6Y | RT | Y | EP001 | EP001 | ENTRY POINT 1 | GUILFORD HEIGHTS SUBDIVISION | WELL 1 ENTRY POINT |  | 1 | 1998-03-16
VA3181500 | GE | RADA | 6Y | RT | Y | EP002 | EP002 | ENTRY POINT 2 | GUILFORD HEIGHTS SUBDIVISION | WELL 2 ENTRY POINT |  | 1 | 1998-03-16
VA3181565 | TC | TC | QT | RT | Y | DS001 | TCR01 |  | GRAYS CREEK MARINA | DISTRIBUTION SYSTEM |  | 1 | 5/4/2016 12:00:00 AM
VA3181650 | TC | TC | MN | RT | Y | DS001 | TCR01 |  | POOLES MOBILE HOME PARK | DISTRIBUTION SYSTEM |  | 3 | 12/14/2006 12:00:00 AM
VA3181650 | GE | RADA | 6Y | RT | Y | EP001 | EP001 | FLOWERDEW ENTRY POINT | POOLES MOBILE HOME PARK | ENTRY POINT - FLOWERDEW |  | 1 | 2006-12-14
VA3181700 | TC | TC | MN | RT | Y | DS001 | TCR01 |  | SCOTTLAND RIVERVIEW WATER SUPPLY | DISTRIBUTION SYSTEM |  | 3 | 3/16/1998 12:00:00 AM
VA3181700 | GE | ICMT | 3Y | RT | Y | EP001 | EP001 | ENTRY POINT | SCOTTLAND RIVERVIEW WATER SUPPLY | ENTRY POINT |  | 1 | 1998-03-16
VA3181700 | GE | VOC | 3Y | RT | Y | EP001 | EP001 | ENTRY POINT | SCOTTLAND RIVERVIEW WATER SUPPLY | ENTRY POINT |  | 1 | 1998-03-16
VA3181767 | PB | PBCU | 3Y | RT | Y | DS001 | DS001 | KITCHEN | SURRY COMMUNITY CENTER | DISTRIBUTION SYSTEM | FSD | 1 | 5/7/2002 12:00:00 AM
VA3181767 | PB | PBCU | 3Y | RT | Y | DS001 | DS002 | LADIES RESTROOM | SURRY COMMUNITY CENTER | DISTRIBUTION SYSTEM | FSD | 1 | 5/7/2002 12:00:00 AM
VA3181767 | PB | PBCU | 3Y | RT | Y | DS001 | DS003 | MEN RESTROOM | SURRY COMMUNITY CENTER | DISTRIBUTION SYSTEM | FSD | 1 | 5/7/2002 12:00:00 AM
VA3181767 | PB | PBCU | 3Y | RT | Y | DS001 | DS004 | 1 CLOSET | SURRY COMMUNITY CENTER | DISTRIBUTION SYSTEM | FSD | 1 | 5/7/2002 12:00:00 AM
VA3181767 | PB | PBCU | 3Y | RT | Y | DS001 | DS005 | 2 CLOSET | SURRY COMMUNITY CENTER | DISTRIBUTION SYSTEM | FSD | 1 | 5/7/2002 12:00:00 AM
VA3181767 | TC | TC | MN | RT | Y | DS001 | TCR01 |  | SURRY COMMUNITY CENTER | DISTRIBUTION SYSTEM |  | 3 | 5/7/2002 12:00:00 AM
VA3181775 | TC | TC | QT | RT | Y | DS001 | TCR01 |  | SURRY LOCAL HEALTH DEPARTMENT | SURRY HEALTH DEPARTMENT |  | 1 | 1/23/2003 12:00:00 AM
VA3181782 | TC | TC | MN | RT | Y | DS001 | TCR01 |  | SURRY INDUSTRIAL PARK | DISTRIBUTION SYSTEM |  | 3 | 6/14/2012 12:00:00 AM
VA3181782 | GE | VOC | YR | RT | Y | EP001 | EP001 | ENTRY POINT | SURRY INDUSTRIAL PARK | ENTRY POINT |  | 1 | 6/14/2012 12:00:00 AM
VA3181785 | TC | TC | MN | RT | Y | DS001 | TCR01 |  | SURRY SCHOOLS | SURRY SCHOOLS |  | 6 | 2/23/1998 12:00:00 AM
VA3181785 | GE | NIT | YR | RT | Y | EP001 | EP001 | ELEM SCH EP | SURRY SCHOOLS | ELEMENTARY SCHOOL ENTRY POINT |  | 1 | 2/23/1998 12:00:00 AM
VA3181785 | GE | NIT | YR | RT | Y | EP002 | EP002 | HIGH SCHOOL EP | SURRY SCHOOLS | HIGH SCHOOL ENTRY POINT |  | 1 | 2/23/1998 12:00:00 AM
VA3181800 | GE | THH5 | YR | RT | Y | DS001 | DBP001 | S.N.I.C. BLDG. | SURRY POWER STATION | SURRY POWER PLANT |  | 1 | 2/1/2006 12:00:00 AM
VA3181800 | TC | TC | MN | RT | Y | DS001 | TCR01 |  | SURRY POWER STATION | SURRY POWER PLANT |  | 3 | 2/1/2006 12:00:00 AM
VA3181800 | GE | ICMT | 3Y | RT | Y | EP001 | EP001 | ENTRY POINT | SURRY POWER STATION | ENTRY POINT AT HYDRO TANK |  | 1 | 2/1/2006 12:00:00 AM
VA3181800 | GE | NIT | YR | RT | Y | EP001 | EP001 | ENTRY POINT | SURRY POWER STATION | ENTRY POINT AT HYDRO TANK |  | 1 | 2/1/2006 12:00:00 AM
VA3181800 | GE | MPN | YR | RT | Y | WL001 | RW001 | WELL B INSIDE GATE | SURRY POWER STATION | WELL B INSIDE GATE |  | 1 | 2/1/2006 12:00:00 AM
VA3181800 | GE | MPN | YR | RT | Y | WL002 | RW002 | WELL C HIGH LEVEL RO | SURRY POWER STATION | WELL C HIGH LEVEL ROAD EAST |  | 1 | 2/1/2006 12:00:00 AM
VA3181800 | GE | MPN | YR | RT | Y | WL003 | RW003 | WELL E WAREHOUSE ROA | SURRY POWER STATION | WELL E WAREHOUSE ROAD W |  | 1 | 2/1/2006 12:00:00 AM
VA3181802 | TC | TC | MN | RT | Y | DS001 | TCR01 |  | VA POWER CONSTRUCTION SITE | VA POWER CONSTRUCTION SITE |  | 3 | 2/19/1996 12:00:00 AM
VA3181802 | GE | ICMT | 3Y | RT | Y | EP001 | EP001 | ENTRY POINT | VA POWER CONSTRUCTION SITE | ENTRY POINT |  | 1 | 2/19/1996 12:00:00 AM
VA3181802 | GE | NIT | YR | RT | Y | EP001 | EP001 | ENTRY POINT | VA POWER CONSTRUCTION SITE | ENTRY POINT |  | 1 | 2/19/1996 12:00:00 AM
VA3181802 | GE | MPN | YR | RT | Y | WL001 | RW001 | WELL 1 | VA POWER CONSTRUCTION SITE | WELL 1 |  | 1 | 2/19/1996 12:00:00 AM
VA3181802 | GE | THH5 | 3Y | RT | Y | DS001 | DBP01 | MAX RESIDENCE TIME | VA POWER CONSTRUCTION SITE | VA POWER CONSTRUCTION SITE |  | 1 | 1996-02-19
VA3181820 | PB | PBCU | 3Y | RT | Y | DS001 | LCR001 | SECURITY BLDG. KIT. SINK | SCOTLAND FERRY TERMINAL | DISTRIBUTION SYSTEM | FSD | 1 | 9/17/2015 12:00:00 AM
VA3181820 | PB | PBCU | 3Y | RT | Y | DS001 | LCR002 | SECURITY BLDG. RR SINK | SCOTLAND FERRY TERMINAL | DISTRIBUTION SYSTEM | FSD | 1 | 9/17/2015 12:00:00 AM
VA3181820 | PB | PBCU | 3Y | RT | Y | DS001 | LCR003 | ADMIN. BLDG. MENS RR SINK | SCOTLAND FERRY TERMINAL | DISTRIBUTION SYSTEM | FSD | 1 | 9/17/2015 12:00:00 AM
VA3181820 | PB | PBCU | 3Y | RT | Y | DS001 | LCR004 | ADMIN. BLDG. WOMENS RR SINK | SCOTLAND FERRY TERMINAL | DISTRIBUTION SYSTEM | FSD | 1 | 9/17/2015 12:00:00 AM
VA3181820 | PB | PBCU | 3Y | RT | Y | DS001 | LCR005 | ADMIN. BLDG. KIT. SINK | SCOTLAND FERRY TERMINAL | DISTRIBUTION SYSTEM | FSD | 1 | 9/17/2015 12:00:00 AM
VA3181820 | TC | TC | MN | RT | Y | DS001 | TCR01 |  | SCOTLAND FERRY TERMINAL | DISTRIBUTION SYSTEM |  | 3 | 9/17/2015 12:00:00 AM
VA3181850 | PB | PBCU | 3Y | RT | Y | DS001 | DS002 | 12168 ROLFE HWY. | SURRY, TOWN OF | SURRY, TOWN OF | FSD | 1 | 1/8/1998 12:00:00 AM
VA3181850 | PB | PBCU | 3Y | RT | Y | DS001 | DS003 | 56 CHURCH ST. | SURRY, TOWN OF | SURRY, TOWN OF | FSD | 1 | 1/8/1998 12:00:00 AM
VA3181850 | PB | PBCU | 3Y | RT | Y | DS001 | DS004 | 156 OAKWOOD DR. | SURRY, TOWN OF | SURRY, TOWN OF | FSD | 1 | 1/8/1998 12:00:00 AM
VA3181850 | PB | PBCU | 3Y | RT | Y | DS001 | DS007 | 402 E. COLONIAL TR. | SURRY, TOWN OF | SURRY, TOWN OF | FSD | 1 | 1/8/1998 12:00:00 AM
VA3181850 | PB | PBCU | 3Y | RT | Y | DS001 | DS008 | 433 COLONIAL DR. | SURRY, TOWN OF | SURRY, TOWN OF | FSD | 1 | 1/8/1998 12:00:00 AM
VA3181850 | PB | PBCU | 3Y | RT | Y | DS001 | DS009 | 11793 ROLFE HWY | SURRY, TOWN OF | SURRY, TOWN OF | FSD | 1 | 1/8/1998 12:00:00 AM
VA3181850 | PB | PBCU | 3Y | RT | Y | DS001 | DS010 | 329 COLONIAL DRIVE | SURRY, TOWN OF | SURRY, TOWN OF | FSD | 1 | 1/8/1998 12:00:00 AM
VA3181850 | PB | PBCU | 3Y | RT | Y | DS001 | DS011 | 12263 ROLFE RD | SURRY, TOWN OF | SURRY, TOWN OF | FSD | 1 | 1/8/1998 12:00:00 AM
VA3181850 | PB | PBCU | 3Y | RT | Y | DS001 | DS012 | 255 SCHOOL STREET | SURRY, TOWN OF | SURRY, TOWN OF | FSD | 1 | 1/8/1998 12:00:00 AM
VA3181850 | PB | PBCU | 3Y | RT | Y | DS001 | DS013 | 12036 ROLFE HWY | SURRY, TOWN OF | SURRY, TOWN OF | FSD | 1 | 1/8/1998 12:00:00 AM
VA3181850 | TC | TC | MN | RT | Y | DS001 | TCR01 |  | SURRY, TOWN OF | SURRY, TOWN OF |  | 3 | 1/8/1998 12:00:00 AM
VA3181850 | GE | RADA | 6Y | RT | Y | EP001 | EP001 | EDWARDS HAMS WELL EP | SURRY, TOWN OF | EDWARDS (#1) WELL EP001 |  | 1 | 1998-01-08
VA3181850 | GE | RADA | 6Y | RT | Y | EP002 | EP002 | LEBANON (MIDDLE) EP2 | SURRY, TOWN OF | DAVIS (#2) WELL EP002 |  | 1 | 1998-01-08
VA3183100 | TC | TC | QT | RT | Y | DS001 | TCR01 |  | TIDEWATER CHRISTIAN SERVICE CA | TIDEWATER CHRISTIAN SERVICE CA |  | 1 | 7/15/2003 12:00:00 AM
VA3183100 | GE | NIT | YR | RT | Y | EP001 | EP001 | ENTRY POINT TAP | TIDEWATER CHRISTIAN SERVICE CA | EP-WELL |  | 1 | 7/15/2003 12:00:00 AM
VA3183160 | GE | THH5 | YR | RT | Y | DS001 | DBP01 | HS MAX RES TIME | SUSSEX CENTRAL SCHOOLS | DISTRIBUTION SYSTEM - SCHOOLS |  | 1 | 1/1/1990 12:00:00 AM
VA3183160 | TC | TC | MN | RT | Y | DS001 | TCR01 |  | SUSSEX CENTRAL SCHOOLS | DISTRIBUTION SYSTEM - SCHOOLS |  | 6 | 1/1/1990 12:00:00 AM
VA3183160 | GE | NIT | YR | RT | Y | EP001 | EP001 | ENTRY POINT | SUSSEX CENTRAL SCHOOLS | SCHOOLS ENTRY POINT |  | 1 | 1/1/1990 12:00:00 AM
VA3183160 | GE | MPN | YR | RT | Y | WL001 | RW001 | SCHOOL WELL/WL001 | SUSSEX CENTRAL SCHOOLS | SCHOOL WELL |  | 1 | 1/1/1990 12:00:00 AM
VA3183570 | TC | TC | MN | RT | Y | DS001 | TCR01 |  | ILUKA RESOURCES, INC. | RGC MINERAL SANDS |  | 3 | 5/1/1999 12:00:00 AM
VA3183570 | GE | ICMT | 3Y | RT | Y | EP001 | EP001 | ENTRY POINT | ILUKA RESOURCES, INC. | ENTRY POINT |  | 1 | 5/1/1999 12:00:00 AM
VA3183570 | GE | NIT | YR | RT | Y | EP001 | EP001 | ENTRY POINT | ILUKA RESOURCES, INC. | ENTRY POINT |  | 1 | 5/1/1999 12:00:00 AM
VA3183570 | GE | VOC | YR | RT | Y | EP001 | EP001 | ENTRY POINT | ILUKA RESOURCES, INC. | ENTRY POINT |  | 1 | 5/1/1999 12:00:00 AM
VA3183590 | GE | THH5 | YR | RT | Y | DS001 | DBP01 | MAX RESIDENCE TIME | NORTHEAST REGIONAL WATER SYSTEMS | DISTRIBUTION SYSTEM |  | 1 | 12/7/1997 12:00:00 AM
VA3183590 | TC | TC | MN | RT | Y | DS001 | TCR01 |  | NORTHEAST REGIONAL WATER SYSTEMS | DISTRIBUTION SYSTEM |  | 9 | 12/7/1997 12:00:00 AM
VA3183590 | GE | NIT | YR | RT | Y | EP003 | EP003 | TREATMENT PLANT | NORTHEAST REGIONAL WATER SYSTEMS | ENTRY POINT TREATMENT PLANT |  | 1 | 12/7/1997 12:00:00 AM
VA3183590 | GE | VOC | YR | RT | Y | EP003 | EP003 | TREATMENT PLANT | NORTHEAST REGIONAL WATER SYSTEMS | ENTRY POINT TREATMENT PLANT |  | 1 | 12/7/1997 12:00:00 AM
VA3183590 | GE | MPN | YR | RT | Y | WL001 | RW001 | WELL 1/WL001 | NORTHEAST REGIONAL WATER SYSTEMS | WELL 1 |  | 1 | 12/7/1997 12:00:00 AM
VA3183590 | GE | MPN | YR | RT | Y | WL002 | RW002 | WELL 2/WL002 | NORTHEAST REGIONAL WATER SYSTEMS | WELL 2 |  | 1 | 12/7/1997 12:00:00 AM
VA3183595 | PB | PBCU | 3Y | RT | Y | DS001 | LCR001 | LEAD SAMPLE SITE 1 | THE SCOTTS COMPANY | DISTRIBUTION SYSTEM | FSD | 1 | 5/16/2017 12:00:00 AM
VA3183595 | PB | PBCU | 3Y | RT | Y | DS001 | LCR002 | LEAD SAMPLE SITE 2 | THE SCOTTS COMPANY | DISTRIBUTION SYSTEM | FSD | 1 | 5/16/2017 12:00:00 AM
VA3183595 | PB | PBCU | 3Y | RT | Y | DS001 | LCR003 | LEAD SAMPLE SITE 3 | THE SCOTTS COMPANY | DISTRIBUTION SYSTEM | FSD | 1 | 5/16/2017 12:00:00 AM
VA3183595 | PB | PBCU | 3Y | RT | Y | DS001 | LCR004 | LEAD SAMPLE SITE 4 | THE SCOTTS COMPANY | DISTRIBUTION SYSTEM | FSD | 1 | 5/16/2017 12:00:00 AM
VA3183595 | PB | PBCU | 3Y | RT | Y | DS001 | LCR005 | LEAD SAMPLE SITE 5 | THE SCOTTS COMPANY | DISTRIBUTION SYSTEM | FSD | 1 | 5/16/2017 12:00:00 AM
VA3183595 | TC | TC | MN | RT | Y | DS001 | TCR01 |  | THE SCOTTS COMPANY | DISTRIBUTION SYSTEM |  | 3 | 5/16/2017 12:00:00 AM
VA3183595 | GE | VOC | QT | RT | Y | EP001 | EP001 | ENTRY POINT | THE SCOTTS COMPANY | ENTRY POINT |  | 1 | 5/16/2017 12:00:00 AM
VA3183600 | GE | THH5 | YR | RT | Y | DS001 | DBP01 | PAMPLIN #18 | SE 4H EDUCATIONAL CENTER | SE 4H CNTR C/O DR GRIFFIN |  | 1 | 3/19/1998 12:00:00 AM
VA3183600 | TC | TC | MN | RT | Y | DS001 | TCR01 |  | SE 4H EDUCATIONAL CENTER | SE 4H CNTR C/O DR GRIFFIN |  | 3 | 3/19/1998 12:00:00 AM
VA3183600 | GE | MPN | YR | RT | Y | WL002 | RW002 | WELL 2 OUTSIDE | SE 4H EDUCATIONAL CENTER | WELL 2 OUTSIDE |  | 1 | 3/19/1998 12:00:00 AM
VA3183750 | TC | TC | MN | RT | Y | DS001 | TCR01 |  | STONY CREEK, TOWN OF | DISTRIBUTION SYSTEM |  | 3 | 3/19/1988 12:00:00 AM
VA3183750 | GE | NIT | YR | RT | Y | EP002 | EP002 | NEW PLANT ENTRY PT. | STONY CREEK, TOWN OF | ENTRY POINT AT NEW PLANT |  | 1 | 3/19/1988 12:00:00 AM
VA3183750 | GE | VOC | YR | RT | Y | EP002 | EP002 | NEW PLANT ENTRY PT. | STONY CREEK, TOWN OF | ENTRY POINT AT NEW PLANT |  | 1 | 3/19/1988 12:00:00 AM
VA3183750 | GE | MPN | YR | RT | Y | WL005 | RW005 | WELL 5/WL005 | STONY CREEK, TOWN OF | WELL 5 |  | 1 | 3/19/1988 12:00:00 AM
VA3183750 | GE | MPN | YR | RT | Y | WL007 | RW007 | WELL 7/WL007 | STONY CREEK, TOWN OF | WELL 7 |  | 1 | 3/19/1988 12:00:00 AM
VA3183750 | GE | MPN | YR | RT | Y | WL008 | RW008 | WELL 8 WL008 | STONY CREEK, TOWN OF | WELL 8 |  | 1 | 3/19/1988 12:00:00 AM
VA3183750 | GE | THH5 | 3Y | RT | Y | DS001 | DBP01 | MAX RESIDENCE TIME | STONY CREEK, TOWN OF | DISTRIBUTION SYSTEM |  | 1 | 1988-03-19
VA3183800 | PB | PBCU | 3Y | RT | Y | DS001 | LCR01 | HISTORIC CIRCUIT COURTROOM 2ND FLOOR | SUSSEX COUNTY COURTHOUSE | DISTRIBUTION SYSTEM | FSD | 1 | 3/19/1998 12:00:00 AM
VA3183800 | PB | PBCU | 3Y | RT | Y | DS001 | LCR02 | JUDICIAL CENTER | SUSSEX COUNTY COURTHOUSE | DISTRIBUTION SYSTEM | FSD | 1 | 3/19/1998 12:00:00 AM
VA3183800 | PB | PBCU | 3Y | RT | Y | DS001 | LCR05 | SHERIFF'S OFFICE/JAIL | SUSSEX COUNTY COURTHOUSE | DISTRIBUTION SYSTEM | FSD | 1 | 3/19/1998 12:00:00 AM
VA3183800 | PB | PBCU | 3Y | RT | Y | DS001 | LCR07 | OFFICE BUILDING | SUSSEX COUNTY COURTHOUSE | DISTRIBUTION SYSTEM | FSD | 1 | 3/19/1998 12:00:00 AM
VA3183800 | PB | PBCU | 3Y | RT | Y | DS001 | LCR10 | NEWSOME HUMAN SERVICES BUILDING | SUSSEX COUNTY COURTHOUSE | DISTRIBUTION SYSTEM | FSD | 1 | 3/19/1998 12:00:00 AM
VA3183800 | TC | TC | MN | RT | Y | DS001 | TCR01 |  | SUSSEX COUNTY COURTHOUSE | DISTRIBUTION SYSTEM |  | 3 | 3/19/1998 12:00:00 AM
VA3183800 | GE | NIT | YR | RT | Y | EP001 | EP001 | ENTRY POINT | SUSSEX COUNTY COURTHOUSE | ENTRY POINT |  | 1 | 3/19/1998 12:00:00 AM
VA3183800 | GE | VOC | YR | RT | Y | EP001 | EP001 | ENTRY POINT | SUSSEX COUNTY COURTHOUSE | ENTRY POINT |  | 1 | 3/19/1998 12:00:00 AM
VA3183800 | GE | MPN | YR | RT | Y | WL001 | RW001 | DRILLED WELL/WL001 | SUSSEX COUNTY COURTHOUSE | DRILLED WELL |  | 1 | 3/19/1998 12:00:00 AM
VA3183800 | GE | THH5 | 3Y | RT | Y | DS001 | DBP01 | MAX RESIDENCE TIME | SUSSEX COUNTY COURTHOUSE | DISTRIBUTION SYSTEM |  | 1 | 1998-03-19
VA3183820 | PB | PBCU | 3Y | RT | Y | DS001 | DS002 | 10311 KELLY LANE | BIRCH ISLAND APARTMENTS | BIRCH ISLAND APARTMENTS | FSD | 1 | 3/18/1998 12:00:00 AM
VA3183820 | PB | PBCU | 3Y | RT | Y | DS001 | DS005 | 10317 PENNY LANE | BIRCH ISLAND APARTMENTS | BIRCH ISLAND APARTMENTS | FSD | 1 | 3/18/1998 12:00:00 AM
VA3183820 | PB | PBCU | 3Y | RT | Y | DS001 | DS007 | 38063 MARVIN LANE | BIRCH ISLAND APARTMENTS | BIRCH ISLAND APARTMENTS | FSD | 1 | 3/18/1998 12:00:00 AM
VA3183820 | PB | PBCU | 3Y | RT | Y | DS001 | DS008 | 38051 MARVIN LANE | BIRCH ISLAND APARTMENTS | BIRCH ISLAND APARTMENTS | FSD | 1 | 3/18/1998 12:00:00 AM
VA3183820 | PB | PBCU | 3Y | RT | Y | DS001 | DS009 | 10315 KELLY LANE | BIRCH ISLAND APARTMENTS | BIRCH ISLAND APARTMENTS | FSD | 1 | 3/18/1998 12:00:00 AM
VA3183820 | TC | TC | MN | RT | Y | DS001 | TCR01 |  | BIRCH ISLAND APARTMENTS | BIRCH ISLAND APARTMENTS |  | 3 | 3/18/1998 12:00:00 AM
VA3183820 | GE | NIT | YR | RT | Y | EP001 | EP001 | SAMPLING TAP | BIRCH ISLAND APARTMENTS | ENTRY POINT |  | 1 | 3/18/1998 12:00:00 AM
VA3183820 | GE | VOC | YR | RT | Y | EP001 | EP001 | SAMPLING TAP | BIRCH ISLAND APARTMENTS | ENTRY POINT |  | 1 | 3/18/1998 12:00:00 AM
VA3183820 | GE | MPN | YR | RT | Y | WL001 | RW001 | DRILLED WELL #3 | BIRCH ISLAND APARTMENTS | DRILLED WELL #1 |  | 1 | 3/18/1998 12:00:00 AM
VA3183820 | GE | MPN | YR | RT | Y | WL002 | RW002 | DRILLED WELL #2 | BIRCH ISLAND APARTMENTS | DRILLED WELL #2 |  | 1 | 3/18/1998 12:00:00 AM
VA3183820 | GE | THH5 | 3Y | RT | Y | DS001 | DBP01 | MAX RESIDENCE TIME | BIRCH ISLAND APARTMENTS | BIRCH ISLAND APARTMENTS |  | 1 | 1998-03-18
VA3183865 | PB | PBCU | 3Y | RT | Y | DS001 | DS001 | ADMIN BATH | GRCC YARDEN FARM | DISTRIBUTION | FSD | 1 | 5/1/1999 12:00:00 AM
VA3183865 | PB | PBCU | 3Y | RT | Y | DS001 | DS002 | ADMIN OUTSIDE TAP | GRCC YARDEN FARM | DISTRIBUTION | FSD | 1 | 5/1/1999 12:00:00 AM
VA3183865 | PB | PBCU | 3Y | RT | Y | DS001 | DS003 | ADMIN KITCHEN | GRCC YARDEN FARM | DISTRIBUTION | FSD | 1 | 5/1/1999 12:00:00 AM
VA3183865 | PB | PBCU | 3Y | RT | Y | DS001 | DS004 | WHSE BATH TAP | GRCC YARDEN FARM | DISTRIBUTION | FSD | 1 | 5/1/1999 12:00:00 AM
VA3183865 | PB | PBCU | 3Y | RT | Y | DS001 | DS005 | WHSE SIDE TAP | GRCC YARDEN FARM | DISTRIBUTION | FSD | 1 | 5/1/1999 12:00:00 AM
VA3183865 | TC | TC | MN | RT | Y | DS001 | TCR01 |  | GRCC YARDEN FARM | DISTRIBUTION |  | 3 | 5/1/1999 12:00:00 AM
VA3183900 | TC | TC | MN | RT | Y | DS001 | TCR01 |  | WAKEFIELD, TOWN OF | DISTRIBUTION SYSTEM |  | 6 | 3/17/1998 12:00:00 AM
VA3183900 | GE | MPN | YR | RT | Y | WL003 | EP002 | WELL NO. 3 | WAKEFIELD, TOWN OF | WELL NO. 3 |  | 1 | 3/17/1998 12:00:00 AM
VA3183900 | GE | MPN | YR | RT | Y | WL004 | EP004 | WELL NO. 4 | WAKEFIELD, TOWN OF | WELL NO. 4 |  | 1 | 3/17/1998 12:00:00 AM
VA3183950 | GE | THH5 | YR | RT | Y | DS001 | DBP001 | 7103 GENERAL MAHONE HWY | WAVERLY, TOWN OF | DISTRIBUTION SYSTEM |  | 1 | 3/18/1998 12:00:00 AM
VA3183950 | GE | THH5 | YR | RT | Y | DS001 | DBP002 | 29229TRAILER LANE | WAVERLY, TOWN OF | DISTRIBUTION SYSTEM |  | 1 | 3/18/1998 12:00:00 AM
VA3183950 | PB | PBCU | 6M | RT | Y | DS001 | LCR1 | 601 JASPER LN. | WAVERLY, TOWN OF | DISTRIBUTION SYSTEM | FSD | 1 | 3/18/1998 12:00:00 AM
VA3183950 | PB | PBCU | 6M | RT | Y | DS001 | LCR10 | 215 FLEETWOOD | WAVERLY, TOWN OF | DISTRIBUTION SYSTEM | FSD | 1 | 3/18/1998 12:00:00 AM
VA3183950 | PB | PBCU | 6M | RT | Y | DS001 | LCR11 | 419 RAILROAD AVE. | WAVERLY, TOWN OF | DISTRIBUTION SYSTEM | FSD | 1 | 3/18/1998 12:00:00 AM
VA3183950 | PB | PBCU | 6M | RT | Y | DS001 | LCR12 | 413 RAILROAD AVE. | WAVERLY, TOWN OF | DISTRIBUTION SYSTEM | FSD | 1 | 3/18/1998 12:00:00 AM
VA3183950 | PB | PBCU | 6M | RT | Y | DS001 | LCR13 | 411 CARPENTER DR | WAVERLY, TOWN OF | DISTRIBUTION SYSTEM | FSD | 1 | 3/18/1998 12:00:00 AM
VA3183950 | PB | PBCU | 6M | RT | Y | DS001 | LCR14 | 330 JASPER LANE | WAVERLY, TOWN OF | DISTRIBUTION SYSTEM | FSD | 1 | 3/18/1998 12:00:00 AM
VA3183950 | PB | PBCU | 6M | RT | Y | DS001 | LCR15 | 527 W. MAIN ST. | WAVERLY, TOWN OF | DISTRIBUTION SYSTEM | FSD | 1 | 3/18/1998 12:00:00 AM
VA3183950 | PB | PBCU | 6M | RT | Y | DS001 | LCR16 | 125 FLEETWOOD | WAVERLY, TOWN OF | DISTRIBUTION SYSTEM | FSD | 1 | 3/18/1998 12:00:00 AM
VA3183950 | PB | PBCU | 6M | RT | Y | DS001 | LCR17 | 763 W. MAIN ST. | WAVERLY, TOWN OF | DISTRIBUTION SYSTEM | FSD | 1 | 3/18/1998 12:00:00 AM
VA3183950 | PB | PBCU | 6M | RT | Y | DS001 | LCR18 | 7019 GENERAL MAHONE HWY. | WAVERLY, TOWN OF | DISTRIBUTION SYSTEM | FSD | 1 | 3/18/1998 12:00:00 AM
VA3183950 | PB | PBCU | 6M | RT | Y | DS001 | LCR19 | 201 S. COUNTY DR. | WAVERLY, TOWN OF | DISTRIBUTION SYSTEM | FSD | 1 | 3/18/1998 12:00:00 AM
VA3183950 | PB | PBCU | 6M | RT | Y | DS001 | LCR2 | 135 BANK ST. | WAVERLY, TOWN OF | DISTRIBUTION SYSTEM | FSD | 1 | 3/18/1998 12:00:00 AM
VA3183950 | PB | PBCU | 6M | RT | Y | DS001 | LCR20 | 6425 GENERAL MAHONE HWY. | WAVERLY, TOWN OF | DISTRIBUTION SYSTEM | FSD | 1 | 3/18/1998 12:00:00 AM
VA3183950 | PB | PBCU | 6M | RT | Y | DS001 | LCR3 | 245 LOCUST DRIVE | WAVERLY, TOWN OF | DISTRIBUTION SYSTEM | FSD | 1 | 3/18/1998 12:00:00 AM
VA3183950 | PB | PBCU | 6M | RT | Y | DS001 | LCR4 | 215 COPPAHAUNK AVE. | WAVERLY, TOWN OF | DISTRIBUTION SYSTEM | FSD | 1 | 3/18/1998 12:00:00 AM
VA3183950 | PB | PBCU | 6M | RT | Y | DS001 | LCR5 | 220 COPPAHAUNK AVE. | WAVERLY, TOWN OF | DISTRIBUTION SYSTEM | FSD | 1 | 3/18/1998 12:00:00 AM
VA3183950 | PB | PBCU | 6M | RT | Y | DS001 | LCR6 | 427 JASPER LN. | WAVERLY, TOWN OF | DISTRIBUTION SYSTEM | FSD | 1 | 3/18/1998 12:00:00 AM
VA3183950 | PB | PBCU | 6M | RT | Y | DS001 | LCR7 | 224 CHAPPELL COURT | WAVERLY, TOWN OF | DISTRIBUTION SYSTEM | FSD | 1 | 3/18/1998 12:00:00 AM
VA3183950 | PB | PBCU | 6M | RT | Y | DS001 | LCR8 | 119 BANK ST. | WAVERLY, TOWN OF | DISTRIBUTION SYSTEM | FSD | 1 | 3/18/1998 12:00:00 AM
VA3183950 | PB | PBCU | 6M | RT | Y | DS001 | LCR9 | 135 COPPAHAUNK AVE. | WAVERLY, TOWN OF | DISTRIBUTION SYSTEM | FSD | 1 | 3/18/1998 12:00:00 AM
VA3183950 | TC | TC | MN | RT | Y | DS001 | TCR01 |  | WAVERLY, TOWN OF | DISTRIBUTION SYSTEM |  | 6 | 3/18/1998 12:00:00 AM
VA3183950 | GE | NIT | YR | RT | Y | EP001 | EP001 | EP - WELL 4 | WAVERLY, TOWN OF | ENTRY POINT |  | 1 | 3/18/1998 12:00:00 AM
VA3183950 | GE | MPN | YR | RT | Y | WL003 | WL003 | WELL 3 RAW WATER | WAVERLY, TOWN OF | WELL NO. 3 |  | 1 | 3/18/1998 12:00:00 AM
VA3183950 | GE | MPN | YR | RT | Y | WL004 | WL004 | WELL NO. 4 | WAVERLY, TOWN OF | WELL NO. 4 |  | 1 | 3/18/1998 12:00:00 AM
VA3199190 | TC | TC | QT | RT | Y | DS001 | TCR01 |  | CAMP SKIMINO | DISTRIBUTION SYSTEM |  | 3 | 1/6/1998 12:00:00 AM
VA3199190 | GE | NIT | YR | RT | Y | EP001 | EP001 | ENTRY POINT 1 | CAMP SKIMINO | ENTRY POINT 1 |  | 1 | 1/6/1998 12:00:00 AM
VA3199190 | GE | NIT | YR | RT | Y | EP002 | EP002 | ENTRY POINT 2 | CAMP SKIMINO | ENTRY POINT 2 |  | 1 | 1/6/1998 12:00:00 AM
VA3199190 | GE | NIT | YR | RT | Y | EP003 | EP003 | ENTRY POINT 3 | CAMP SKIMINO | ENTRY POINT 3 |  | 1 | 1/6/1998 12:00:00 AM
VA3199200 | GE | TTHM | YR | RT | Y | DS001 | DBP01 | LOT 62 | CARVER GARDENS | DISTRIBUTION SYSTEM |  | 1 | 1/22/1978 12:00:00 AM
VA3199200 | GE | HAA5 | YR | RT | Y | DS001 | DBP02 | LOT 4 | CARVER GARDENS | DISTRIBUTION SYSTEM |  | 1 | 1/22/1978 12:00:00 AM
VA3199200 | TC | TC | MN | RT | Y | DS001 | TCR01 |  | CARVER GARDENS | DISTRIBUTION SYSTEM |  | 3 | 1/22/1978 12:00:00 AM
VA3199210 | GE | TTHM | QT | RT | Y | DS001 | DBP01 | BUILDING 200 | CHEATHAM ANNEX | DISTRIBUTION SYSTEM |  | 1 | 12/12/1938 12:00:00 AM
VA3199210 | GE | HAA5 | QT | RT | Y | DS001 | DBP02 | BUILDING 134 | CHEATHAM ANNEX | DISTRIBUTION SYSTEM |  | 1 | 12/12/1938 12:00:00 AM
VA3199210 | PB | PBCU | 3Y | RT | Y | DS001 | LCR001 | BLDG 108 (ADMINISTRATION) | CHEATHAM ANNEX | DISTRIBUTION SYSTEM | FSD | 1 | 12/12/1938 12:00:00 AM
VA3199210 | PB | PBCU | 3Y | RT | Y | DS001 | LCR002 | BLDG 130 (COUNTRY STORE, MWR) | CHEATHAM ANNEX | DISTRIBUTION SYSTEM | FSD | 1 | 12/12/1938 12:00:00 AM
VA3199210 | PB | PBCU | 3Y | RT | Y | DS001 | LCR006 | BLDG 270 (PUBLIC WORKS) | CHEATHAM ANNEX | DISTRIBUTION SYSTEM | FSD | 1 | 12/12/1938 12:00:00 AM
VA3199210 | PB | PBCU | 3Y | RT | Y | DS001 | LCR024 | BLDG 284 (MWR ADMINISTRATION) | CHEATHAM ANNEX | DISTRIBUTION SYSTEM | FSD | 1 | 12/12/1938 12:00:00 AM
VA3199210 | PB | PBCU | 3Y | RT | Y | DS001 | LCR025 | BLDG 250 (NELSG TRAINING FACILITY) | CHEATHAM ANNEX | DISTRIBUTION SYSTEM | FSD | 1 | 12/12/1938 12:00:00 AM
VA3199210 | PB | PBCU | 3Y | RT | Y | DS001 | LCR027 | BLDG 115 (AUTOMOTIVE SHOP) | CHEATHAM ANNEX | DISTRIBUTION SYSTEM | FSD | 1 | 12/12/1938 12:00:00 AM
VA3199210 | PB | PBCU | 3Y | RT | Y | DS001 | LCR030 | BLDG 1 (WAREHOUSE, FISC OFFICE) | CHEATHAM ANNEX | DISTRIBUTION SYSTEM | FSD | 1 | 12/12/1938 12:00:00 AM
VA3199210 | PB | PBCU | 3Y | RT | Y | DS001 | LCR031 | BLDG 225 (NAVSUP) | CHEATHAM ANNEX | DISTRIBUTION SYSTEM | FSD | 1 | 12/12/1938 12:00:00 AM
VA3199210 | PB | PBCU | 3Y | RT | Y | DS001 | LCR032 | BLDG 295 (MWR MAINTENANCE SHOP) | CHEATHAM ANNEX | DISTRIBUTION SYSTEM | FSD | 1 | 12/12/1938 12:00:00 AM
VA3199210 | PB | PBCU | 3Y | RT | Y | DS001 | LCR038 | BLDG 235 (MWR FITNESS CENTER) | CHEATHAM ANNEX | DISTRIBUTION SYSTEM | FSD | 1 | 12/12/1938 12:00:00 AM
VA3199210 | TC | TC | MN | RT | Y | DS001 | TCR01 |  | CHEATHAM ANNEX | DISTRIBUTION SYSTEM |  | 3 | 12/12/1938 12:00:00 AM
VA3199220 | TC | TC | QT | RT | Y | 950 | TCR01 |  | KOA COLONIAL CENTRAL | COLONIAL CAMPGROUNDS |  | 1 | 1/1/1991 12:00:00 AM
VA3199220 | GE | NIT | YR | RT | Y | EP001 | EP001 | ENTRY POINT | KOA COLONIAL CENTRAL | ENTERY POINT |  | 1 | 1/1/1991 12:00:00 AM
VA3199380 | GE | HAA5 | YR | RT | Y | DS001 | DBP01 | 2000 LONDONBERRY LN. | LIGHTFOOT SYSTEM | DISTRIBUTION SYSTEM |  | 1 | 4/10/1997 12:00:00 AM
VA3199380 | GE | TTHM | YR | RT | Y | DS001 | DBP02 | 447 E. ROCHAMBEAU DR. | LIGHTFOOT SYSTEM | DISTRIBUTION SYSTEM |  | 1 | 4/10/1997 12:00:00 AM
VA3199380 | PB | PBCU | 3Y | RT | Y | DS001 | LCR001 | 101 CHAPEL HILL LN | LIGHTFOOT SYSTEM | DISTRIBUTION SYSTEM | FSD | 1 | 4/10/1997 12:00:00 AM
VA3199380 | PB | PBCU | 3Y | RT | Y | DS001 | LCR010 | 130 WICHITA LN | LIGHTFOOT SYSTEM | DISTRIBUTION SYSTEM | FSD | 1 | 4/10/1997 12:00:00 AM
VA3199380 | PB | PBCU | 3Y | RT | Y | DS001 | LCR012 | 204 WICHITA LN | LIGHTFOOT SYSTEM | DISTRIBUTION SYSTEM | FSD | 1 | 4/10/1997 12:00:00 AM
VA3199380 | PB | PBCU | 3Y | RT | Y | DS001 | LCR016 | 106 PHOENIX CIR | LIGHTFOOT SYSTEM | DISTRIBUTION SYSTEM | FSD | 1 | 4/10/1997 12:00:00 AM
VA3199380 | PB | PBCU | 3Y | RT | Y | DS001 | LCR019 | 118 INDIANA LN | LIGHTFOOT SYSTEM | DISTRIBUTION SYSTEM | FSD | 1 | 4/10/1997 12:00:00 AM
VA3199380 | PB | PBCU | 3Y | RT | Y | DS001 | LCR020 | 116 ALABAMA LN | LIGHTFOOT SYSTEM | DISTRIBUTION SYSTEM | FSD | 1 | 4/10/1997 12:00:00 AM
VA3199380 | PB | PBCU | 3Y | RT | Y | DS001 | LCR022 | 125 ALABAMA LN | LIGHTFOOT SYSTEM | DISTRIBUTION SYSTEM | FSD | 1 | 4/10/1997 12:00:00 AM
VA3199380 | PB | PBCU | 3Y | RT | Y | DS001 | LCR023 | 104 NINA CIR | LIGHTFOOT SYSTEM | DISTRIBUTION SYSTEM | FSD | 1 | 4/10/1997 12:00:00 AM
VA3199380 | PB | PBCU | 3Y | RT | Y | DS001 | LCR024 | 117 NINA CIR | LIGHTFOOT SYSTEM | DISTRIBUTION SYSTEM | FSD | 1 | 4/10/1997 12:00:00 AM
VA3199380 | PB | PBCU | 3Y | RT | Y | DS001 | LCR028 | 239 KINGSGATE RD | LIGHTFOOT SYSTEM | DISTRIBUTION SYSTEM | FSD | 1 | 4/10/1997 12:00:00 AM
VA3199380 | PB | PBCU | 3Y | RT | Y | DS001 | LCR029 | 247 KINGSGATE RD | LIGHTFOOT SYSTEM | DISTRIBUTION SYSTEM | FSD | 1 | 4/10/1997 12:00:00 AM
VA3199380 | PB | PBCU | 3Y | RT | Y | DS001 | LCR030 | 108 DEVONSHIRE DR | LIGHTFOOT SYSTEM | DISTRIBUTION SYSTEM | FSD | 1 | 4/10/1997 12:00:00 AM
VA3199380 | PB | PBCU | 3Y | RT | Y | DS001 | LCR032 | 144 DEVONSHIRE DR | LIGHTFOOT SYSTEM | DISTRIBUTION SYSTEM | FSD | 1 | 4/10/1997 12:00:00 AM
VA3199380 | PB | PBCU | 3Y | RT | Y | DS001 | LCR033 | 135 LONDONDERRY LN | LIGHTFOOT SYSTEM | DISTRIBUTION SYSTEM | FSD | 1 | 4/10/1997 12:00:00 AM
VA3199380 | PB | PBCU | 3Y | RT | Y | DS001 | LCR035 | 122 LONDONDERRY LN | LIGHTFOOT SYSTEM | DISTRIBUTION SYSTEM | FSD | 1 | 4/10/1997 12:00:00 AM
VA3199380 | PB | PBCU | 3Y | RT | Y | DS001 | LCR036 | 106 LONDONDERRY LN | LIGHTFOOT SYSTEM | DISTRIBUTION SYSTEM | FSD | 1 | 4/10/1997 12:00:00 AM
VA3199380 | PB | PBCU | 3Y | RT | Y | DS001 | LCR039 | 132 CHERWELL CT | LIGHTFOOT SYSTEM | DISTRIBUTION SYSTEM | FSD | 1 | 4/10/1997 12:00:00 AM
VA3199380 | PB | PBCU | 3Y | RT | Y | DS001 | LCR040 | 203 CHERWELL CT | LIGHTFOOT SYSTEM | DISTRIBUTION SYSTEM | FSD | 1 | 4/10/1997 12:00:00 AM
VA3199380 | PB | PBCU | 3Y | RT | Y | DS001 | LCR045 | 102 WESTMINISTER PL | LIGHTFOOT SYSTEM | DISTRIBUTION SYSTEM | FSD | 1 | 4/10/1997 12:00:00 AM
VA3199380 | PB | PBCU | 3Y | RT | Y | DS001 | LCR046 | 121 WESTMINISTER PL | LIGHTFOOT SYSTEM | DISTRIBUTION SYSTEM | FSD | 1 | 4/10/1997 12:00:00 AM
VA3199380 | TC | TC | MN | RT | Y | DS001 | TCR01 |  | LIGHTFOOT SYSTEM | DISTRIBUTION SYSTEM |  | 6 | 4/10/1997 12:00:00 AM
VA3199380 | GE | MPN | YR | RT | Y | WL001 | RW001 | RAW WATER TAP | LIGHTFOOT SYSTEM | WELL #1 |  | 1 | 4/10/1997 12:00:00 AM
VA3199380 | GE | MPN | YR | RT | Y | WL005 | RW005 | RAW WATER TAP | LIGHTFOOT SYSTEM | WELL NO 5 |  | 1 | 4/10/1997 12:00:00 AM
VA3199500 | GE | TTHM | QT | RT | Y | DS001 | DBP01 | BLDG 58 | YORKTOWN NAVAL WEAPONS STATION | DISTRIBUTION SYSTEM |  | 1 | 7/12/1979 12:00:00 AM
VA3199500 | GE | HAA5 | QT | RT | Y | DS001 | DBP02 | BLDG 1525 | YORKTOWN NAVAL WEAPONS STATION | DISTRIBUTION SYSTEM |  | 1 | 7/12/1979 12:00:00 AM
VA3199500 | PB | PBCU | 3Y | RT | Y | DS001 | LCR002 | BLDG 1917 (UNITS A, B, C, D, E, F) | YORKTOWN NAVAL WEAPONS STATION | DISTRIBUTION SYSTEM | FSD | 1 | 7/12/1979 12:00:00 AM
VA3199500 | PB | PBCU | 3Y | RT | Y | DS001 | LCR003 | BLDG 1921 (UNITS A, B, C, D, E, F) | YORKTOWN NAVAL WEAPONS STATION | DISTRIBUTION SYSTEM | FSD | 1 | 7/12/1979 12:00:00 AM
VA3199500 | PB | PBCU | 3Y | RT | Y | DS001 | LCR009 | BLDG 1920 (UNITS A, B, C, D, E, F) | YORKTOWN NAVAL WEAPONS STATION | DISTRIBUTION SYSTEM | FSD | 1 | 7/12/1979 12:00:00 AM
VA3199500 | PB | PBCU | 3Y | RT | Y | DS001 | LCR010 | BLDG 1927 (UNITS A, B, C, D, E, F) | YORKTOWN NAVAL WEAPONS STATION | DISTRIBUTION SYSTEM | FSD | 1 | 7/12/1979 12:00:00 AM
VA3199500 | PB | PBCU | 3Y | RT | Y | DS001 | LCR024 | 1915C | YORKTOWN NAVAL WEAPONS STATION | DISTRIBUTION SYSTEM | FSD | 1 | 7/12/1979 12:00:00 AM
VA3199500 | PB | PBCU | 3Y | RT | Y | DS001 | LCR025 | 1922C | YORKTOWN NAVAL WEAPONS STATION | DISTRIBUTION SYSTEM | FSD | 1 | 7/12/1979 12:00:00 AM
VA3199500 | PB | PBCU | 3Y | RT | Y | DS001 | LCR028 | BLDG 1931 (UNITS A, B, C, D, E, F) | YORKTOWN NAVAL WEAPONS STATION | DISTRIBUTION SYSTEM | FSD | 1 | 7/12/1979 12:00:00 AM
VA3199500 | PB | PBCU | 3Y | RT | Y | DS001 | LCR029 | BLDG 1948 (UNITS A, B, C, D, E, F) | YORKTOWN NAVAL WEAPONS STATION | DISTRIBUTION SYSTEM | FSD | 1 | 7/12/1979 12:00:00 AM
VA3199500 | PB | PBCU | 3Y | RT | Y | DS001 | LCR030 | BLDG 1950 (UNITS A, B, C, D, E, F) | YORKTOWN NAVAL WEAPONS STATION | DISTRIBUTION SYSTEM | FSD | 1 | 7/12/1979 12:00:00 AM
VA3199500 | PB | PBCU | 3Y | RT | Y | DS001 | LCR031 | BLDG 1951 (UNITS A, B, C, D, E, F) | YORKTOWN NAVAL WEAPONS STATION | DISTRIBUTION SYSTEM | FSD | 1 | 7/12/1979 12:00:00 AM
VA3199500 | TC | TC | MN | RT | Y | DS001 | TCR01 |  | YORKTOWN NAVAL WEAPONS STATION | DISTRIBUTION SYSTEM |  | 6 | 7/12/1979 12:00:00 AM
VA3199510 | GE | HAA5 | QT | RT | Y | DS001 | DBP01 | 401 HUBBARD LANE (SMS #1) | NELSON PARK | DISTRIBUTION SYSTEM |  | 1 | 6/3/1999 12:00:00 AM
VA3199510 | GE | TTHM | QT | RT | Y | DS001 | DBP02 | 123 NELSON DR (SMS #2) | NELSON PARK | DISTRIBUTION SYSTEM |  | 1 | 6/3/1999 12:00:00 AM
VA3199510 | TC | TC | MN | RT | Y | DS001 | TCR01 |  | NELSON PARK | DISTRIBUTION SYSTEM |  | 3 | 6/3/1999 12:00:00 AM
VA3199520 | TC | TC | QT | RT | Y | DS001 | TCR01 |  | NEW QUARTER PARK | DISTRIBUTION SYSTEM |  | 1 | 1/7/1998 12:00:00 AM
VA3199520 | GE | NIT | YR | RT | Y | EP001 | EP001 | EP001 | NEW QUARTER PARK | NEW QUARTER PARK ENTRY POINT |  | 1 | 1/7/1998 12:00:00 AM
VA3199650 | TC | TC | QT | RT | Y | DS001 | TCR01 |  | P-461 PISTOL RANGE YORKTOWN NWS | DISTRIBUTION SYSTEM |  | 1 | 4/1/2018 12:00:00 AM
VA3199655 | TC | TC | QT | RT | Y | DS001 | TCR01 |  | P-461 RIFLE RANGE YORKTOWN NWS | DISTRIBUTIO SYSTEM (BUILDINGS & TOILETS) |  | 1 | 8/16/2019 12:00:00 AM
VA3199700 | GE | TTHM | QT | RT | Y | DS001 | DBP01 | 200 W. QUEENS DRIVE | QUEENS LAKE SYSTEM | DISTRIBUTION SYSTEM |  | 1 | 6/13/1980 12:00:00 AM
VA3199700 | GE | HAA5 | QT | RT | Y | DS001 | DBP02 | 100 NATIONAL LANE (SMP-S1) | QUEENS LAKE SYSTEM | DISTRIBUTION SYSTEM |  | 1 | 6/13/1980 12:00:00 AM
VA3199700 | PB | PBCU | 3Y | RT | Y | DS001 | LCR006 | 100 BOWSTRING RD. | QUEENS LAKE SYSTEM | DISTRIBUTION SYSTEM | FSD | 1 | 6/13/1980 12:00:00 AM
VA3199700 | PB | PBCU | 3Y | RT | Y | DS001 | LCR008 | 126 LITTLE JOHN RD. | QUEENS LAKE SYSTEM | DISTRIBUTION SYSTEM | FSD | 1 | 6/13/1980 12:00:00 AM
VA3199700 | PB | PBCU | 3Y | RT | Y | DS001 | LCR009 | 266 QUEENS DR. | QUEENS LAKE SYSTEM | DISTRIBUTION SYSTEM | FSD | 1 | 6/13/1980 12:00:00 AM
VA3199700 | PB | PBCU | 3Y | RT | Y | DS001 | LCR012 | 126 HOLCOMB DR. | QUEENS LAKE SYSTEM | DISTRIBUTION SYSTEM | FSD | 1 | 6/13/1980 12:00:00 AM
VA3199700 | PB | PBCU | 3Y | RT | Y | DS001 | LCR013 | 101 SAXON RD | QUEENS LAKE SYSTEM | DISTRIBUTION SYSTEM | FSD | 1 | 6/13/1980 12:00:00 AM
VA3199700 | PB | PBCU | 3Y | RT | Y | DS001 | LCR014 | 174 DENNIS DR. | QUEENS LAKE SYSTEM | DISTRIBUTION SYSTEM | FSD | 1 | 6/13/1980 12:00:00 AM
VA3199700 | PB | PBCU | 3Y | RT | Y | DS001 | LCR016 | 103 SAXON RD. | QUEENS LAKE SYSTEM | DISTRIBUTION SYSTEM | FSD | 1 | 6/13/1980 12:00:00 AM
VA3199700 | PB | PBCU | 3Y | RT | Y | DS001 | LCR017 | 112 WILLOUGHBY DR. | QUEENS LAKE SYSTEM | DISTRIBUTION SYSTEM | FSD | 1 | 6/13/1980 12:00:00 AM
VA3199700 | PB | PBCU | 3Y | RT | Y | DS001 | LCR018 | 279 E QUEENS DR. | QUEENS LAKE SYSTEM | DISTRIBUTION SYSTEM | FSD | 1 | 6/13/1980 12:00:00 AM
VA3199700 | PB | PBCU | 3Y | RT | Y | DS001 | LCR019 | 105 SAXON RD | QUEENS LAKE SYSTEM | DISTRIBUTION SYSTEM | FSD | 1 | 6/13/1980 12:00:00 AM
VA3199700 | TC | TC | MN | RT | Y | DS001 | TCR01 |  | QUEENS LAKE SYSTEM | DISTRIBUTION SYSTEM |  | 6 | 6/13/1980 12:00:00 AM
VA3199820 | TC | TC | QT | RT | Y | DS001 | TCR01 |  | WALLER MILL PARK | DISTRIBUTION SYSTEM |  | 1 | 4/15/2019 12:00:00 AM
VA3199850 | TC | TC | QT | RT | Y | DS001 | TCR01 |  | KOA CAMPGROUNDS-WILLIAMSBURG | DISTRIBUTION SYSTEM |  | 1 | 1/5/1998 12:00:00 AM
VA3199851 | TC | TC | QT | RT | Y | DS001 | TCR01 |  | KOA CAMPGROUNDS-HIGH GROUND | DISTRIBUTION SYSTEM |  | 1 | 2/25/2005 12:00:00 AM
VA3199851 | GE | NIT | YR | RT | Y | EP001 | EP001 | ENTRY POINT | KOA CAMPGROUNDS-HIGH GROUND | ENTRY POINT |  | 1 | 2/25/2005 12:00:00 AM
VA3199995 | GE | TTHM | QT | RT | Y | DS001 | DBP01 | 1169 RICHWINE DR, LOT 20 | YORK TERRACE SYSTEM | DISTRIBUTION SYSTEM |  | 1 | 1/11/1989 12:00:00 AM
VA3199995 | GE | HAA5 | QT | RT | Y | DS001 | DBP02 | 1122 PENNIMAN RD, LOT 6 (SMS#2) | YORK TERRACE SYSTEM | DISTRIBUTION SYSTEM |  | 1 | 1/11/1989 12:00:00 AM
VA3199995 | TC | TC | MN | RT | Y | DS001 | TCR01 |  | YORK TERRACE SYSTEM | DISTRIBUTION SYSTEM |  | 3 | 1/11/1989 12:00:00 AM
VA3550007 | TC | TC | MN | RT | Y | DS001 | TCR01 |  | ATLANTIC YACHT BASIN, INC. | DISTRIBUTION SYSTEM |  | 3 | 12/5/1985 12:00:00 AM
VA3550007 | GE | NIT | YR | RT | Y | EP001 | EP001 | BRIDGE ENTRY PT | ATLANTIC YACHT BASIN, INC. | ENTRY POINT - BRIDGE WELLS (COMBINED) |  | 1 | 12/5/1985 12:00:00 AM
VA3550007 | GE | NIT | YR | RT | Y | EP002 | EP002 | PINES ENTRY PT | ATLANTIC YACHT BASIN, INC. | ENTRY POINT - PINES |  | 1 | 12/5/1985 12:00:00 AM
VA3550022 | GE | HAA5 | YR | RT | Y | DS001 | DBP01 | ROBERTSON CENTER MEN'S RR | COASTAL CHURCH | DISTRIBUTION SYSTEM |  | 1 | 5/21/2024 12:00:00 AM
VA3550022 | GE | TTHM | YR | RT | Y | DS001 | DBP01 | ROBERTSON CENTER MEN'S RR | COASTAL CHURCH | DISTRIBUTION SYSTEM |  | 1 | 5/21/2024 12:00:00 AM
VA3550022 | PB | PBCU | YR | RT | Y | DS001 | LCR01 | PRESCHOOL AREA RR SINK | COASTAL CHURCH | DISTRIBUTION SYSTEM | FSD | 1 | 5/21/2024 12:00:00 AM
VA3550022 | PB | PBCU | YR | RT | Y | DS001 | LCR02 | WELCOME CTR WOMENS RR | COASTAL CHURCH | DISTRIBUTION SYSTEM | FSD | 1 | 5/21/2024 12:00:00 AM
VA3550022 | PB | PBCU | YR | RT | Y | DS001 | LCR03 | EDUC BLDG WOMENS RR | COASTAL CHURCH | DISTRIBUTION SYSTEM | FSD | 1 | 5/21/2024 12:00:00 AM
VA3550022 | PB | PBCU | YR | RT | Y | DS001 | LCR04 | ADMIN OFFICE MENS RR | COASTAL CHURCH | DISTRIBUTION SYSTEM | FSD | 1 | 5/21/2024 12:00:00 AM
VA3550022 | PB | PBCU | YR | RT | Y | DS001 | LCR05 | WELCOME CTR MENS RR | COASTAL CHURCH | DISTRIBUTION SYSTEM | FSD | 1 | 5/21/2024 12:00:00 AM
VA3550022 | TC | TC | MN | RT | Y | DS001 | TCR01 |  | COASTAL CHURCH | DISTRIBUTION SYSTEM |  | 3 | 5/21/2024 12:00:00 AM
VA3550022 | GE | NIT | YR | RT | Y | EP001 | EP001 | ENTRY POINT | COASTAL CHURCH | ENTRY POINT |  | 1 | 5/21/2024 12:00:00 AM
VA3550022 | GE | ICMT | 3Y | RT | Y | EP001 | EP001 | ENTRY POINT | COASTAL CHURCH | ENTRY POINT |  | 1 | 2024-05-21
VA3550022 | GE | VOC | 3Y | RT | Y | EP001 | EP001 | ENTRY POINT | COASTAL CHURCH | ENTRY POINT |  | 1 | 2024-05-21
VA3550024 | TC | TC | QT | RT | Y | DS001 | TCR01 |  | BERGEY'S BREAD BASKET | DISTRIBUTION SYSTEM |  | 1 | 2/16/2017 12:00:00 AM
VA3550043 | TC | TC | QT | RT | Y | DS001 | TCR01 |  | CENTERVILLE PARK | DISTRIBUTION SYSTEM |  | 1 | 3/6/2017 12:00:00 AM
VA3550043 | GE | MPN | YR | RT | Y | WL001 | RW001 | CENTERVILLE PARK WELL | CENTERVILLE PARK | CENTERVILLE PARK WELL |  | 1 | 3/6/2017 12:00:00 AM
VA3550050 | GE | THH5 | QT | RT | Y | DS001 | DBP03 | WB GROUND TANK: 1347 ELIZABETH HARBOR DR | CITY OF CHESAPEAKE - WESTERN BRANCH SYS | WESTERN BRANCH DS |  | 1 | 3/25/1998 12:00:00 AM
VA3550050 | GE | THH5 | QT | RT | Y | DS001 | DS001 | WB JR. HIGH SCHOOL: 4201 HAWKSLEY DR. | CITY OF CHESAPEAKE - WESTERN BRANCH SYS | WESTERN BRANCH DS |  | 1 | 3/25/1998 12:00:00 AM
VA3550050 | GE | THH5 | QT | RT | Y | DS001 | DS002 | FIRE STATION #12: 4421 TAYLOR RD. | CITY OF CHESAPEAKE - WESTERN BRANCH SYS | WESTERN BRANCH DS |  | 1 | 3/25/1998 12:00:00 AM
VA3550050 | GE | THH5 | QT | RT | Y | DS001 | DS005 | LUKOIL GS: 4005 PORTSMOUTH BLVD. | CITY OF CHESAPEAKE - WESTERN BRANCH SYS | WESTERN BRANCH DS |  | 1 | 3/25/1998 12:00:00 AM
VA3550050 | TC | TC | MN | RT | Y | DS001 | TCR01 |  | CITY OF CHESAPEAKE - WESTERN BRANCH SYS | WESTERN BRANCH DS |  | 90 | 3/25/1998 12:00:00 AM
VA3550051 | GE | THH5 | QT | RT | Y | DS001 | DBP01 | 2499 NO. 10 LANE (PRIVATE RESIDENCE) | CITY OF CHESAPEAKE - NORTHWEST RIVER SYS | NW RIVER SERVICE AREA |  | 1 | 1/1/1979 12:00:00 AM
VA3550051 | GE | THH5 | QT | RT | Y | DS001 | DBP07 | SAWYER`S MILL (2702 SAWYER'S ARCH) | CITY OF CHESAPEAKE - NORTHWEST RIVER SYS | NW RIVER SERVICE AREA |  | 1 | 1/1/1979 12:00:00 AM
VA3550051 | GE | THH5 | QT | RT | Y | DS001 | DBP11 | POPEYE`S (333 S. DOMINION BLVD.) | CITY OF CHESAPEAKE - NORTHWEST RIVER SYS | NW RIVER SERVICE AREA |  | 1 | 1/1/1979 12:00:00 AM
VA3550051 | GE | THH5 | QT | RT | Y | DS001 | DBP12 | ZINO`S REST. (850 OLD GEORGE WASH.) | CITY OF CHESAPEAKE - NORTHWEST RIVER SYS | NW RIVER SERVICE AREA |  | 1 | 1/1/1979 12:00:00 AM
VA3550051 | GE | THH5 | QT | RT | Y | DS001 | DBP17 | OSCAR SMITH H.S. (1994 TIGER RD.) | CITY OF CHESAPEAKE - NORTHWEST RIVER SYS | NW RIVER SERVICE AREA |  | 1 | 1/1/1979 12:00:00 AM
VA3550051 | GE | THH5 | QT | RT | Y | DS001 | DS004 | GREENBRIER LIBRARY (1214 VOLVO PKWY.) | CITY OF CHESAPEAKE - NORTHWEST RIVER SYS | NW RIVER SERVICE AREA |  | 1 | 1/1/1979 12:00:00 AM
VA3550051 | GE | THH5 | QT | RT | Y | DS001 | DS006 | DEEP CREEK P.O.: 857 N. GW HWY. | CITY OF CHESAPEAKE - NORTHWEST RIVER SYS | NW RIVER SERVICE AREA |  | 1 | 1/1/1979 12:00:00 AM
VA3550051 | PB | PBCU | 3Y | RT | Y | DS001 | LCR01 | 1321 FAIRWAY DRIVE | CITY OF CHESAPEAKE - NORTHWEST RIVER SYS | NW RIVER SERVICE AREA | FSD | 1 | 1/1/1979 12:00:00 AM
VA3550051 | PB | PBCU | 3Y | RT | Y | DS001 | LCR02 | 634 WICKWOOD DRIVE | CITY OF CHESAPEAKE - NORTHWEST RIVER SYS | NW RIVER SERVICE AREA | FSD | 1 | 1/1/1979 12:00:00 AM
VA3550051 | PB | PBCU | 3Y | RT | Y | DS001 | LCR03 | 629 BRIARWOOD DRIVE | CITY OF CHESAPEAKE - NORTHWEST RIVER SYS | NW RIVER SERVICE AREA | FSD | 1 | 1/1/1979 12:00:00 AM
VA3550051 | PB | PBCU | 3Y | RT | Y | DS001 | LCR04 | 946 COPPERSTONE CIRCLE | CITY OF CHESAPEAKE - NORTHWEST RIVER SYS | NW RIVER SERVICE AREA | FSD | 1 | 1/1/1979 12:00:00 AM
VA3550051 | PB | PBCU | 3Y | RT | Y | DS001 | LCR05 | 953 NUGENT DRIVE | CITY OF CHESAPEAKE - NORTHWEST RIVER SYS | NW RIVER SERVICE AREA | FSD | 1 | 1/1/1979 12:00:00 AM
VA3550051 | PB | PBCU | 3Y | RT | Y | DS001 | LCR06 | 952 NUGENT DRIVE | CITY OF CHESAPEAKE - NORTHWEST RIVER SYS | NW RIVER SERVICE AREA | FSD | 1 | 1/1/1979 12:00:00 AM
VA3550051 | PB | PBCU | 3Y | RT | Y | DS001 | LCR07 | 326 FAIRE CHASE | CITY OF CHESAPEAKE - NORTHWEST RIVER SYS | NW RIVER SERVICE AREA | FSD | 1 | 1/1/1979 12:00:00 AM
VA3550051 | PB | PBCU | 3Y | RT | Y | DS001 | LCR08 | 1337 THYME TRAIL | CITY OF CHESAPEAKE - NORTHWEST RIVER SYS | NW RIVER SERVICE AREA | FSD | 1 | 1/1/1979 12:00:00 AM
VA3550051 | PB | PBCU | 3Y | RT | Y | DS001 | LCR09 | 1018 BAYDON LANE | CITY OF CHESAPEAKE - NORTHWEST RIVER SYS | NW RIVER SERVICE AREA | FSD | 1 | 1/1/1979 12:00:00 AM
VA3550051 | PB | PBCU | 3Y | RT | Y | DS001 | LCR10 | 240 ROBERT STREET | CITY OF CHESAPEAKE - NORTHWEST RIVER SYS | NW RIVER SERVICE AREA | FSD | 1 | 1/1/1979 12:00:00 AM
VA3550051 | PB | PBCU | 3Y | RT | Y | DS001 | LCR100 | 1349 PAMLICO BLVD. | CITY OF CHESAPEAKE - NORTHWEST RIVER SYS | NW RIVER SERVICE AREA | FSD | 1 | 1/1/1979 12:00:00 AM
VA3550051 | PB | PBCU | 3Y | RT | Y | DS001 | LCR101 | 809 CHALBOURNE DRIVE | CITY OF CHESAPEAKE - NORTHWEST RIVER SYS | NW RIVER SERVICE AREA | FSD | 1 | 1/1/1979 12:00:00 AM
VA3550051 | PB | PBCU | 3Y | RT | Y | DS001 | LCR102 | 505 WYNNGATE COURT | CITY OF CHESAPEAKE - NORTHWEST RIVER SYS | NW RIVER SERVICE AREA | FSD | 1 | 1/1/1979 12:00:00 AM
VA3550051 | PB | PBCU | 3Y | RT | Y | DS001 | LCR103 | 343 MIDDLE OAKS DRIVE | CITY OF CHESAPEAKE - NORTHWEST RIVER SYS | NW RIVER SERVICE AREA | FSD | 1 | 1/1/1979 12:00:00 AM
VA3550051 | PB | PBCU | 3Y | RT | Y | DS001 | LCR104 | 401 SCARBOROUGH DRIVE | CITY OF CHESAPEAKE - NORTHWEST RIVER SYS | NW RIVER SERVICE AREA | FSD | 1 | 1/1/1979 12:00:00 AM
VA3550051 | PB | PBCU | 3Y | RT | Y | DS001 | LCR105 | 708 WICKWOOD DRIVE | CITY OF CHESAPEAKE - NORTHWEST RIVER SYS | NW RIVER SERVICE AREA | FSD | 1 | 1/1/1979 12:00:00 AM
VA3550051 | PB | PBCU | 3Y | RT | Y | DS001 | LCR106 | 3224 HOLLY RIDGE DRIVE | CITY OF CHESAPEAKE - NORTHWEST RIVER SYS | NW RIVER SERVICE AREA | FSD | 1 | 1/1/1979 12:00:00 AM
VA3550051 | PB | PBCU | 3Y | RT | Y | DS001 | LCR107 | 420 FAIRFIELD DRIVE | CITY OF CHESAPEAKE - NORTHWEST RIVER SYS | NW RIVER SERVICE AREA | FSD | 1 | 1/1/1979 12:00:00 AM
VA3550051 | PB | PBCU | 3Y | RT | Y | DS001 | LCR108 | 1021 FOREST LAKE DRIVE | CITY OF CHESAPEAKE - NORTHWEST RIVER SYS | NW RIVER SERVICE AREA | FSD | 1 | 1/1/1979 12:00:00 AM
VA3550051 | PB | PBCU | 3Y | RT | Y | DS001 | LCR109 | 2260 SHIPYARD ROAD | CITY OF CHESAPEAKE - NORTHWEST RIVER SYS | NW RIVER SERVICE AREA | FSD | 1 | 1/1/1979 12:00:00 AM
VA3550051 | PB | PBCU | 3Y | RT | Y | DS001 | LCR11 | 628 WICKWOOD DRIVE | CITY OF CHESAPEAKE - NORTHWEST RIVER SYS | NW RIVER SERVICE AREA | FSD | 1 | 1/1/1979 12:00:00 AM
VA3550051 | PB | PBCU | 3Y | RT | Y | DS001 | LCR110 | 362 FAIRE CHASE | CITY OF CHESAPEAKE - NORTHWEST RIVER SYS | NW RIVER SERVICE AREA | FSD | 1 | 1/1/1979 12:00:00 AM
VA3550051 | PB | PBCU | 3Y | RT | Y | DS001 | LCR111 | 1006 RIVER BIRCH COURT | CITY OF CHESAPEAKE - NORTHWEST RIVER SYS | NW RIVER SERVICE AREA | FSD | 1 | 1/1/1979 12:00:00 AM
VA3550051 | PB | PBCU | 3Y | RT | Y | DS001 | LCR112 | 756 NORCOVA DRIVE | CITY OF CHESAPEAKE - NORTHWEST RIVER SYS | NW RIVER SERVICE AREA | FSD | 1 | 1/1/1979 12:00:00 AM
VA3550051 | PB | PBCU | 3Y | RT | Y | DS001 | LCR113 | 1104 VINEYARD DRIVE | CITY OF CHESAPEAKE - NORTHWEST RIVER SYS | NW RIVER SERVICE AREA | FSD | 1 | 1/1/1979 12:00:00 AM
VA3550051 | PB | PBCU | 3Y | RT | Y | DS001 | LCR114 | 311 COBBLEWOOD ARCH | CITY OF CHESAPEAKE - NORTHWEST RIVER SYS | NW RIVER SERVICE AREA | FSD | 1 | 1/1/1979 12:00:00 AM
VA3550051 | PB | PBCU | 3Y | RT | Y | DS001 | LCR115 | 829 MILDENHALL DRIVE | CITY OF CHESAPEAKE - NORTHWEST RIVER SYS | NW RIVER SERVICE AREA | FSD | 1 | 1/1/1979 12:00:00 AM
VA3550051 | PB | PBCU | 3Y | RT | Y | DS001 | LCR116 | 816 DONNINGTON DRIVE | CITY OF CHESAPEAKE - NORTHWEST RIVER SYS | NW RIVER SERVICE AREA | FSD | 1 | 1/1/1979 12:00:00 AM
VA3550051 | PB | PBCU | 3Y | RT | Y | DS001 | LCR117 | 617 EMERALD COURT | CITY OF CHESAPEAKE - NORTHWEST RIVER SYS | NW RIVER SERVICE AREA | FSD | 1 | 1/1/1979 12:00:00 AM
VA3550051 | PB | PBCU | 3Y | RT | Y | DS001 | LCR118 | 821 DONNINGTON DRIVE | CITY OF CHESAPEAKE - NORTHWEST RIVER SYS | NW RIVER SERVICE AREA | FSD | 1 | 1/1/1979 12:00:00 AM
VA3550051 | PB | PBCU | 3Y | RT | Y | DS001 | LCR119 | 809 MOWBRY COURT | CITY OF CHESAPEAKE - NORTHWEST RIVER SYS | NW RIVER SERVICE AREA | FSD | 1 | 1/1/1979 12:00:00 AM
VA3550051 | PB | PBCU | 3Y | RT | Y | DS001 | LCR12 | 1608 WATERSIDE DRIVE, N. | CITY OF CHESAPEAKE - NORTHWEST RIVER SYS | NW RIVER SERVICE AREA | FSD | 1 | 1/1/1979 12:00:00 AM
VA3550051 | PB | PBCU | 3Y | RT | Y | DS001 | LCR120 | 822 DONNINGTON DRIVE | CITY OF CHESAPEAKE - NORTHWEST RIVER SYS | NW RIVER SERVICE AREA | FSD | 1 | 1/1/1979 12:00:00 AM
VA3550051 | PB | PBCU | 3Y | RT | Y | DS001 | LCR121 | 821 MILDENHALL DRIVE | CITY OF CHESAPEAKE - NORTHWEST RIVER SYS | NW RIVER SERVICE AREA | FSD | 1 | 1/1/1979 12:00:00 AM
VA3550051 | PB | PBCU | 3Y | RT | Y | DS001 | LCR122 | 816 MILDENHALL DRIVE | CITY OF CHESAPEAKE - NORTHWEST RIVER SYS | NW RIVER SERVICE AREA | FSD | 1 | 1/1/1979 12:00:00 AM
VA3550051 | PB | PBCU | 3Y | RT | Y | DS001 | LCR123 | 331 MIDDLE OAKS DRIVE | CITY OF CHESAPEAKE - NORTHWEST RIVER SYS | NW RIVER SERVICE AREA | FSD | 1 | 1/1/1979 12:00:00 AM
VA3550051 | PB | PBCU | 3Y | RT | Y | DS001 | LCR124 | 306 MIDDLE OAKS DRIVE | CITY OF CHESAPEAKE - NORTHWEST RIVER SYS | NW RIVER SERVICE AREA | FSD | 1 | 1/1/1979 12:00:00 AM
VA3550051 | PB | PBCU | 3Y | RT | Y | DS001 | LCR125 | 413 FAIRE CHASE | CITY OF CHESAPEAKE - NORTHWEST RIVER SYS | NW RIVER SERVICE AREA | FSD | 1 | 1/1/1979 12:00:00 AM
VA3550051 | PB | PBCU | 3Y | RT | Y | DS001 | LCR126 | 364 FAIRE CHASE | CITY OF CHESAPEAKE - NORTHWEST RIVER SYS | NW RIVER SERVICE AREA | FSD | 1 | 1/1/1979 12:00:00 AM
VA3550051 | PB | PBCU | 3Y | RT | Y | DS001 | LCR127 | 605 BRIARWOOD DRIVE | CITY OF CHESAPEAKE - NORTHWEST RIVER SYS | NW RIVER SERVICE AREA | FSD | 1 | 1/1/1979 12:00:00 AM
VA3550051 | PB | PBCU | 3Y | RT | Y | DS001 | LCR128 | 347 FAIRE CHASE | CITY OF CHESAPEAKE - NORTHWEST RIVER SYS | NW RIVER SERVICE AREA | FSD | 1 | 1/1/1979 12:00:00 AM
VA3550051 | PB | PBCU | 3Y | RT | Y | DS001 | LCR129 | 904 CHARING CROSSING | CITY OF CHESAPEAKE - NORTHWEST RIVER SYS | NW RIVER SERVICE AREA | FSD | 1 | 1/1/1979 12:00:00 AM
VA3550051 | PB | PBCU | 3Y | RT | Y | DS001 | LCR13 | 916 HELMSDALE CT. | CITY OF CHESAPEAKE - NORTHWEST RIVER SYS | NW RIVER SERVICE AREA | FSD | 1 | 1/1/1979 12:00:00 AM
VA3550051 | PB | PBCU | 3Y | RT | Y | DS001 | LCR130 | 1100 GRANDY COURT | CITY OF CHESAPEAKE - NORTHWEST RIVER SYS | NW RIVER SERVICE AREA | FSD | 1 | 1/1/1979 12:00:00 AM
VA3550051 | PB | PBCU | 3Y | RT | Y | DS001 | LCR131 | 220 ROYAL OAK DRIVE | CITY OF CHESAPEAKE - NORTHWEST RIVER SYS | NW RIVER SERVICE AREA | FSD | 1 | 1/1/1979 12:00:00 AM
VA3550051 | PB | PBCU | 3Y | RT | Y | DS001 | LCR132 | 328 BELLE RIDGE COURT | CITY OF CHESAPEAKE - NORTHWEST RIVER SYS | NW RIVER SERVICE AREA | FSD | 1 | 1/1/1979 12:00:00 AM
VA3550051 | PB | PBCU | 3Y | RT | Y | DS001 | LCR133 | 806 NOTTAWAY DRIVE | CITY OF CHESAPEAKE - NORTHWEST RIVER SYS | NW RIVER SERVICE AREA | FSD | 1 | 1/1/1979 12:00:00 AM
VA3550051 | PB | PBCU | 3Y | RT | Y | DS001 | LCR134 | 536 WICKWOOD DR. | CITY OF CHESAPEAKE - NORTHWEST RIVER SYS | NW RIVER SERVICE AREA | FSD | 1 | 1/1/1979 12:00:00 AM
VA3550051 | PB | PBCU | 3Y | RT | Y | DS001 | LCR135 | 620 WARREN AVE. | CITY OF CHESAPEAKE - NORTHWEST RIVER SYS | NW RIVER SERVICE AREA | FSD | 1 | 1/1/1979 12:00:00 AM
VA3550051 | PB | PBCU | 3Y | RT | Y | DS001 | LCR143 | 1912 KELLY RUN | CITY OF CHESAPEAKE - NORTHWEST RIVER SYS | NW RIVER SERVICE AREA | FSD | 1 | 1/1/1979 12:00:00 AM
VA3550051 | TC | TC | MN | RT | Y | DS001 | TCR01 |  | CITY OF CHESAPEAKE - NORTHWEST RIVER SYS | NW RIVER SERVICE AREA |  | 360 | 1/1/1979 12:00:00 AM
VA3550051 | GE | FL2 | MN | ST | N | EP001 | EP001 | NWR WTP | CITY OF CHESAPEAKE - NORTHWEST RIVER SYS | NW RIVER WTP ENTRY POINT |  | 3 | 1/1/1979 12:00:00 AM
VA3550051 | GE | THH5 | QT | RT | Y | EP004 | DBP15 | LAKE GASTON WTP: 5416 W. MILITARY HWY. | CITY OF CHESAPEAKE - NORTHWEST RIVER SYS | LAKE GASTON WTP ENTRY POINT |  | 1 | 1/1/1979 12:00:00 AM
VA3550051 | GE | FL2 | MN | ST | N | EP004 | EP004 | LAKE GASTON WTP | CITY OF CHESAPEAKE - NORTHWEST RIVER SYS | LAKE GASTON WTP ENTRY POINT |  | 3 | 1/1/1979 12:00:00 AM
VA3550051 | GE | ICMT | YR | RT | Y | EP004 | EP004 | LAKE GASTON WTP | CITY OF CHESAPEAKE - NORTHWEST RIVER SYS | LAKE GASTON WTP ENTRY POINT |  | 1 | 1/1/1979 12:00:00 AM
VA3550051 | GE | NIT | YR | RT | Y | EP004 | EP004 | LAKE GASTON WTP | CITY OF CHESAPEAKE - NORTHWEST RIVER SYS | LAKE GASTON WTP ENTRY POINT |  | 1 | 1/1/1979 12:00:00 AM
VA3550051 | GE | TOCA | MN | RT | Y | IN001 | IN001 | NORTHWEST RIVER | CITY OF CHESAPEAKE - NORTHWEST RIVER SYS | NW RIVER RAW INTAKE |  | 3 | 1/1/1979 12:00:00 AM
VA3550051 | GE | TOCA | MN | RT | Y | RS002 | RW001 | RAW TAP AT LG PLANT | CITY OF CHESAPEAKE - NORTHWEST RIVER SYS | WESTERN BRANCH RESERVOIR |  | 3 | 1/1/1979 12:00:00 AM
VA3550051 | GE | TOC | MN | RT | Y | TP001 | UP001 | POST FILTER | CITY OF CHESAPEAKE - NORTHWEST RIVER SYS | NORTHWEST RIVER WTP |  | 3 | 1/1/1979 12:00:00 AM
VA3550051 | GE | TOC | MN | RT | Y | TP004 | UP004 | COMBINED PERMEATE | CITY OF CHESAPEAKE - NORTHWEST RIVER SYS | LAKE GASTON WATER TREATMENT PLANT |  | 3 | 1/1/1979 12:00:00 AM
VA3550060 | TC | TC | QT | RT | Y | DS001 | TCR01 |  | DISMAL SWAMP CANAL TRAIL | DISTRIBUTION SYSTEM |  | 1 | 8/1/2016 12:00:00 AM
VA3550060 | GE | MPN | YR | RT | Y | WL001 | RW001 | WELL NO. 1 | DISMAL SWAMP CANAL TRAIL | WELL NO. 1 |  | 1 | 8/1/2016 12:00:00 AM
VA3550275 | TC | TC | MN | RT | Y | DS001 | TCR01 |  | THE HIVE BAR AND GRILL | DISTRIBUTION |  | 3 | 5/21/2024 12:00:00 AM
VA3550275 | GE | NIT | YR | RT | Y | EP001 | EP001 | ENTRY POINT | THE HIVE BAR AND GRILL | ENTRY POINT |  | 1 | 5/21/2024 12:00:00 AM
VA3550335 | TC | TC | QT | RT | Y | DS001 | TCR01 |  | BATTLEFIELD 1960 LLC | DISTRIBUTION SYSTEM |  | 1 | 3/23/2001 12:00:00 AM
VA3550335 | GE | NIT | YR | RT | Y | EP001 | EP001 | KITCHEN HAND SINK | BATTLEFIELD 1960 LLC | ENTRY POINT |  | 1 | 3/23/2001 12:00:00 AM
VA3550595 | TC | TC | QT | RT | Y | DS001 | TCR01 |  | MARLIN CLUB | DISTRIBUTION SYSTEM |  | 1 | 2/5/1998 12:00:00 AM
VA3550595 | GE | NIT | YR | RT | Y | EP001 | EP001 | KITCHEN SINK | MARLIN CLUB | ENTRY POINT |  | 1 | 2/5/1998 12:00:00 AM
VA3550600 | TC | TC | QT | RT | Y | DS001 | TCR01 |  | NORTHWEST RIVER PARK | DISTRIBUTION SYSTEM |  | 1 | 2/3/2003 12:00:00 AM
VA3550600 | GE | MPN | YR | RT | Y | WL001 | RW001 | DRILLED WELL NO. 1 | NORTHWEST RIVER PARK | DRILLED WELL NO. 1 |  | 1 | 2/3/2003 12:00:00 AM
VA3550601 | TC | TC | QT | RT | Y | DS001 | TCR01 |  | NORTHWEST RIVER PARK - SOUTH TERMINAL | DISTRIBUTION SYSTEM |  | 1 | 12/14/2021 12:00:00 AM
VA3550601 | GE | NIT | YR | RT | Y | EP001 | EP001 | ENTRY POINT | NORTHWEST RIVER PARK - SOUTH TERMINAL | ENTRY POINT |  | 1 | 12/14/2021 12:00:00 AM
VA3550615 | GE | THH5 | YR | RT | Y | DS001 | DBP01 | BDLG 100 NALF GALLEY | NALF FENTRESS FIELD | DISTRIBUTION SYSTEM |  | 1 | 3/25/1998 12:00:00 AM
VA3550615 | TC | TC | MN | RT | Y | DS001 | TCR01 |  | NALF FENTRESS FIELD | DISTRIBUTION SYSTEM |  | 3 | 3/25/1998 12:00:00 AM
VA3550615 | GE | ICMT | 3Y | RT | Y | EP001 | EP001 | PLANT FINISHED TAP | NALF FENTRESS FIELD | ENTRY POINT |  | 1 | 3/25/1998 12:00:00 AM
VA3550615 | GE | MPN | YR | RT | Y | WL002 | RW002 | WELL #2 | NALF FENTRESS FIELD | WELL NO. 2 |  | 1 | 3/25/1998 12:00:00 AM
VA3550620 | GE | THH5 | QT | RT | Y | DS001 | DBP03 | B-240 | NAVAL SUPPORT ACTIVITY-NW | DISTRIBUTION SYSTEM |  | 1 | 2/6/1998 12:00:00 AM
VA3550620 | GE | THH5 | QT | RT | Y | DS001 | DBP04 | B-348 | NAVAL SUPPORT ACTIVITY-NW | DISTRIBUTION SYSTEM |  | 1 | 2/6/1998 12:00:00 AM
VA3550620 | TC | TC | MN | RT | Y | DS001 | TCR01 |  | NAVAL SUPPORT ACTIVITY-NW | DISTRIBUTION SYSTEM |  | 6 | 2/6/1998 12:00:00 AM
VA3550620 | GE | MPN | YR | RT | Y | WL001 | RW001 | WELL A-BLDG 370 | NAVAL SUPPORT ACTIVITY-NW | WELL A |  | 1 | 2/6/1998 12:00:00 AM
VA3550620 | GE | MPN | YR | RT | Y | WL002 | RW001 | WELL B-BLDG 369 | NAVAL SUPPORT ACTIVITY-NW | WELL B |  | 1 | 2/6/1998 12:00:00 AM
VA3550620 | GE | MPN | YR | RT | Y | WL003 | RW001 | WELL C -BLDG 368 | NAVAL SUPPORT ACTIVITY-NW | WELL C |  | 1 | 2/6/1998 12:00:00 AM
VA3550620 | GE | MPN | YR | RT | Y | WL004 | RW001 | WELL #4-BLDG 51A | NAVAL SUPPORT ACTIVITY-NW | WELL NO. 4 (51A) |  | 1 | 2/6/1998 12:00:00 AM
VA3550620 | GE | ICMT | 3Y | RT | Y | EP002 | EP002 | PLANT 2 ENTRY PT | NAVAL SUPPORT ACTIVITY-NW | ENTRY POINT - PLANT 2 |  | 1 | 1998-02-06
VA3550716 | TC | TC | QT | RT | Y | DS001 | TCR01 |  | PONDEROSA | DISTRIBUTION SYSTEM |  | 1 | 2/16/2010 12:00:00 AM
VA3550716 | GE | NIT | YR | RT | Y | EP001 | EP001 | SAMPLING TAP AT PRESSURE TANK | PONDEROSA | ENTRY POINT |  | 1 | 2/16/2010 12:00:00 AM
VA3550716 | GE | MPN | YR | RT | Y | WL001 | RW001 | CABIN WELL - RAW WATER | PONDEROSA | CABIN WELL |  | 1 | 2/16/2010 12:00:00 AM
VA3550717 | TC | TC | QT | RT | Y | DS001 | TCR01 |  | TRIPLE R RANCH, INC. (OFFICE) | DISTRIBUTION SYSTEM |  | 1 | 2/5/1998 12:00:00 AM
VA3550717 | GE | NIT | YR | RT | Y | EP001 | EP001 | HYDRO TANK TAP | TRIPLE R RANCH, INC. (OFFICE) | ENTRY POINT |  | 1 | 2/5/1998 12:00:00 AM
VA3550718 | TC | TC | QT | RT | Y | DS001 | TCR01 |  | TRIPLE R RANCH, INC. (LODGE) | DISTRIBUTION SYSTEM |  | 1 | 10/10/2002 12:00:00 AM
VA3550718 | GE | NIT | YR | RT | Y | EP001 | EP001 | TAP AFTER FILTER | TRIPLE R RANCH, INC. (LODGE) | ENTRY POINT |  | 1 | 10/10/2002 12:00:00 AM
VA3550718 | GE | MPN | YR | RT | Y | WL002 | RW001 | RAW TAP | TRIPLE R RANCH, INC. (LODGE) | LODGE WELL 2 |  | 1 | 10/10/2002 12:00:00 AM
VA3550750 | GE | THH5 | YR | RT | Y | DS001 | DBP01 | WASTE TRT PLANT TAP | ST. BRIDES CORRECTIONAL CENTER | DISTRIBUTION SYSTEM |  | 1 | 2/5/1998 12:00:00 AM
VA3550750 | TC | TC | MN | RT | Y | DS001 | TCR01 |  | ST. BRIDES CORRECTIONAL CENTER | DISTRIBUTION SYSTEM |  | 9 | 2/5/1998 12:00:00 AM
VA3550750 | GE | MPN | YR | RT | Y | WL003 | RW003 | WELL #3 | ST. BRIDES CORRECTIONAL CENTER | WELL NO. 3 |  | 1 | 2/5/1998 12:00:00 AM
VA3550750 | GE | MPN | YR | RT | Y | WL004 | RW004 | WELL #4 | ST. BRIDES CORRECTIONAL CENTER | WELL NO. 4 |  | 1 | 2/5/1998 12:00:00 AM
VA3550775 | TC | TC | MN | RT | Y | DS001 | TCR01 |  | SUNRAY ARTESIAN WATER SUPPLY | DISTRIBUTION SYSTEM |  | 3 | 3/24/1998 12:00:00 AM
VA3550800 | PB | PBCU | 3Y | RT | Y | DS001 | LCR01 | 333 COMPAZ ROAD | SUNRAY WATER CO., INC. | DISTRIBUTION SYSTEM | FSD | 1 | 3/24/1998 12:00:00 AM
VA3550800 | PB | PBCU | 3Y | RT | Y | DS001 | LCR02 | 317 COMPAZ ROAD | SUNRAY WATER CO., INC. | DISTRIBUTION SYSTEM | FSD | 1 | 3/24/1998 12:00:00 AM
VA3550800 | PB | PBCU | 3Y | RT | Y | DS001 | LCR04 | 344 COMPAZ ROAD | SUNRAY WATER CO., INC. | DISTRIBUTION SYSTEM | FSD | 1 | 3/24/1998 12:00:00 AM
VA3550800 | PB | PBCU | 3Y | RT | Y | DS001 | LCR05 | 401 TRUITT ROAD | SUNRAY WATER CO., INC. | DISTRIBUTION SYSTEM | FSD | 1 | 3/24/1998 12:00:00 AM
VA3550800 | PB | PBCU | 3Y | RT | Y | DS001 | LCR06 | 4841 SUNRAY AVENUE | SUNRAY WATER CO., INC. | DISTRIBUTION SYSTEM | FSD | 1 | 3/24/1998 12:00:00 AM
VA3550800 | TC | TC | MN | RT | Y | DS001 | TCR01 |  | SUNRAY WATER CO., INC. | DISTRIBUTION SYSTEM |  | 3 | 3/24/1998 12:00:00 AM
VA3550800 | GE | NIT | YR | RT | Y | EP001 | EP001 | WELL HOUSE TAP | SUNRAY WATER CO., INC. | ENTRY POINT |  | 1 | 3/24/1998 12:00:00 AM
VA3550800 | GE | VOC | 3Y | RT | Y | EP001 | EP001 | WELL HOUSE TAP | SUNRAY WATER CO., INC. | ENTRY POINT |  | 1 | 1998-03-24
VA3570150 | GE | CHLO | QT | RT | Y | DS001 | DBP01 | MAX RESIDENCE TIME | COLONIAL HEIGHTS, CITY OF | DISTRIBUTION SYSTEM |  | 1 | 3/24/1998 12:00:00 AM
VA3570150 | GE | CHLO | QT | RT | Y | DS001 | DBP02 | NEAR 1ST CUSTOMER | COLONIAL HEIGHTS, CITY OF | DISTRIBUTION SYSTEM |  | 1 | 3/24/1998 12:00:00 AM
VA3570150 | GE | CHLO | QT | RT | Y | DS001 | DBP03 | AVG RESIDENCE TIME | COLONIAL HEIGHTS, CITY OF | DISTRIBUTION SYSTEM |  | 1 | 3/24/1998 12:00:00 AM
VA3570150 | GE | THH5 | QT | RT | Y | DS001 | DS002 | 7-11 NORTH BLVD | COLONIAL HEIGHTS, CITY OF | DISTRIBUTION SYSTEM |  | 1 | 3/24/1998 12:00:00 AM
VA3570150 | GE | THH5 | QT | RT | Y | DS001 | DS003 | 7-11 SOUTH BLVD | COLONIAL HEIGHTS, CITY OF | DISTRIBUTION SYSTEM |  | 1 | 3/24/1998 12:00:00 AM
VA3570150 | GE | THH5 | QT | RT | Y | DS001 | DS004 | CONVALESCENT CENTER | COLONIAL HEIGHTS, CITY OF | DISTRIBUTION SYSTEM |  | 1 | 3/24/1998 12:00:00 AM
VA3570150 | GE | THH5 | QT | RT | Y | DS001 | DS005 | ANIMAL SHELTER (301 CHARLES DIMMOCK) | COLONIAL HEIGHTS, CITY OF | DISTRIBUTION SYSTEM |  | 1 | 3/24/1998 12:00:00 AM
VA3570150 | TC | TC | MN | RT | Y | DS001 | TCR01 |  | COLONIAL HEIGHTS, CITY OF | DISTRIBUTION SYSTEM |  | 60 | 3/24/1998 12:00:00 AM
VA3595250 | GE | THH5 | QT | RT | Y | DS001 | DBP01 | 100 BRIGGS ST. EXT. | EMPORIA, CITY OF | DISTRIBUTION SYSTEM |  | 1 | 1/22/1958 12:00:00 AM
VA3595250 | GE | THH5 | QT | RT | Y | DS001 | DBP04 | 813 PEACH TREE | EMPORIA, CITY OF | DISTRIBUTION SYSTEM |  | 1 | 1/22/1958 12:00:00 AM
VA3595250 | PB | PBCU | YR | RT | Y | DS001 | DS004 | 300 BATTERY AVE | EMPORIA, CITY OF | DISTRIBUTION SYSTEM | FSD | 1 | 1/22/1958 12:00:00 AM
VA3595250 | PB | PBCU | YR | RT | Y | DS001 | DS010 | 1521 WIGGINS RD | EMPORIA, CITY OF | DISTRIBUTION SYSTEM | FSD | 1 | 1/22/1958 12:00:00 AM
VA3595250 | PB | PBCU | YR | RT | Y | DS001 | DS012 | 1502 WALNUT DR | EMPORIA, CITY OF | DISTRIBUTION SYSTEM | FSD | 1 | 1/22/1958 12:00:00 AM
VA3595250 | PB | PBCU | YR | RT | Y | DS001 | DS013 | 240 PURDY RD | EMPORIA, CITY OF | DISTRIBUTION SYSTEM | FSD | 1 | 1/22/1958 12:00:00 AM
VA3595250 | PB | PBCU | YR | RT | Y | DS001 | DS015 | 505 LAKESIDE DR | EMPORIA, CITY OF | DISTRIBUTION SYSTEM | FSD | 1 | 1/22/1958 12:00:00 AM
VA3595250 | PB | PBCU | YR | RT | Y | DS001 | DS016 | 603 CLEVELAND AVE | EMPORIA, CITY OF | DISTRIBUTION SYSTEM | FSD | 1 | 1/22/1958 12:00:00 AM
VA3595250 | PB | PBCU | YR | RT | Y | DS001 | DS017 | 601 LAKESIDE DR | EMPORIA, CITY OF | DISTRIBUTION SYSTEM | FSD | 1 | 1/22/1958 12:00:00 AM
VA3595250 | PB | PBCU | YR | RT | Y | DS001 | DS018 | 230 PURDY RD | EMPORIA, CITY OF | DISTRIBUTION SYSTEM | FSD | 1 | 1/22/1958 12:00:00 AM
VA3595250 | PB | PBCU | YR | RT | Y | DS001 | DS019 | 316 ECHOLS ST | EMPORIA, CITY OF | DISTRIBUTION SYSTEM | FSD | 1 | 1/22/1958 12:00:00 AM
VA3595250 | PB | PBCU | YR | RT | Y | DS001 | DS020 | 626 MADISON ST | EMPORIA, CITY OF | DISTRIBUTION SYSTEM | FSD | 1 | 1/22/1958 12:00:00 AM
VA3595250 | PB | PBCU | YR | RT | Y | DS001 | DS021 | 309 TILLAR ST | EMPORIA, CITY OF | DISTRIBUTION SYSTEM | FSD | 1 | 1/22/1958 12:00:00 AM
VA3595250 | PB | PBCU | YR | RT | Y | DS001 | DS022 | 404 TILLAR ST | EMPORIA, CITY OF | DISTRIBUTION SYSTEM | FSD | 1 | 1/22/1958 12:00:00 AM
VA3595250 | PB | PBCU | YR | RT | Y | DS001 | DS031 | 128 CARROLL STREET | EMPORIA, CITY OF | DISTRIBUTION SYSTEM | FSD | 1 | 1/22/1958 12:00:00 AM
VA3595250 | PB | PBCU | YR | RT | Y | DS001 | DS032 | 402 MEHERRIN STREET | EMPORIA, CITY OF | DISTRIBUTION SYSTEM | FSD | 1 | 1/22/1958 12:00:00 AM
VA3595250 | PB | PBCU | YR | RT | Y | DS001 | DS036 | 706 BRUNSWICK AVENUE | EMPORIA, CITY OF | DISTRIBUTION SYSTEM | FSD | 1 | 1/22/1958 12:00:00 AM
VA3595250 | PB | PBCU | YR | RT | Y | DS001 | DS038 | 415 WATKINS STREET | EMPORIA, CITY OF | DISTRIBUTION SYSTEM | FSD | 1 | 1/22/1958 12:00:00 AM
VA3595250 | PB | PBCU | YR | RT | Y | DS001 | DS040 | 206 HICKSFORD AVE. | EMPORIA, CITY OF | DISTRIBUTION SYSTEM | FSD | 1 | 1/22/1958 12:00:00 AM
VA3595250 | PB | PBCU | YR | RT | Y | DS001 | DS043 | 201 JEFFERSON STREET | EMPORIA, CITY OF | DISTRIBUTION SYSTEM | FSD | 1 | 1/22/1958 12:00:00 AM
VA3595250 | PB | PBCU | YR | RT | Y | DS001 | DS047 | 813 PEACHTREE | EMPORIA, CITY OF | DISTRIBUTION SYSTEM | FSD | 1 | 1/22/1958 12:00:00 AM
VA3595250 | PB | PBCU | YR | RT | Y | DS001 | DS052 | 1207 WEST END DRIVE | EMPORIA, CITY OF | DISTRIBUTION SYSTEM | FSD | 1 | 1/22/1958 12:00:00 AM
VA3595250 | TC | TC | MN | RT | Y | DS001 | TCR01 |  | EMPORIA, CITY OF | DISTRIBUTION SYSTEM |  | 18 | 1/22/1958 12:00:00 AM
VA3595250 | GE | FL2 | MN | ST | N | EP001 | EP001 | ENTRY P0INT | EMPORIA, CITY OF | ENTRY POINT |  | 3 | 1/22/1958 12:00:00 AM
VA3595250 | GE | VOC | YR | RT | Y | EP001 | EP001 | ENTRY P0INT | EMPORIA, CITY OF | ENTRY POINT |  | 1 | 1/22/1958 12:00:00 AM
VA3620350 | GE | THH5 | YR | RT | Y | DS001 | DBP06 | 747 HUNTERDALE ROAD | FRANKLIN, CITY OF | DISTRIBUTION SYSTEM |  | 1 | 5/20/1967 12:00:00 AM
VA3620350 | GE | THH5 | YR | RT | Y | DS001 | DBP07 | 1510 ARMORY DRIVE | FRANKLIN, CITY OF | DISTRIBUTION SYSTEM |  | 1 | 5/20/1967 12:00:00 AM
VA3620350 | TC | TC | MN | RT | Y | DS001 | TCR01 |  | FRANKLIN, CITY OF | DISTRIBUTION SYSTEM |  | 30 | 5/20/1967 12:00:00 AM
VA3620350 | GE | NIT | YR | RT | Y | EP004 | EP004 | COLLEGE DRIVE | FRANKLIN, CITY OF | ENTRY POINT NO. 4 (COLLEGE DRIVE) |  | 1 | 5/20/1967 12:00:00 AM
VA3620350 | GE | ICMT | 3Y | RT | Y | EP005 | EP005 | HUNTERDALE | FRANKLIN, CITY OF | ENTRY POINT NO. 5 (HUNTERDALE) |  | 1 | 5/20/1967 12:00:00 AM
VA3620350 | GE | NIT | YR | RT | Y | EP005 | EP005 | HUNTERDALE | FRANKLIN, CITY OF | ENTRY POINT NO. 5 (HUNTERDALE) |  | 1 | 5/20/1967 12:00:00 AM
VA3620350 | GE | VOC | 3Y | RT | Y | EP005 | EP005 | HUNTERDALE | FRANKLIN, CITY OF | ENTRY POINT NO. 5 (HUNTERDALE) |  | 1 | 5/20/1967 12:00:00 AM
VA3620350 | GE | ICMT | 3Y | RT | Y | EP006 | EP006 | PRETLOW | FRANKLIN, CITY OF | ENTRY POINT NO. 6 (PRETLOW) |  | 1 | 5/20/1967 12:00:00 AM
VA3620350 | GE | NIT | YR | RT | Y | EP006 | EP006 | PRETLOW | FRANKLIN, CITY OF | ENTRY POINT NO. 6 (PRETLOW) |  | 1 | 5/20/1967 12:00:00 AM
VA3620350 | GE | VOC | 3Y | RT | Y | EP006 | EP006 | PRETLOW | FRANKLIN, CITY OF | ENTRY POINT NO. 6 (PRETLOW) |  | 1 | 5/20/1967 12:00:00 AM
VA3620350 | GE | NIT | YR | RT | Y | EP007 | EP007 | HUNTERDALE WELL 7 | FRANKLIN, CITY OF | ENTRY POINT NO. 7 ( HUNTERDALE) |  | 1 | 5/20/1967 12:00:00 AM
VA3620350 | GE | MPN | YR | RT | Y | WL004 | RW004 | RW COLLEGE DR | FRANKLIN, CITY OF | WELL NO. 4 (COLLEGE DR.) |  | 1 | 5/20/1967 12:00:00 AM
VA3620350 | GE | MPN | YR | RT | Y | WL005 | RW005 | RW HUNTERDALE | FRANKLIN, CITY OF | WELL NO. 5 (HUNTERDALE) |  | 1 | 5/20/1967 12:00:00 AM
VA3620350 | GE | MPN | YR | RT | Y | WL006 | RW006 | RW PRETLOW WELL | FRANKLIN, CITY OF | WELL NO. 6 (PRETLOW) |  | 1 | 5/20/1967 12:00:00 AM
VA3620350 | GE | MPN | YR | RT | Y | WL007 | RW007 | HUNTERDALE WELL 7 | FRANKLIN, CITY OF | WELL NO. 7 (HUNTERDALE) |  | 1 | 5/20/1967 12:00:00 AM
VA3620350 | GE | ICMT | 3Y | RT | Y | EP007 | EP007 | HUNTERDALE WELL 7 | FRANKLIN, CITY OF | ENTRY POINT NO. 7 ( HUNTERDALE) |  | 1 | 1967-05-20
VA3620350 | GE | RADA | 6Y | RT | Y | EP007 | EP007 | HUNTERDALE WELL 7 | FRANKLIN, CITY OF | ENTRY POINT NO. 7 ( HUNTERDALE) |  | 1 | 1967-05-20
VA3620350 | GE | VOC | 3Y | RT | Y | EP007 | EP007 | HUNTERDALE WELL 7 | FRANKLIN, CITY OF | ENTRY POINT NO. 7 ( HUNTERDALE) |  | 1 | 1967-05-20
VA3650150 | GE | TTHM | QT | RT | Y | DS001 | DBP01 | 57 PATCH RD (BLDG 57) | FORT MONROE | DISTRIBUTION SYSTEM |  | 1 | 1/1/1924 12:00:00 AM
VA3650150 | GE | HAA5 | QT | RT | Y | DS001 | DBP02 | 110 PRATT RD (BLDG 75) | FORT MONROE | DISTRIBUTION SYSTEM |  | 1 | 1/1/1924 12:00:00 AM
VA3650150 | PB | PBCU | 3Y | RT | Y | DS001 | LCR02 | BLDG 81 | FORT MONROE | DISTRIBUTION SYSTEM | FSD | 1 | 1/1/1924 12:00:00 AM
VA3650150 | PB | PBCU | 3Y | RT | Y | DS001 | LCR04 | BLDG 28 | FORT MONROE | DISTRIBUTION SYSTEM | FSD | 1 | 1/1/1924 12:00:00 AM
VA3650150 | PB | PBCU | 3Y | RT | Y | DS001 | LCR08 | BLDG 312-B | FORT MONROE | DISTRIBUTION SYSTEM | FSD | 1 | 1/1/1924 12:00:00 AM
VA3650150 | PB | PBCU | 3Y | RT | Y | DS001 | LCR09 | BLDG 109-A | FORT MONROE | DISTRIBUTION SYSTEM | FSD | 1 | 1/1/1924 12:00:00 AM
VA3650150 | PB | PBCU | 3Y | RT | Y | DS001 | LCR11 | BLDG 156-A | FORT MONROE | DISTRIBUTION SYSTEM | FSD | 1 | 1/1/1924 12:00:00 AM
VA3650150 | PB | PBCU | 3Y | RT | Y | DS001 | LCR14 | BLDG 304-A | FORT MONROE | DISTRIBUTION SYSTEM | FSD | 1 | 1/1/1924 12:00:00 AM
VA3650150 | PB | PBCU | 3Y | RT | Y | DS001 | LCR15 | BLGD 50-B | FORT MONROE | DISTRIBUTION SYSTEM | FSD | 1 | 1/1/1924 12:00:00 AM
VA3650150 | PB | PBCU | 3Y | RT | Y | DS001 | LCR16 | BLDG 26-A | FORT MONROE | DISTRIBUTION SYSTEM | FSD | 1 | 1/1/1924 12:00:00 AM
VA3650150 | PB | PBCU | 3Y | RT | Y | DS001 | LCR18 | BLDG 120 | FORT MONROE | DISTRIBUTION SYSTEM | FSD | 1 | 1/1/1924 12:00:00 AM
VA3650150 | PB | PBCU | 3Y | RT | Y | DS001 | LCR20 | BLDG 187-A | FORT MONROE | DISTRIBUTION SYSTEM | FSD | 1 | 1/1/1924 12:00:00 AM
VA3650150 | TC | TC | MN | RT | Y | DS001 | TCR01 |  | FORT MONROE | DISTRIBUTION SYSTEM |  | 3 | 1/1/1924 12:00:00 AM
VA3650350 | GE | THH5 | QT | RT | Y | DS001 | DBP01 | BLDG 891 (HUSH HOUSE) | LANGLEY AIR FORCE BASE | DISTRIBUTION SYSTEM |  | 1 | 7/4/1917 12:00:00 AM
VA3650350 | GE | THH5 | QT | RT | Y | DS001 | DBP02 | BLDG 1374 (PUMP HOUSE) | LANGLEY AIR FORCE BASE | DISTRIBUTION SYSTEM |  | 1 | 7/4/1917 12:00:00 AM
VA3650350 | GE | THH5 | QT | RT | Y | DS001 | DBP03 | BLDG 25 (COMMUNICATION SQUADRON) | LANGLEY AIR FORCE BASE | DISTRIBUTION SYSTEM |  | 1 | 7/4/1917 12:00:00 AM
VA3650350 | GE | THH5 | QT | RT | Y | DS001 | DBP04 | BLDG 140 (DINING HALL) | LANGLEY AIR FORCE BASE | DISTRIBUTION SYSTEM |  | 1 | 7/4/1917 12:00:00 AM
VA3650350 | TC | TC | MN | RT | Y | DS001 | TCR01 |  | LANGLEY AIR FORCE BASE | DISTRIBUTION SYSTEM |  | 30 | 7/4/1917 12:00:00 AM
VA3670800 | GE | THH5 | QT | RT | Y | DS001 | DS005 | RT 156 METER PIT | VIRGINIA-AMERICAN WATER CO. | DISTRIBUTION SYSTEM |  | 1 | 3/24/1998 12:00:00 AM
VA3670800 | GE | THH5 | QT | RT | Y | DS001 | DS008 | MCD'S - 3309 OAKLAWN | VIRGINIA-AMERICAN WATER CO. | DISTRIBUTION SYSTEM |  | 1 | 3/24/1998 12:00:00 AM
VA3670800 | GE | THH5 | QT | RT | Y | DS001 | DS010 | 109 OAKWOOD | VIRGINIA-AMERICAN WATER CO. | DISTRIBUTION SYSTEM |  | 1 | 3/24/1998 12:00:00 AM
VA3670800 | GE | THH5 | QT | RT | Y | DS001 | DS011 | CEDAR TRAIL & RUNNING CREEK | VIRGINIA-AMERICAN WATER CO. | DISTRIBUTION SYSTEM |  | 1 | 3/24/1998 12:00:00 AM
VA3670800 | PB | PBCU | 3Y | RT | Y | DS001 | LCR02 | 2010 PBCU SITE 1002 | VIRGINIA-AMERICAN WATER CO. | DISTRIBUTION SYSTEM | FSD | 1 | 3/24/1998 12:00:00 AM
VA3670800 | PB | PBCU | 3Y | RT | Y | DS001 | LCR04 | 2010 PBCU SITE 1004 | VIRGINIA-AMERICAN WATER CO. | DISTRIBUTION SYSTEM | FSD | 1 | 3/24/1998 12:00:00 AM
VA3670800 | PB | PBCU | 3Y | RT | Y | DS001 | LCR05 | 2010 PBCU SITE 1005 | VIRGINIA-AMERICAN WATER CO. | DISTRIBUTION SYSTEM | FSD | 1 | 3/24/1998 12:00:00 AM
VA3670800 | PB | PBCU | 3Y | RT | Y | DS001 | LCR07 | 2010 PBCU SITE 1007 | VIRGINIA-AMERICAN WATER CO. | DISTRIBUTION SYSTEM | FSD | 1 | 3/24/1998 12:00:00 AM
VA3670800 | PB | PBCU | 3Y | RT | Y | DS001 | LCR08 | 2010 PBCU SITE 1008 | VIRGINIA-AMERICAN WATER CO. | DISTRIBUTION SYSTEM | FSD | 1 | 3/24/1998 12:00:00 AM
VA3670800 | PB | PBCU | 3Y | RT | Y | DS001 | LCR09 | 2010 PBCU SITE 1009 | VIRGINIA-AMERICAN WATER CO. | DISTRIBUTION SYSTEM | FSD | 1 | 3/24/1998 12:00:00 AM
VA3670800 | PB | PBCU | 3Y | RT | Y | DS001 | LCR11 | 2010 PBCU SITE 1012 | VIRGINIA-AMERICAN WATER CO. | DISTRIBUTION SYSTEM | FSD | 1 | 3/24/1998 12:00:00 AM
VA3670800 | PB | PBCU | 3Y | RT | Y | DS001 | LCR12 | 2010 PBCU SITE 1013 | VIRGINIA-AMERICAN WATER CO. | DISTRIBUTION SYSTEM | FSD | 1 | 3/24/1998 12:00:00 AM
VA3670800 | PB | PBCU | 3Y | RT | Y | DS001 | LCR13 | 2010 PBCU SITE 1014 | VIRGINIA-AMERICAN WATER CO. | DISTRIBUTION SYSTEM | FSD | 1 | 3/24/1998 12:00:00 AM
VA3670800 | PB | PBCU | 3Y | RT | Y | DS001 | LCR14 | 2010 PBCU SITE 1015 | VIRGINIA-AMERICAN WATER CO. | DISTRIBUTION SYSTEM | FSD | 1 | 3/24/1998 12:00:00 AM
VA3670800 | PB | PBCU | 3Y | RT | Y | DS001 | LCR15 | 2010 PBCU SITE 1016 | VIRGINIA-AMERICAN WATER CO. | DISTRIBUTION SYSTEM | FSD | 1 | 3/24/1998 12:00:00 AM
VA3670800 | PB | PBCU | 3Y | RT | Y | DS001 | LCR20 | 2010 PBCU SITE 1022 | VIRGINIA-AMERICAN WATER CO. | DISTRIBUTION SYSTEM | FSD | 1 | 3/24/1998 12:00:00 AM
VA3670800 | PB | PBCU | 3Y | RT | Y | DS001 | LCR23 | 2010 PBCU SITE 1025 | VIRGINIA-AMERICAN WATER CO. | DISTRIBUTION SYSTEM | FSD | 1 | 3/24/1998 12:00:00 AM
VA3670800 | PB | PBCU | 3Y | RT | Y | DS001 | LCR24 | 2010 PBCU SITE 1026 | VIRGINIA-AMERICAN WATER CO. | DISTRIBUTION SYSTEM | FSD | 1 | 3/24/1998 12:00:00 AM
VA3670800 | PB | PBCU | 3Y | RT | Y | DS001 | LCR26 | 2010 PBCU SITE 1028 | VIRGINIA-AMERICAN WATER CO. | DISTRIBUTION SYSTEM | FSD | 1 | 3/24/1998 12:00:00 AM
VA3670800 | PB | PBCU | 3Y | RT | Y | DS001 | LCR28 | 2010 PBCU SITE 1033 | VIRGINIA-AMERICAN WATER CO. | DISTRIBUTION SYSTEM | FSD | 1 | 3/24/1998 12:00:00 AM
VA3670800 | PB | PBCU | 3Y | RT | Y | DS001 | LCR29 | 2010 PBCU SITE 1036 | VIRGINIA-AMERICAN WATER CO. | DISTRIBUTION SYSTEM | FSD | 1 | 3/24/1998 12:00:00 AM
VA3670800 | PB | PBCU | 3Y | RT | Y | DS001 | LCR30 | 2010 PBCU SITE 1039 | VIRGINIA-AMERICAN WATER CO. | DISTRIBUTION SYSTEM | FSD | 1 | 3/24/1998 12:00:00 AM
VA3670800 | PB | PBCU | 3Y | RT | Y | DS001 | LCR33 | 3104 W. GRANT ST. (SITE 1633) | VIRGINIA-AMERICAN WATER CO. | DISTRIBUTION SYSTEM | FSD | 1 | 3/24/1998 12:00:00 AM
VA3670800 | PB | PBCU | 3Y | RT | Y | DS001 | LCR36 | 138 STONEWALL AVE. (SITE 1636) | VIRGINIA-AMERICAN WATER CO. | DISTRIBUTION SYSTEM | FSD | 1 | 3/24/1998 12:00:00 AM
VA3670800 | PB | PBCU | 3Y | RT | Y | DS001 | LCR37 | 1816 FREEMAN ST. (SITE 1637) | VIRGINIA-AMERICAN WATER CO. | DISTRIBUTION SYSTEM | FSD | 1 | 3/24/1998 12:00:00 AM
VA3670800 | PB | PBCU | 3Y | RT | Y | DS001 | LCR39 | 107 PETER FRANCISCO DR. (SITE 1639) | VIRGINIA-AMERICAN WATER CO. | DISTRIBUTION SYSTEM | FSD | 1 | 3/24/1998 12:00:00 AM
VA3670800 | PB | PBCU | 3Y | RT | Y | DS001 | LCR40 | 3020 W. GRANT ST. (SITE 1640) | VIRGINIA-AMERICAN WATER CO. | DISTRIBUTION SYSTEM | FSD | 1 | 3/24/1998 12:00:00 AM
VA3670800 | PB | PBCU | 3Y | RT | Y | DS001 | LCR42 | 3002 MAPLE ST. (SITE 1642) | VIRGINIA-AMERICAN WATER CO. | DISTRIBUTION SYSTEM | FSD | 1 | 3/24/1998 12:00:00 AM
VA3670800 | PB | PBCU | 3Y | RT | Y | DS001 | LCR43 | 5000 BERKSHIRE DR. (SITE 1643) | VIRGINIA-AMERICAN WATER CO. | DISTRIBUTION SYSTEM | FSD | 1 | 3/24/1998 12:00:00 AM
VA3670800 | PB | PBCU | 3Y | RT | Y | DS001 | LCR44 | SITE 1944 | VIRGINIA-AMERICAN WATER CO. | DISTRIBUTION SYSTEM | FSD | 1 | 3/24/1998 12:00:00 AM
VA3670800 | PB | PBCU | 3Y | RT | Y | DS001 | LCR45 | SITE 1945 | VIRGINIA-AMERICAN WATER CO. | DISTRIBUTION SYSTEM | FSD | 1 | 3/24/1998 12:00:00 AM
VA3670800 | PB | PBCU | 3Y | RT | Y | DS001 | LCR47 | SITE 1947 | VIRGINIA-AMERICAN WATER CO. | DISTRIBUTION SYSTEM | FSD | 1 | 3/24/1998 12:00:00 AM
VA3670800 | PB | PBCU | 3Y | RT | Y | DS001 | LCR52 | 3906 ROBIN HOOD DRIVE | VIRGINIA-AMERICAN WATER CO. | DISTRIBUTION SYSTEM | FSD | 1 | 3/24/1998 12:00:00 AM
VA3670800 | PB | PBCU | 3Y | RT | Y | DS001 | LCR53 | 5004 BERKSHIRE DRIVE | VIRGINIA-AMERICAN WATER CO. | DISTRIBUTION SYSTEM | FSD | 1 | 3/24/1998 12:00:00 AM
VA3670800 | TC | TC | MN | RT | Y | DS001 | TCR01 |  | VIRGINIA-AMERICAN WATER CO. | DISTRIBUTION SYSTEM |  | 90 | 3/24/1998 12:00:00 AM
VA3670800 | GE | DIQ | 3Y | RT | Y | EP002 | EP002 | ENTRY POINT - DOM | VIRGINIA-AMERICAN WATER CO. | ENTRY POINT - DOMESTIC |  | 1 | 3/24/1998 12:00:00 AM
VA3670800 | GE | FL2 | MN | ST | N | EP002 | EP002 | ENTRY POINT - DOM | VIRGINIA-AMERICAN WATER CO. | ENTRY POINT - DOMESTIC |  | 3 | 3/24/1998 12:00:00 AM
VA3670800 | GE | NIT | YR | RT | Y | EP002 | EP002 | ENTRY POINT - DOM | VIRGINIA-AMERICAN WATER CO. | ENTRY POINT - DOMESTIC |  | 1 | 3/24/1998 12:00:00 AM
VA3670800 | GE | S001 | 3Y | RT | Y | EP002 | EP002 | ENTRY POINT - DOM | VIRGINIA-AMERICAN WATER CO. | ENTRY POINT - DOMESTIC |  | 1 | 3/24/1998 12:00:00 AM
VA3670800 | GE | S009 | 3Y | RT | Y | EP002 | EP002 | ENTRY POINT - DOM | VIRGINIA-AMERICAN WATER CO. | ENTRY POINT - DOMESTIC |  | 1 | 3/24/1998 12:00:00 AM
VA3670800 | GE | S113 | 3Y | RT | Y | EP002 | EP002 | ENTRY POINT - DOM | VIRGINIA-AMERICAN WATER CO. | ENTRY POINT - DOMESTIC |  | 1 | 3/24/1998 12:00:00 AM
VA3670800 | GE | S125 | 3Y | RT | Y | EP002 | EP002 | ENTRY POINT - DOM | VIRGINIA-AMERICAN WATER CO. | ENTRY POINT - DOMESTIC |  | 1 | 3/24/1998 12:00:00 AM
VA3670800 | GE | TOCA | MN | RT | Y | IN001 | RW001 | INTAKE RAW WATER | VIRGINIA-AMERICAN WATER CO. | APPOMATTOX RIVER |  | 3 | 3/24/1998 12:00:00 AM
VA3670800 | GE | TOC | MN | RT | Y | TP001 | UP001 | DOMESTIC FILTER EFFL | VIRGINIA-AMERICAN WATER CO. | VIRGINIA AMERICAN WATER CO - HOPEWELL |  | 3 | 3/24/1998 12:00:00 AM
VA3700100 | GE | THH5 | QT | RT | Y | DS001 | DBP007 | 3518 MULBERRY SS 140 | FORT EUSTIS | DISTRIBUTION SYSTEM |  | 1 | 1/1/1940 12:00:00 AM
VA3700100 | GE | THH5 | QT | RT | Y | DS001 | DBP009 | 1607 PATCH RD SS 060 | FORT EUSTIS | DISTRIBUTION SYSTEM |  | 1 | 1/1/1940 12:00:00 AM
VA3700100 | GE | THH5 | QT | RT | Y | DS001 | DBP013 | BLDG 1737 | FORT EUSTIS | DISTRIBUTION SYSTEM |  | 1 | 1/1/1940 12:00:00 AM
VA3700100 | GE | THH5 | QT | RT | Y | DS001 | DBP015 | BUILDING 3513 | FORT EUSTIS | DISTRIBUTION SYSTEM |  | 1 | 1/1/1940 12:00:00 AM
VA3700100 | TC | TC | MN | RT | Y | DS001 | TCR01 |  | FORT EUSTIS | DISTRIBUTION SYSTEM |  | 45 | 1/1/1940 12:00:00 AM
VA3700500 | PB | PBCU | 3Y | RT | Y | DS001 | LCR001 | SCHEIL | NEWPORT NEWS, CITY OF | CITY OF NEWPORT NEWS | FSD | 1 | 8/12/1926 12:00:00 AM
VA3700500 | PB | PBCU | 3Y | RT | Y | DS001 | LCR004 | LOULAN | NEWPORT NEWS, CITY OF | CITY OF NEWPORT NEWS | FSD | 1 | 8/12/1926 12:00:00 AM
VA3700500 | PB | PBCU | 3Y | RT | Y | DS001 | LCR005 | NICELY | NEWPORT NEWS, CITY OF | CITY OF NEWPORT NEWS | FSD | 1 | 8/12/1926 12:00:00 AM
VA3700500 | PB | PBCU | 3Y | RT | Y | DS001 | LCR011 | FLYNN | NEWPORT NEWS, CITY OF | CITY OF NEWPORT NEWS | FSD | 1 | 8/12/1926 12:00:00 AM
VA3700500 | PB | PBCU | 3Y | RT | Y | DS001 | LCR012 | CHURCH | NEWPORT NEWS, CITY OF | CITY OF NEWPORT NEWS | FSD | 1 | 8/12/1926 12:00:00 AM
VA3700500 | PB | PBCU | 3Y | RT | Y | DS001 | LCR014 | WARD | NEWPORT NEWS, CITY OF | CITY OF NEWPORT NEWS | FSD | 1 | 8/12/1926 12:00:00 AM
VA3700500 | PB | PBCU | 3Y | RT | Y | DS001 | LCR015 | EVANS | NEWPORT NEWS, CITY OF | CITY OF NEWPORT NEWS | FSD | 1 | 8/12/1926 12:00:00 AM
VA3700500 | PB | PBCU | 3Y | RT | Y | DS001 | LCR016 | BUTCHER | NEWPORT NEWS, CITY OF | CITY OF NEWPORT NEWS | FSD | 1 | 8/12/1926 12:00:00 AM
VA3700500 | PB | PBCU | 3Y | RT | Y | DS001 | LCR018 | HART | NEWPORT NEWS, CITY OF | CITY OF NEWPORT NEWS | FSD | 1 | 8/12/1926 12:00:00 AM
VA3700500 | PB | PBCU | 3Y | RT | Y | DS001 | LCR019 | HINTZE | NEWPORT NEWS, CITY OF | CITY OF NEWPORT NEWS | FSD | 1 | 8/12/1926 12:00:00 AM
VA3700500 | PB | PBCU | 3Y | RT | Y | DS001 | LCR020 | JOHNSON | NEWPORT NEWS, CITY OF | CITY OF NEWPORT NEWS | FSD | 1 | 8/12/1926 12:00:00 AM
VA3700500 | PB | PBCU | 3Y | RT | Y | DS001 | LCR028 | RICHARDSON | NEWPORT NEWS, CITY OF | CITY OF NEWPORT NEWS | FSD | 1 | 8/12/1926 12:00:00 AM
VA3700500 | PB | PBCU | 3Y | RT | Y | DS001 | LCR029 | NIERLE | NEWPORT NEWS, CITY OF | CITY OF NEWPORT NEWS | FSD | 1 | 8/12/1926 12:00:00 AM
VA3700500 | PB | PBCU | 3Y | RT | Y | DS001 | LCR030 | SHIFLETT | NEWPORT NEWS, CITY OF | CITY OF NEWPORT NEWS | FSD | 1 | 8/12/1926 12:00:00 AM
VA3700500 | PB | PBCU | 3Y | RT | Y | DS001 | LCR031 | WILLIAMS, J | NEWPORT NEWS, CITY OF | CITY OF NEWPORT NEWS | FSD | 1 | 8/12/1926 12:00:00 AM
VA3700500 | PB | PBCU | 3Y | RT | Y | DS001 | LCR032 | MCCHESNEY, JR. | NEWPORT NEWS, CITY OF | CITY OF NEWPORT NEWS | FSD | 1 | 8/12/1926 12:00:00 AM
VA3700500 | PB | PBCU | 3Y | RT | Y | DS001 | LCR033 | HICKMAN, JR. | NEWPORT NEWS, CITY OF | CITY OF NEWPORT NEWS | FSD | 1 | 8/12/1926 12:00:00 AM
VA3700500 | PB | PBCU | 3Y | RT | Y | DS001 | LCR034 | CAFFACUS | NEWPORT NEWS, CITY OF | CITY OF NEWPORT NEWS | FSD | 1 | 8/12/1926 12:00:00 AM
VA3700500 | PB | PBCU | 3Y | RT | Y | DS001 | LCR036 | MOORE | NEWPORT NEWS, CITY OF | CITY OF NEWPORT NEWS | FSD | 1 | 8/12/1926 12:00:00 AM
VA3700500 | PB | PBCU | 3Y | RT | Y | DS001 | LCR040 | SUMMERS | NEWPORT NEWS, CITY OF | CITY OF NEWPORT NEWS | FSD | 1 | 8/12/1926 12:00:00 AM
VA3700500 | PB | PBCU | 3Y | RT | Y | DS001 | LCR041 | DAY | NEWPORT NEWS, CITY OF | CITY OF NEWPORT NEWS | FSD | 1 | 8/12/1926 12:00:00 AM
VA3700500 | PB | PBCU | 3Y | RT | Y | DS001 | LCR047 | ONOFF | NEWPORT NEWS, CITY OF | CITY OF NEWPORT NEWS | FSD | 1 | 8/12/1926 12:00:00 AM
VA3700500 | PB | PBCU | 3Y | RT | Y | DS001 | LCR048 | MCCARTHY | NEWPORT NEWS, CITY OF | CITY OF NEWPORT NEWS | FSD | 1 | 8/12/1926 12:00:00 AM
VA3700500 | PB | PBCU | 3Y | RT | Y | DS001 | LCR050 | O'BRIEN | NEWPORT NEWS, CITY OF | CITY OF NEWPORT NEWS | FSD | 1 | 8/12/1926 12:00:00 AM
VA3700500 | PB | PBCU | 3Y | RT | Y | DS001 | LCR055 | SHRIEVES | NEWPORT NEWS, CITY OF | CITY OF NEWPORT NEWS | FSD | 1 | 8/12/1926 12:00:00 AM
VA3700500 | PB | PBCU | 3Y | RT | Y | DS001 | LCR057 | YARBROUGH | NEWPORT NEWS, CITY OF | CITY OF NEWPORT NEWS | FSD | 1 | 8/12/1926 12:00:00 AM
VA3700500 | PB | PBCU | 3Y | RT | Y | DS001 | LCR061 | SADDINGTON | NEWPORT NEWS, CITY OF | CITY OF NEWPORT NEWS | FSD | 1 | 8/12/1926 12:00:00 AM
VA3700500 | PB | PBCU | 3Y | RT | Y | DS001 | LCR063 | MADARA | NEWPORT NEWS, CITY OF | CITY OF NEWPORT NEWS | FSD | 1 | 8/12/1926 12:00:00 AM
VA3700500 | PB | PBCU | 3Y | RT | Y | DS001 | LCR065 | JENNINGS | NEWPORT NEWS, CITY OF | CITY OF NEWPORT NEWS | FSD | 1 | 8/12/1926 12:00:00 AM
VA3700500 | PB | PBCU | 3Y | RT | Y | DS001 | LCR068 | DALTON | NEWPORT NEWS, CITY OF | CITY OF NEWPORT NEWS | FSD | 1 | 8/12/1926 12:00:00 AM
VA3700500 | PB | PBCU | 3Y | RT | Y | DS001 | LCR069 | ELEY | NEWPORT NEWS, CITY OF | CITY OF NEWPORT NEWS | FSD | 1 | 8/12/1926 12:00:00 AM
VA3700500 | PB | PBCU | 3Y | RT | Y | DS001 | LCR070 | ATKINS | NEWPORT NEWS, CITY OF | CITY OF NEWPORT NEWS | FSD | 1 | 8/12/1926 12:00:00 AM
VA3700500 | PB | PBCU | 3Y | RT | Y | DS001 | LCR071 | SHENOY | NEWPORT NEWS, CITY OF | CITY OF NEWPORT NEWS | FSD | 1 | 8/12/1926 12:00:00 AM
VA3700500 | PB | PBCU | 3Y | RT | Y | DS001 | LCR072 | SLEEZER | NEWPORT NEWS, CITY OF | CITY OF NEWPORT NEWS | FSD | 1 | 8/12/1926 12:00:00 AM
VA3700500 | PB | PBCU | 3Y | RT | Y | DS001 | LCR073 | JOHNSON | NEWPORT NEWS, CITY OF | CITY OF NEWPORT NEWS | FSD | 1 | 8/12/1926 12:00:00 AM
VA3700500 | PB | PBCU | 3Y | RT | Y | DS001 | LCR075 | SOLTERBECK | NEWPORT NEWS, CITY OF | CITY OF NEWPORT NEWS | FSD | 1 | 8/12/1926 12:00:00 AM
VA3700500 | PB | PBCU | 3Y | RT | Y | DS001 | LCR080 | AVERY | NEWPORT NEWS, CITY OF | CITY OF NEWPORT NEWS | FSD | 1 | 8/12/1926 12:00:00 AM
VA3700500 | PB | PBCU | 3Y | RT | Y | DS001 | LCR081 | TROLENBURG | NEWPORT NEWS, CITY OF | CITY OF NEWPORT NEWS | FSD | 1 | 8/12/1926 12:00:00 AM
VA3700500 | PB | PBCU | 3Y | RT | Y | DS001 | LCR087 | GOODWIN | NEWPORT NEWS, CITY OF | CITY OF NEWPORT NEWS | FSD | 1 | 8/12/1926 12:00:00 AM
VA3700500 | PB | PBCU | 3Y | RT | Y | DS001 | LCR089 | BURGESS | NEWPORT NEWS, CITY OF | CITY OF NEWPORT NEWS | FSD | 1 | 8/12/1926 12:00:00 AM
VA3700500 | PB | PBCU | 3Y | RT | Y | DS001 | LCR090 | CLARK, J. | NEWPORT NEWS, CITY OF | CITY OF NEWPORT NEWS | FSD | 1 | 8/12/1926 12:00:00 AM
VA3700500 | PB | PBCU | 3Y | RT | Y | DS001 | LCR091 | SAETHER | NEWPORT NEWS, CITY OF | CITY OF NEWPORT NEWS | FSD | 1 | 8/12/1926 12:00:00 AM
VA3700500 | PB | PBCU | 3Y | RT | Y | DS001 | LCR092 | CLARK, F. | NEWPORT NEWS, CITY OF | CITY OF NEWPORT NEWS | FSD | 1 | 8/12/1926 12:00:00 AM
VA3700500 | PB | PBCU | 3Y | RT | Y | DS001 | LCR094 | PICHE | NEWPORT NEWS, CITY OF | CITY OF NEWPORT NEWS | FSD | 1 | 8/12/1926 12:00:00 AM
VA3700500 | PB | PBCU | 3Y | RT | Y | DS001 | LCR095 | JOHNSTON | NEWPORT NEWS, CITY OF | CITY OF NEWPORT NEWS | FSD | 1 | 8/12/1926 12:00:00 AM
VA3700500 | PB | PBCU | 3Y | RT | Y | DS001 | LCR098 | WILLIAMS, W. | NEWPORT NEWS, CITY OF | CITY OF NEWPORT NEWS | FSD | 1 | 8/12/1926 12:00:00 AM
VA3700500 | PB | PBCU | 3Y | RT | Y | DS001 | LCR100 | BEGOR | NEWPORT NEWS, CITY OF | CITY OF NEWPORT NEWS | FSD | 1 | 8/12/1926 12:00:00 AM
VA3700500 | PB | PBCU | 3Y | RT | Y | DS001 | LCR101 | FERGUSON | NEWPORT NEWS, CITY OF | CITY OF NEWPORT NEWS | FSD | 1 | 8/12/1926 12:00:00 AM
VA3700500 | PB | PBCU | 3Y | RT | Y | DS001 | LCR102 | KIRTS | NEWPORT NEWS, CITY OF | CITY OF NEWPORT NEWS | FSD | 1 | 8/12/1926 12:00:00 AM
VA3700500 | PB | PBCU | 3Y | RT | Y | DS001 | LCR103 | PTASZNIK | NEWPORT NEWS, CITY OF | CITY OF NEWPORT NEWS | FSD | 1 | 8/12/1926 12:00:00 AM
VA3700500 | GE | THH5 | QT | RT | Y | DS001 | M03 | 26 S. KING STREET | NEWPORT NEWS, CITY OF | CITY OF NEWPORT NEWS |  | 1 | 8/12/1926 12:00:00 AM
VA3700500 | GE | THH5 | QT | RT | Y | DS001 | M10 | 1306 N. KING ST | NEWPORT NEWS, CITY OF | CITY OF NEWPORT NEWS |  | 1 | 8/12/1926 12:00:00 AM
VA3700500 | GE | THH5 | QT | RT | Y | DS001 | M17 | 11117 JEFFERSON AVE | NEWPORT NEWS, CITY OF | CITY OF NEWPORT NEWS |  | 1 | 8/12/1926 12:00:00 AM
VA3700500 | GE | THH5 | QT | RT | Y | DS001 | M20 | 1430 KECOUGHTAN RD | NEWPORT NEWS, CITY OF | CITY OF NEWPORT NEWS |  | 1 | 8/12/1926 12:00:00 AM
VA3700500 | GE | THH5 | QT | RT | Y | DS001 | M26 | 9 SEMPLE FARM RD | NEWPORT NEWS, CITY OF | CITY OF NEWPORT NEWS |  | 1 | 8/12/1926 12:00:00 AM
VA3700500 | GE | THH5 | QT | RT | Y | DS001 | M27 | 2000 GATEWAY PARKWAY | NEWPORT NEWS, CITY OF | CITY OF NEWPORT NEWS |  | 1 | 8/12/1926 12:00:00 AM
VA3700500 | GE | THH5 | QT | RT | Y | DS001 | R19 | 222 PAGELAND DRIVE | NEWPORT NEWS, CITY OF | CITY OF NEWPORT NEWS |  | 1 | 8/12/1926 12:00:00 AM
VA3700500 | GE | THH5 | QT | RT | Y | DS001 | R31 | 305 CLEMENTS LANE | NEWPORT NEWS, CITY OF | CITY OF NEWPORT NEWS |  | 1 | 8/12/1926 12:00:00 AM
VA3700500 | GE | THH5 | QT | RT | Y | DS001 | R38 | 52 BAY FRONT PLACE | NEWPORT NEWS, CITY OF | CITY OF NEWPORT NEWS |  | 1 | 8/12/1926 12:00:00 AM
VA3700500 | GE | THH5 | QT | RT | Y | DS001 | R49 | 234 N. LAWSON RD | NEWPORT NEWS, CITY OF | CITY OF NEWPORT NEWS |  | 1 | 8/12/1926 12:00:00 AM
VA3700500 | GE | THH5 | QT | RT | Y | DS001 | R55 | 913 BAY TREE BEACH RD | NEWPORT NEWS, CITY OF | CITY OF NEWPORT NEWS |  | 1 | 8/12/1926 12:00:00 AM
VA3700500 | GE | THH5 | QT | RT | Y | DS001 | T06 | 895 YORKTOWN RD | NEWPORT NEWS, CITY OF | CITY OF NEWPORT NEWS |  | 1 | 8/12/1926 12:00:00 AM
VA3700500 | TC | TC | MN | RT | Y | DS001 | TCR01 |  | NEWPORT NEWS, CITY OF | CITY OF NEWPORT NEWS |  | 540 | 8/12/1926 12:00:00 AM
VA3700500 | GE | BROM | MN | RT | Y | EP001 | EP001 | HARWOODS MILL | NEWPORT NEWS, CITY OF | HARWOODS MILL ENTRY POINT |  | 3 | 8/12/1926 12:00:00 AM
VA3700500 | GE | FL2 | MN | ST | N | EP001 | EP001 | HARWOODS MILL | NEWPORT NEWS, CITY OF | HARWOODS MILL ENTRY POINT |  | 3 | 8/12/1926 12:00:00 AM
VA3700500 | GE | NIT | YR | RT | Y | EP001 | EP001 | HARWOODS MILL | NEWPORT NEWS, CITY OF | HARWOODS MILL ENTRY POINT |  | 1 | 8/12/1926 12:00:00 AM
VA3700500 | GE | BROM | MN | RT | Y | EP002 | EP002 | LEE HALL | NEWPORT NEWS, CITY OF | LEE HALL ENTRY POINT |  | 3 | 8/12/1926 12:00:00 AM
VA3700500 | GE | FL2 | MN | ST | N | EP002 | EP002 | LEE HALL | NEWPORT NEWS, CITY OF | LEE HALL ENTRY POINT |  | 3 | 8/12/1926 12:00:00 AM
VA3700500 | GE | NIT | YR | RT | Y | EP002 | EP002 | LEE HALL | NEWPORT NEWS, CITY OF | LEE HALL ENTRY POINT |  | 1 | 8/12/1926 12:00:00 AM
VA3700500 | GE | TOCA | MN | RT | Y | IN001 | RAW - LH | INTAKE-LH | NEWPORT NEWS, CITY OF | LEE HALL |  | 3 | 8/12/1926 12:00:00 AM
VA3700500 | GE | TOCA | MN | RT | Y | IN002 | RAW - HM | INTAKE - HM | NEWPORT NEWS, CITY OF | HARWOOD MILL |  | 3 | 8/12/1926 12:00:00 AM
VA3700500 | GE | TOC | MN | RT | Y | TP002 | TP-002 | FILTERED-HM | NEWPORT NEWS, CITY OF | HARWOOD MILL |  | 3 | 8/12/1926 12:00:00 AM
VA3700500 | GE | TOC | MN | RT | Y | TP006 | TP-006 | FILTERED-LH_N | NEWPORT NEWS, CITY OF | LEE HALL - PLANT 5 |  | 3 | 8/12/1926 12:00:00 AM
VA3710050 | GE | THH5 | QT | RT | Y | DS001 | DBP202 | GATE 4 | NAVAL STATION NORFOLK | DISTRIBUTION SYSTEM |  | 1 | 1/1/1998 12:00:00 AM
VA3710050 | GE | THH5 | QT | RT | Y | DS001 | DBP203 | A81 | NAVAL STATION NORFOLK | DISTRIBUTION SYSTEM |  | 1 | 1/1/1998 12:00:00 AM
VA3710050 | GE | THH5 | QT | RT | Y | DS001 | DBP204 | Q50 | NAVAL STATION NORFOLK | DISTRIBUTION SYSTEM |  | 1 | 1/1/1998 12:00:00 AM
VA3710050 | GE | THH5 | QT | RT | Y | DS001 | DBP205 | N-24 | NAVAL STATION NORFOLK | DISTRIBUTION SYSTEM |  | 1 | 1/1/1998 12:00:00 AM
VA3710050 | PB | PBCU | 3Y | RT | Y | DS001 | LCR001 | INCHON 1214 | NAVAL STATION NORFOLK | DISTRIBUTION SYSTEM | FSD | 1 | 1/1/1998 12:00:00 AM
VA3710050 | PB | PBCU | 3Y | RT | Y | DS001 | LCR002 | MCA-603 | NAVAL STATION NORFOLK | DISTRIBUTION SYSTEM | FSD | 1 | 1/1/1998 12:00:00 AM
VA3710050 | PB | PBCU | 3Y | RT | Y | DS001 | LCR003 | SDA-334 RM-114 | NAVAL STATION NORFOLK | DISTRIBUTION SYSTEM | FSD | 1 | 1/1/1998 12:00:00 AM
VA3710050 | PB | PBCU | 3Y | RT | Y | DS001 | LCR005 | MCE-1 | NAVAL STATION NORFOLK | DISTRIBUTION SYSTEM | FSD | 1 | 1/1/1998 12:00:00 AM
VA3710050 | PB | PBCU | 3Y | RT | Y | DS001 | LCR006 | MCE-2 | NAVAL STATION NORFOLK | DISTRIBUTION SYSTEM | FSD | 1 | 1/1/1998 12:00:00 AM
VA3710050 | PB | PBCU | 3Y | RT | Y | DS001 | LCR007 | INCHON 1208 | NAVAL STATION NORFOLK | DISTRIBUTION SYSTEM | FSD | 1 | 1/1/1998 12:00:00 AM
VA3710050 | PB | PBCU | 3Y | RT | Y | DS001 | LCR008 | INCHON 1210 | NAVAL STATION NORFOLK | DISTRIBUTION SYSTEM | FSD | 1 | 1/1/1998 12:00:00 AM
VA3710050 | PB | PBCU | 3Y | RT | Y | DS001 | LCR009 | INCHON 1212 | NAVAL STATION NORFOLK | DISTRIBUTION SYSTEM | FSD | 1 | 1/1/1998 12:00:00 AM
VA3710050 | PB | PBCU | 3Y | RT | Y | DS001 | LCR010 | WB-117 (8201) | NAVAL STATION NORFOLK | DISTRIBUTION SYSTEM | FSD | 1 | 1/1/1998 12:00:00 AM
VA3710050 | PB | PBCU | 3Y | RT | Y | DS001 | LCR011 | P-72 | NAVAL STATION NORFOLK | DISTRIBUTION SYSTEM | FSD | 1 | 1/1/1998 12:00:00 AM
VA3710050 | PB | PBCU | 3Y | RT | Y | DS001 | LCR012 | O-25 | NAVAL STATION NORFOLK | DISTRIBUTION SYSTEM | FSD | 1 | 1/1/1998 12:00:00 AM
VA3710050 | PB | PBCU | 3Y | RT | Y | DS001 | LCR013 | X-275 (NSN) | NAVAL STATION NORFOLK | DISTRIBUTION SYSTEM | FSD | 1 | 1/1/1998 12:00:00 AM
VA3710050 | PB | PBCU | 3Y | RT | Y | DS001 | LCR014 | X-218 (NSN) | NAVAL STATION NORFOLK | DISTRIBUTION SYSTEM | FSD | 1 | 1/1/1998 12:00:00 AM
VA3710050 | PB | PBCU | 3Y | RT | Y | DS001 | LCR015 | CEP-87 | NAVAL STATION NORFOLK | DISTRIBUTION SYSTEM | FSD | 1 | 1/1/1998 12:00:00 AM
VA3710050 | PB | PBCU | 3Y | RT | Y | DS001 | LCR016 | CEP-201 KITCHEN | NAVAL STATION NORFOLK | DISTRIBUTION SYSTEM | FSD | 1 | 1/1/1998 12:00:00 AM
VA3710050 | PB | PBCU | 3Y | RT | Y | DS001 | LCR017 | X-380 WOMENS RR | NAVAL STATION NORFOLK | DISTRIBUTION SYSTEM | FSD | 1 | 1/1/1998 12:00:00 AM
VA3710050 | PB | PBCU | 3Y | RT | Y | DS001 | LCR019 | CEP-166 MENS RR | NAVAL STATION NORFOLK | DISTRIBUTION SYSTEM | FSD | 1 | 1/1/1998 12:00:00 AM
VA3710050 | PB | PBCU | 3Y | RT | Y | DS001 | LCR021 | SP-12 DEEP SINK 1ST FLOOR | NAVAL STATION NORFOLK | DISTRIBUTION SYSTEM | FSD | 1 | 1/1/1998 12:00:00 AM
VA3710050 | PB | PBCU | 3Y | RT | Y | DS001 | LCR023 | MCA-602 MIDDLE SINK | NAVAL STATION NORFOLK | DISTRIBUTION SYSTEM | FSD | 1 | 1/1/1998 12:00:00 AM
VA3710050 | PB | PBCU | 3Y | RT | Y | DS001 | LCR024 | SP-381 WOMENS RR 1ST FLOOR | NAVAL STATION NORFOLK | DISTRIBUTION SYSTEM | FSD | 1 | 1/1/1998 12:00:00 AM
VA3710050 | PB | PBCU | 3Y | RT | Y | DS001 | LCR026 | NH-74 | NAVAL STATION NORFOLK | DISTRIBUTION SYSTEM | FSD | 1 | 1/1/1998 12:00:00 AM
VA3710050 | PB | PBCU | 3Y | RT | Y | DS001 | LCR027 | BEN-155 | NAVAL STATION NORFOLK | DISTRIBUTION SYSTEM | FSD | 1 | 1/1/1998 12:00:00 AM
VA3710050 | PB | PBCU | 3Y | RT | Y | DS001 | LCR028 | CEP-204 | NAVAL STATION NORFOLK | DISTRIBUTION SYSTEM | FSD | 1 | 1/1/1998 12:00:00 AM
VA3710050 | PB | PBCU | 3Y | RT | Y | DS001 | LCR029 | CEP-200 | NAVAL STATION NORFOLK | DISTRIBUTION SYSTEM | FSD | 1 | 1/1/1998 12:00:00 AM
VA3710050 | PB | PBCU | 3Y | RT | Y | DS001 | LCR030 | NH-94 | NAVAL STATION NORFOLK | DISTRIBUTION SYSTEM | FSD | 1 | 1/1/1998 12:00:00 AM
VA3710050 | PB | PBCU | 3Y | RT | Y | DS001 | LCR031 | CA-495 | NAVAL STATION NORFOLK | DISTRIBUTION SYSTEM | FSD | 1 | 1/1/1998 12:00:00 AM
VA3710050 | PB | PBCU | 3Y | RT | Y | DS001 | LCR032 | SP-362 | NAVAL STATION NORFOLK | DISTRIBUTION SYSTEM | FSD | 1 | 1/1/1998 12:00:00 AM
VA3710050 | PB | PBCU | 3Y | RT | Y | DS001 | LCR033 | SP-367 | NAVAL STATION NORFOLK | DISTRIBUTION SYSTEM | FSD | 1 | 1/1/1998 12:00:00 AM
VA3710050 | PB | PBCU | 3Y | RT | Y | DS001 | LCR034 | CEP-188 | NAVAL STATION NORFOLK | DISTRIBUTION SYSTEM | FSD | 1 | 1/1/1998 12:00:00 AM
VA3710050 | PB | PBCU | 3Y | RT | Y | DS001 | LCR035 | W-388 | NAVAL STATION NORFOLK | DISTRIBUTION SYSTEM | FSD | 1 | 1/1/1998 12:00:00 AM
VA3710050 | TC | TC | MN | RT | Y | DS001 | TCR01 |  | NAVAL STATION NORFOLK | DISTRIBUTION SYSTEM |  | 150 | 1/1/1998 12:00:00 AM
VA3710100 | GE | THH5 | QT | RT | Y | DS001 | DBP201 | 249 S. NEWTOWN RD. | NORFOLK, CITY OF | DISTRIBUTION SYSTEM |  | 1 | 1/1/1998 12:00:00 AM
VA3710100 | GE | THH5 | QT | RT | Y | DS001 | DBP202 | 711 LIBERTY STREET | NORFOLK, CITY OF | DISTRIBUTION SYSTEM |  | 1 | 1/1/1998 12:00:00 AM
VA3710100 | GE | THH5 | QT | RT | Y | DS001 | DBP203 | 961 PARK AVE | NORFOLK, CITY OF | DISTRIBUTION SYSTEM |  | 1 | 1/1/1998 12:00:00 AM
VA3710100 | GE | THH5 | QT | RT | Y | DS001 | DBP204 | 404 COLLEY AVE | NORFOLK, CITY OF | DISTRIBUTION SYSTEM |  | 1 | 1/1/1998 12:00:00 AM
VA3710100 | GE | THH5 | QT | RT | Y | DS001 | DBP205 | 3800 GRANBY STREET | NORFOLK, CITY OF | DISTRIBUTION SYSTEM |  | 1 | 1/1/1998 12:00:00 AM
VA3710100 | GE | THH5 | QT | RT | Y | DS001 | DBP206 | 1650 W. LITTLE CREEK ROAD | NORFOLK, CITY OF | DISTRIBUTION SYSTEM |  | 1 | 1/1/1998 12:00:00 AM
VA3710100 | GE | THH5 | QT | RT | Y | DS001 | DBP207 | 298 W. BAY AVE. | NORFOLK, CITY OF | DISTRIBUTION SYSTEM |  | 1 | 1/1/1998 12:00:00 AM
VA3710100 | GE | THH5 | QT | RT | Y | DS001 | DBP208 | 3648 SEWELLS POINT ROAD | NORFOLK, CITY OF | DISTRIBUTION SYSTEM |  | 1 | 1/1/1998 12:00:00 AM
VA3710100 | TC | TC | MN | RT | Y | DS001 | TCR01 |  | NORFOLK, CITY OF | DISTRIBUTION SYSTEM |  | 450 | 1/1/1998 12:00:00 AM
VA3710100 | GE | DIQ | YR | RT | Y | EP001 | EP001 | MOORES BRIDGES | NORFOLK, CITY OF | MOORES BRIDGES WTP ENTRY POINT |  | 1 | 1/1/1998 12:00:00 AM
VA3710100 | GE | FL2 | MN | ST | N | EP001 | EP001 | MOORES BRIDGES | NORFOLK, CITY OF | MOORES BRIDGES WTP ENTRY POINT |  | 3 | 1/1/1998 12:00:00 AM
VA3710100 | GE | ICMT | YR | RT | Y | EP001 | EP001 | MOORES BRIDGES | NORFOLK, CITY OF | MOORES BRIDGES WTP ENTRY POINT |  | 1 | 1/1/1998 12:00:00 AM
VA3710100 | GE | NIT | YR | RT | Y | EP001 | EP001 | MOORES BRIDGES | NORFOLK, CITY OF | MOORES BRIDGES WTP ENTRY POINT |  | 1 | 1/1/1998 12:00:00 AM
VA3710100 | GE | NO2 | YR | RT | Y | EP001 | EP001 | MOORES BRIDGES | NORFOLK, CITY OF | MOORES BRIDGES WTP ENTRY POINT |  | 1 | 1/1/1998 12:00:00 AM
VA3710100 | GE | S001 | YR | RT | Y | EP001 | EP001 | MOORES BRIDGES | NORFOLK, CITY OF | MOORES BRIDGES WTP ENTRY POINT |  | 1 | 1/1/1998 12:00:00 AM
VA3710100 | GE | S009 | YR | RT | Y | EP001 | EP001 | MOORES BRIDGES | NORFOLK, CITY OF | MOORES BRIDGES WTP ENTRY POINT |  | 1 | 1/1/1998 12:00:00 AM
VA3710100 | GE | S113 | YR | RT | Y | EP001 | EP001 | MOORES BRIDGES | NORFOLK, CITY OF | MOORES BRIDGES WTP ENTRY POINT |  | 1 | 1/1/1998 12:00:00 AM
VA3710100 | GE | S125 | YR | RT | Y | EP001 | EP001 | MOORES BRIDGES | NORFOLK, CITY OF | MOORES BRIDGES WTP ENTRY POINT |  | 1 | 1/1/1998 12:00:00 AM
VA3710100 | GE | VOC | YR | RT | Y | EP001 | EP001 | MOORES BRIDGES | NORFOLK, CITY OF | MOORES BRIDGES WTP ENTRY POINT |  | 1 | 1/1/1998 12:00:00 AM
VA3710100 | GE | DIQ | YR | RT | Y | EP002 | EP002 | KRISTEN M. LENTZ WTP | NORFOLK, CITY OF | KRISTEN M. LENTZ WTP ENTRY POINT |  | 1 | 1/1/1998 12:00:00 AM
VA3710100 | GE | FL2 | MN | ST | N | EP002 | EP002 | KRISTEN M. LENTZ WTP | NORFOLK, CITY OF | KRISTEN M. LENTZ WTP ENTRY POINT |  | 3 | 1/1/1998 12:00:00 AM
VA3710100 | GE | ICMT | YR | RT | Y | EP002 | EP002 | KRISTEN M. LENTZ WTP | NORFOLK, CITY OF | KRISTEN M. LENTZ WTP ENTRY POINT |  | 1 | 1/1/1998 12:00:00 AM
VA3710100 | GE | NIT | YR | RT | Y | EP002 | EP002 | KRISTEN M. LENTZ WTP | NORFOLK, CITY OF | KRISTEN M. LENTZ WTP ENTRY POINT |  | 1 | 1/1/1998 12:00:00 AM
VA3710100 | GE | NO2 | YR | RT | Y | EP002 | EP002 | KRISTEN M. LENTZ WTP | NORFOLK, CITY OF | KRISTEN M. LENTZ WTP ENTRY POINT |  | 1 | 1/1/1998 12:00:00 AM
VA3710100 | GE | S001 | YR | RT | Y | EP002 | EP002 | KRISTEN M. LENTZ WTP | NORFOLK, CITY OF | KRISTEN M. LENTZ WTP ENTRY POINT |  | 1 | 1/1/1998 12:00:00 AM
VA3710100 | GE | S009 | YR | RT | Y | EP002 | EP002 | KRISTEN M. LENTZ WTP | NORFOLK, CITY OF | KRISTEN M. LENTZ WTP ENTRY POINT |  | 1 | 1/1/1998 12:00:00 AM
VA3710100 | GE | S113 | YR | RT | Y | EP002 | EP002 | KRISTEN M. LENTZ WTP | NORFOLK, CITY OF | KRISTEN M. LENTZ WTP ENTRY POINT |  | 1 | 1/1/1998 12:00:00 AM
VA3710100 | GE | S125 | YR | RT | Y | EP002 | EP002 | KRISTEN M. LENTZ WTP | NORFOLK, CITY OF | KRISTEN M. LENTZ WTP ENTRY POINT |  | 1 | 1/1/1998 12:00:00 AM
VA3710100 | GE | VOC | YR | RT | Y | EP002 | EP002 | KRISTEN M. LENTZ WTP | NORFOLK, CITY OF | KRISTEN M. LENTZ WTP ENTRY POINT |  | 1 | 1/1/1998 12:00:00 AM
VA3710100 | GE | TOCA | MN | RT | Y | IN010 | RW010 | MOORES BRIDGES WB/LP/LW RAW | NORFOLK, CITY OF | MOORES BRIDGES WB/LP/LW RAW INTAKE |  | 3 | 1/1/1998 12:00:00 AM
VA3710100 | GE | TOCA | MN | RT | Y | IN011 | RW011 | MOORES BRIDGES WEST RAW WATER | NORFOLK, CITY OF | MOORES BRIDGES WEST RAW INTAKE |  | 3 | 1/1/1998 12:00:00 AM
VA3710100 | GE | TOCA | MN | RT | Y | IN012 | RW012 | KRISTEN M LENTZ RAW WATER INTAKE | NORFOLK, CITY OF | KRISTEN M LENTZ RAW INTAKE |  | 3 | 1/1/1998 12:00:00 AM
VA3710100 | GE | TOC | MN | RT | Y | TP01 | UP001 | LLWW FILTERED | NORFOLK, CITY OF | MOORES BRIDGES WTP |  | 3 | 1/1/1998 12:00:00 AM
VA3710100 | GE | TOC | MN | RT | Y | TP02 | UP002 | FW FLUME | NORFOLK, CITY OF | KRISTEN M. LENTZ WTP |  | 3 | 1/1/1998 12:00:00 AM
VA3710850 | GE | THH5 | QT | RT | Y | DS001 | DBP001 | NH-30 | NSA HAMPTON ROADS, MAIN BASE | DISTRIBUTION SYSTEM |  | 1 | 1/5/2021 12:00:00 AM
VA3710850 | GE | THH5 | QT | RT | Y | DS001 | DBP002 | SDA-334 | NSA HAMPTON ROADS, MAIN BASE | DISTRIBUTION SYSTEM |  | 1 | 1/5/2021 12:00:00 AM
VA3710850 | PB | PBCU | 3Y | RT | Y | DS001 | LCR01 | NSA MCE-1* | NSA HAMPTON ROADS, MAIN BASE | DISTRIBUTION SYSTEM | FSD | 1 | 1/5/2021 12:00:00 AM
VA3710850 | PB | PBCU | 3Y | RT | Y | DS001 | LCR02 | NSA MCE-2* | NSA HAMPTON ROADS, MAIN BASE | DISTRIBUTION SYSTEM | FSD | 1 | 1/5/2021 12:00:00 AM
VA3710850 | PB | PBCU | 3Y | RT | Y | DS001 | LCR03 | MCA-602* | NSA HAMPTON ROADS, MAIN BASE | DISTRIBUTION SYSTEM | FSD | 1 | 1/5/2021 12:00:00 AM
VA3710850 | PB | PBCU | 3Y | RT | Y | DS001 | LCR04 | NSA MCA-603* | NSA HAMPTON ROADS, MAIN BASE | DISTRIBUTION SYSTEM | FSD | 1 | 1/5/2021 12:00:00 AM
VA3710850 | PB | PBCU | 3Y | RT | Y | DS001 | LCR05 | CA-495* | NSA HAMPTON ROADS, MAIN BASE | DISTRIBUTION SYSTEM | FSD | 1 | 1/5/2021 12:00:00 AM
VA3710850 | PB | PBCU | 3Y | RT | Y | DS001 | LCR06 | NSA NH-74* | NSA HAMPTON ROADS, MAIN BASE | DISTRIBUTION SYSTEM | FSD | 1 | 1/5/2021 12:00:00 AM
VA3710850 | PB | PBCU | 3Y | RT | Y | DS001 | LCR07 | NSA NH-94* | NSA HAMPTON ROADS, MAIN BASE | DISTRIBUTION SYSTEM | FSD | 1 | 1/5/2021 12:00:00 AM
VA3710850 | PB | PBCU | 3Y | RT | Y | DS001 | LCR08 | NSA SDA-334* | NSA HAMPTON ROADS, MAIN BASE | DISTRIBUTION SYSTEM | FSD | 1 | 1/5/2021 12:00:00 AM
VA3710850 | PB | PBCU | 3Y | RT | Y | DS001 | LCR09 | NSA BEN 155 | NSA HAMPTON ROADS, MAIN BASE | DISTRIBUTION SYSTEM | FSD | 1 | 1/5/2021 12:00:00 AM
VA3710850 | PB | PBCU | 3Y | RT | Y | DS001 | LCR10 | NSA INCHON 1208 | NSA HAMPTON ROADS, MAIN BASE | DISTRIBUTION SYSTEM | FSD | 1 | 1/5/2021 12:00:00 AM
VA3710850 | PB | PBCU | 3Y | RT | Y | DS001 | LCR11 | SC-127 (INCHON-1210) LINCOLN HOUSING* | NSA HAMPTON ROADS, MAIN BASE | DISTRIBUTION SYSTEM | FSD | 1 | 1/5/2021 12:00:00 AM
VA3710850 | PB | PBCU | 3Y | RT | Y | DS001 | LCR12 | NSA INCHON 1212 | NSA HAMPTON ROADS, MAIN BASE | DISTRIBUTION SYSTEM | FSD | 1 | 1/5/2021 12:00:00 AM
VA3710850 | PB | PBCU | 3Y | RT | Y | DS001 | LCR13 | NSA INCHON 1214 | NSA HAMPTON ROADS, MAIN BASE | DISTRIBUTION SYSTEM | FSD | 1 | 1/5/2021 12:00:00 AM
VA3710850 | PB | PBCU | 3Y | RT | Y | DS001 | LCR14 | MCA-600** | NSA HAMPTON ROADS, MAIN BASE | DISTRIBUTION SYSTEM | FSD | 1 | 1/5/2021 12:00:00 AM
VA3710850 | PB | PBCU | 3Y | RT | Y | DS001 | LCR15 | NH-222** | NSA HAMPTON ROADS, MAIN BASE | DISTRIBUTION SYSTEM | FSD | 1 | 1/5/2021 12:00:00 AM
VA3710850 | PB | PBCU | 3Y | RT | Y | DS001 | LCR16 | SC-422** | NSA HAMPTON ROADS, MAIN BASE | DISTRIBUTION SYSTEM | FSD | 1 | 1/5/2021 12:00:00 AM
VA3710850 | PB | PBCU | 3Y | RT | Y | DS001 | LCR17 | CA-500** | NSA HAMPTON ROADS, MAIN BASE | DISTRIBUTION SYSTEM | FSD | 1 | 1/5/2021 12:00:00 AM
VA3710850 | PB | PBCU | 3Y | RT | Y | DS001 | LCR18 | MCA-9** | NSA HAMPTON ROADS, MAIN BASE | DISTRIBUTION SYSTEM | FSD | 1 | 1/5/2021 12:00:00 AM
VA3710850 | PB | PBCU | 3Y | RT | Y | DS001 | LCR19 | NH-3A | NSA HAMPTON ROADS, MAIN BASE | DISTRIBUTION SYSTEM | FSD | 1 | 1/5/2021 12:00:00 AM
VA3710850 | PB | PBCU | 3Y | RT | Y | DS001 | LCR20 | SDA-313 | NSA HAMPTON ROADS, MAIN BASE | DISTRIBUTION SYSTEM | FSD | 1 | 1/5/2021 12:00:00 AM
VA3710850 | TC | TC | MN | RT | Y | DS001 | TCR01 |  | NSA HAMPTON ROADS, MAIN BASE | DISTRIBUTION SYSTEM |  | 24 | 1/5/2021 12:00:00 AM
VA3730750 | GE | CHLO | QT | RT | Y | DS001 | DBP01 | BERKELEY MANOR P.S. | PETERSBURG, CITY OF | DISTRIBUTION SYSTEM |  | 1 | 3/24/1998 12:00:00 AM
VA3730750 | GE | CHLO | QT | RT | Y | DS001 | DBP02 | LOCKS P.S. | PETERSBURG, CITY OF | DISTRIBUTION SYSTEM |  | 1 | 3/24/1998 12:00:00 AM
VA3730750 | GE | CHLO | QT | RT | Y | DS001 | DBP03 | UTILITY LINES SHOP | PETERSBURG, CITY OF | DISTRIBUTION SYSTEM |  | 1 | 3/24/1998 12:00:00 AM
VA3730750 | GE | THH5 | QT | RT | Y | DS001 | DS002 | UTILITY LINES - 424 ST. ANDREWS ST. | PETERSBURG, CITY OF | DISTRIBUTION SYSTEM |  | 1 | 3/24/1998 12:00:00 AM
VA3730750 | GE | THH5 | QT | RT | Y | DS001 | DS004 | BRANCH LIBRARY - 1865 SYCAMORE ST. | PETERSBURG, CITY OF | DISTRIBUTION SYSTEM |  | 1 | 3/24/1998 12:00:00 AM
VA3730750 | GE | THH5 | QT | RT | Y | DS001 | DS005 | LIBERTY DIALYSIS - 3400 S. CRATER RD. | PETERSBURG, CITY OF | DISTRIBUTION SYSTEM |  | 1 | 3/24/1998 12:00:00 AM
VA3730750 | GE | THH5 | QT | RT | Y | DS001 | DS006 | ROHOIC CREEK PUMP STATION | PETERSBURG, CITY OF | DISTRIBUTION SYSTEM |  | 1 | 3/24/1998 12:00:00 AM
VA3730750 | PB | PBCU | 3Y | RT | Y | DS001 | LCR01 | 700 A. FORT HAYES CT | PETERSBURG, CITY OF | DISTRIBUTION SYSTEM | FSD | 1 | 3/24/1998 12:00:00 AM
VA3730750 | PB | PBCU | 3Y | RT | Y | DS001 | LCR03 | 809 ARLINGTON ST | PETERSBURG, CITY OF | DISTRIBUTION SYSTEM | FSD | 1 | 3/24/1998 12:00:00 AM
VA3730750 | PB | PBCU | 3Y | RT | Y | DS001 | LCR06 | 322 GROVE AVE | PETERSBURG, CITY OF | DISTRIBUTION SYSTEM | FSD | 1 | 3/24/1998 12:00:00 AM
VA3730750 | PB | PBCU | 3Y | RT | Y | DS001 | LCR07 | 731 FEDERAL ST | PETERSBURG, CITY OF | DISTRIBUTION SYSTEM | FSD | 1 | 3/24/1998 12:00:00 AM
VA3730750 | PB | PBCU | 3Y | RT | Y | DS001 | LCR08 | 705 A. FORT HAYES CT | PETERSBURG, CITY OF | DISTRIBUTION SYSTEM | FSD | 1 | 3/24/1998 12:00:00 AM
VA3730750 | PB | PBCU | 3Y | RT | Y | DS001 | LCR09 | 1334 CUSTER ST | PETERSBURG, CITY OF | DISTRIBUTION SYSTEM | FSD | 1 | 3/24/1998 12:00:00 AM
VA3730750 | PB | PBCU | 3Y | RT | Y | DS001 | LCR11 | 2959 HOMESTEAD SR | PETERSBURG, CITY OF | DISTRIBUTION SYSTEM | FSD | 1 | 3/24/1998 12:00:00 AM
VA3730750 | PB | PBCU | 3Y | RT | Y | DS001 | LCR12 | 215 NEW ST | PETERSBURG, CITY OF | DISTRIBUTION SYSTEM | FSD | 1 | 3/24/1998 12:00:00 AM
VA3730750 | PB | PBCU | 3Y | RT | Y | DS001 | LCR13 | 2808 HOMESTEAD DR | PETERSBURG, CITY OF | DISTRIBUTION SYSTEM | FSD | 1 | 3/24/1998 12:00:00 AM
VA3730750 | PB | PBCU | 3Y | RT | Y | DS001 | LCR14 | 827 E. BANK ST | PETERSBURG, CITY OF | DISTRIBUTION SYSTEM | FSD | 1 | 3/24/1998 12:00:00 AM
VA3730750 | PB | PBCU | 3Y | RT | Y | DS001 | LCR16 | 1330 STEELE ST | PETERSBURG, CITY OF | DISTRIBUTION SYSTEM | FSD | 1 | 3/24/1998 12:00:00 AM
VA3730750 | PB | PBCU | 3Y | RT | Y | DS001 | LCR17 | 1334 STEELE ST | PETERSBURG, CITY OF | DISTRIBUTION SYSTEM | FSD | 1 | 3/24/1998 12:00:00 AM
VA3730750 | PB | PBCU | 3Y | RT | Y | DS001 | LCR18 | 1342 STEELE ST | PETERSBURG, CITY OF | DISTRIBUTION SYSTEM | FSD | 1 | 3/24/1998 12:00:00 AM
VA3730750 | PB | PBCU | 3Y | RT | Y | DS001 | LCR19 | 1339 LINCOLN ST | PETERSBURG, CITY OF | DISTRIBUTION SYSTEM | FSD | 1 | 3/24/1998 12:00:00 AM
VA3730750 | PB | PBCU | 3Y | RT | Y | DS001 | LCR20 | 1327 LINCOLN ST | PETERSBURG, CITY OF | DISTRIBUTION SYSTEM | FSD | 1 | 3/24/1998 12:00:00 AM
VA3730750 | PB | PBCU | 3Y | RT | Y | DS001 | LCR21 | 1953 DODSON RD | PETERSBURG, CITY OF | DISTRIBUTION SYSTEM | FSD | 1 | 3/24/1998 12:00:00 AM
VA3730750 | PB | PBCU | 3Y | RT | Y | DS001 | LCR22 | 1217 MELVILLE ST | PETERSBURG, CITY OF | DISTRIBUTION SYSTEM | FSD | 1 | 3/24/1998 12:00:00 AM
VA3730750 | PB | PBCU | 3Y | RT | Y | DS001 | LCR23 | 802 HARDING ST | PETERSBURG, CITY OF | DISTRIBUTION SYSTEM | FSD | 1 | 3/24/1998 12:00:00 AM
VA3730750 | PB | PBCU | 3Y | RT | Y | DS001 | LCR24 | 47 CORLING ST | PETERSBURG, CITY OF | DISTRIBUTION SYSTEM | FSD | 1 | 3/24/1998 12:00:00 AM
VA3730750 | PB | PBCU | 3Y | RT | Y | DS001 | LCR25 | 561 HIGH ST | PETERSBURG, CITY OF | DISTRIBUTION SYSTEM | FSD | 1 | 3/24/1998 12:00:00 AM
VA3730750 | PB | PBCU | 3Y | RT | Y | DS001 | LCR26 | 1571 MT. VERNON ST | PETERSBURG, CITY OF | DISTRIBUTION SYSTEM | FSD | 1 | 3/24/1998 12:00:00 AM
VA3730750 | PB | PBCU | 3Y | RT | Y | DS001 | LCR27 | 840 YOUNGS AVE | PETERSBURG, CITY OF | DISTRIBUTION SYSTEM | FSD | 1 | 3/24/1998 12:00:00 AM
VA3730750 | PB | PBCU | 3Y | RT | Y | DS001 | LCR29 | 233 MERCER ST | PETERSBURG, CITY OF | DISTRIBUTION SYSTEM | FSD | 1 | 3/24/1998 12:00:00 AM
VA3730750 | PB | PBCU | 3Y | RT | Y | DS001 | LCR30 | 705 B. FORT HAYES CT | PETERSBURG, CITY OF | DISTRIBUTION SYSTEM | FSD | 1 | 3/24/1998 12:00:00 AM
VA3730750 | PB | PBCU | 3Y | RT | Y | DS001 | LCR31 | 1046 HALIFAX ST | PETERSBURG, CITY OF | DISTRIBUTION SYSTEM | FSD | 1 | 3/24/1998 12:00:00 AM
VA3730750 | PB | PBCU | 3Y | RT | Y | DS001 | LCR32 | 114 MERCURY ST | PETERSBURG, CITY OF | DISTRIBUTION SYSTEM | FSD | 1 | 3/24/1998 12:00:00 AM
VA3730750 | PB | PBCU | 3Y | RT | Y | DS001 | LCR33 | 138 VIRGINIA AVE | PETERSBURG, CITY OF | DISTRIBUTION SYSTEM | FSD | 1 | 3/24/1998 12:00:00 AM
VA3730750 | PB | PBCU | 3Y | RT | Y | DS001 | LCR34 | 1205 HIGH PEARL ST | PETERSBURG, CITY OF | DISTRIBUTION SYSTEM | FSD | 1 | 3/24/1998 12:00:00 AM
VA3730750 | PB | PBCU | 3Y | RT | Y | DS001 | LCR35 | 2350 G HILL ST | PETERSBURG, CITY OF | DISTRIBUTION SYSTEM | FSD | 1 | 3/24/1998 12:00:00 AM
VA3730750 | PB | PBCU | 3Y | RT | Y | DS001 | LCR36 | 26 PERRY ST | PETERSBURG, CITY OF | DISTRIBUTION SYSTEM | FSD | 1 | 3/24/1998 12:00:00 AM
VA3730750 | TC | TC | MN | RT | Y | DS001 | TCR01 |  | PETERSBURG, CITY OF | DISTRIBUTION SYSTEM |  | 120 | 3/24/1998 12:00:00 AM
VA3740450 | GE | THH5 | YR | RT | Y | DS001 | DBP201 | BLDG. 289 | CRANEY ISLAND FUEL DEPOT | DISTRIBUTION SYSTEM |  | 1 | 6/15/1979 12:00:00 AM
VA3740450 | PB | PBCU | 3Y | RT | Y | DS001 | LCR001 | CI-82 | CRANEY ISLAND FUEL DEPOT | DISTRIBUTION SYSTEM | FSD | 1 | 6/15/1979 12:00:00 AM
VA3740450 | PB | PBCU | 3Y | RT | Y | DS001 | LCR002 | CI 288 2ND FLOOR | CRANEY ISLAND FUEL DEPOT | DISTRIBUTION SYSTEM | FSD | 1 | 6/15/1979 12:00:00 AM
VA3740450 | PB | PBCU | 3Y | RT | Y | DS001 | LCR003 | CI-140 | CRANEY ISLAND FUEL DEPOT | DISTRIBUTION SYSTEM | FSD | 1 | 6/15/1979 12:00:00 AM
VA3740450 | PB | PBCU | 3Y | RT | Y | DS001 | LCR004 | CI 288 1ST FLOOR | CRANEY ISLAND FUEL DEPOT | DISTRIBUTION SYSTEM | FSD | 1 | 6/15/1979 12:00:00 AM
VA3740450 | PB | PBCU | 3Y | RT | Y | DS001 | LCR005 | CI 294 | CRANEY ISLAND FUEL DEPOT | DISTRIBUTION SYSTEM | FSD | 1 | 6/15/1979 12:00:00 AM
VA3740450 | TC | TC | MN | RT | Y | DS001 | TCR01 |  | CRANEY ISLAND FUEL DEPOT | DISTRIBUTION SYSTEM |  | 3 | 6/15/1979 12:00:00 AM
VA3740500 | GE | THH5 | QT | RT | Y | DS001 | DBP201 | BLDG. 1530 (SCOTT CTR.) | NORFOLK NAVAL SHIPYARD | DISTRIBUTION SYSTEM |  | 1 | 1/1/1998 12:00:00 AM
VA3740500 | GE | THH5 | QT | RT | Y | DS001 | DBP202 | BLDG. 1510 | NORFOLK NAVAL SHIPYARD | DISTRIBUTION SYSTEM |  | 1 | 1/1/1998 12:00:00 AM
VA3740500 | GE | THH5 | QT | RT | Y | DS001 | DBP203 | EM#1 | NORFOLK NAVAL SHIPYARD | DISTRIBUTION SYSTEM |  | 1 | 1/1/1998 12:00:00 AM
VA3740500 | GE | THH5 | QT | RT | Y | DS001 | DBP204 | EM#3 | NORFOLK NAVAL SHIPYARD | DISTRIBUTION SYSTEM |  | 1 | 1/1/1998 12:00:00 AM
VA3740500 | TC | TC | MN | RT | Y | DS001 | TCR01 |  | NORFOLK NAVAL SHIPYARD | DISTRIBUTION SYSTEM |  | 45 | 1/1/1998 12:00:00 AM
VA3740600 | GE | THH5 | QT | RT | Y | DS001 | DBP201 | 4021 (PENINSULA AVE. AND MCDANIEL ST.) | PORTSMOUTH, CITY OF | DISTRIBUTION SYSTEM |  | 1 | 1/1/1998 12:00:00 AM
VA3740600 | GE | THH5 | QT | RT | Y | DS001 | DBP202 | 5041 (GREENELAND BLVD. AND BOLLING RD.) | PORTSMOUTH, CITY OF | DISTRIBUTION SYSTEM |  | 1 | 1/1/1998 12:00:00 AM
VA3740600 | GE | THH5 | QT | RT | Y | DS001 | DBP203 | 5121 (LAIGH RD.) | PORTSMOUTH, CITY OF | DISTRIBUTION SYSTEM |  | 1 | 1/1/1998 12:00:00 AM
VA3740600 | GE | THH5 | QT | RT | Y | DS001 | DBP204 | 1101 (WEST NORFOLK RD. AND JORDAN LN.) | PORTSMOUTH, CITY OF | DISTRIBUTION SYSTEM |  | 1 | 1/1/1998 12:00:00 AM
VA3740600 | GE | THH5 | QT | RT | Y | DS001 | DBP205 | 4161 (FAYETTE ST. AND 3RD ST.) | PORTSMOUTH, CITY OF | DISTRIBUTION SYSTEM |  | 1 | 1/1/1998 12:00:00 AM
VA3740600 | GE | THH5 | QT | RT | Y | DS001 | DBP206 | 1071 (3960 GARWOOD AVE. [RED BARN]) | PORTSMOUTH, CITY OF | DISTRIBUTION SYSTEM |  | 1 | 1/1/1998 12:00:00 AM
VA3740600 | GE | THH5 | QT | RT | Y | DS001 | DBP207 | 1011 (4719 RIVERSHORE RD.) | PORTSMOUTH, CITY OF | DISTRIBUTION SYSTEM |  | 1 | 1/1/1998 12:00:00 AM
VA3740600 | GE | THH5 | QT | RT | Y | DS001 | DBP208 | 2041 (122 RIVERSIDE DR.) | PORTSMOUTH, CITY OF | DISTRIBUTION SYSTEM |  | 1 | 1/1/1998 12:00:00 AM
VA3740600 | PB | PBCU | 3Y | RT | Y | DS001 | LCR01 | 1 | PORTSMOUTH, CITY OF | DISTRIBUTION SYSTEM | FSD | 1 | 1/1/1998 12:00:00 AM
VA3740600 | PB | PBCU | 3Y | RT | Y | DS001 | LCR010 | 10 | PORTSMOUTH, CITY OF | DISTRIBUTION SYSTEM | FSD | 1 | 1/1/1998 12:00:00 AM
VA3740600 | PB | PBCU | 3Y | RT | Y | DS001 | LCR011 | 11 | PORTSMOUTH, CITY OF | DISTRIBUTION SYSTEM | FSD | 1 | 1/1/1998 12:00:00 AM
VA3740600 | PB | PBCU | 3Y | RT | Y | DS001 | LCR012 | 12 | PORTSMOUTH, CITY OF | DISTRIBUTION SYSTEM | FSD | 1 | 1/1/1998 12:00:00 AM
VA3740600 | PB | PBCU | 3Y | RT | Y | DS001 | LCR013 | 13 | PORTSMOUTH, CITY OF | DISTRIBUTION SYSTEM | FSD | 1 | 1/1/1998 12:00:00 AM
VA3740600 | PB | PBCU | 3Y | RT | Y | DS001 | LCR014 | 14 | PORTSMOUTH, CITY OF | DISTRIBUTION SYSTEM | FSD | 1 | 1/1/1998 12:00:00 AM
VA3740600 | PB | PBCU | 3Y | RT | Y | DS001 | LCR015 | 15 | PORTSMOUTH, CITY OF | DISTRIBUTION SYSTEM | FSD | 1 | 1/1/1998 12:00:00 AM
VA3740600 | PB | PBCU | 3Y | RT | Y | DS001 | LCR016 | 16 | PORTSMOUTH, CITY OF | DISTRIBUTION SYSTEM | FSD | 1 | 1/1/1998 12:00:00 AM
VA3740600 | PB | PBCU | 3Y | RT | Y | DS001 | LCR017 | 17 | PORTSMOUTH, CITY OF | DISTRIBUTION SYSTEM | FSD | 1 | 1/1/1998 12:00:00 AM
VA3740600 | PB | PBCU | 3Y | RT | Y | DS001 | LCR018 | 18 | PORTSMOUTH, CITY OF | DISTRIBUTION SYSTEM | FSD | 1 | 1/1/1998 12:00:00 AM
VA3740600 | PB | PBCU | 3Y | RT | Y | DS001 | LCR019 | 19 | PORTSMOUTH, CITY OF | DISTRIBUTION SYSTEM | FSD | 1 | 1/1/1998 12:00:00 AM
VA3740600 | PB | PBCU | 3Y | RT | Y | DS001 | LCR02 | 2 | PORTSMOUTH, CITY OF | DISTRIBUTION SYSTEM | FSD | 1 | 1/1/1998 12:00:00 AM
VA3740600 | PB | PBCU | 3Y | RT | Y | DS001 | LCR020 | 20 | PORTSMOUTH, CITY OF | DISTRIBUTION SYSTEM | FSD | 1 | 1/1/1998 12:00:00 AM
VA3740600 | PB | PBCU | 3Y | RT | Y | DS001 | LCR021 | 21 | PORTSMOUTH, CITY OF | DISTRIBUTION SYSTEM | FSD | 1 | 1/1/1998 12:00:00 AM
VA3740600 | PB | PBCU | 3Y | RT | Y | DS001 | LCR022 | 22 | PORTSMOUTH, CITY OF | DISTRIBUTION SYSTEM | FSD | 1 | 1/1/1998 12:00:00 AM
VA3740600 | PB | PBCU | 3Y | RT | Y | DS001 | LCR023 | 23 | PORTSMOUTH, CITY OF | DISTRIBUTION SYSTEM | FSD | 1 | 1/1/1998 12:00:00 AM
VA3740600 | PB | PBCU | 3Y | RT | Y | DS001 | LCR024 | 24 | PORTSMOUTH, CITY OF | DISTRIBUTION SYSTEM | FSD | 1 | 1/1/1998 12:00:00 AM
VA3740600 | PB | PBCU | 3Y | RT | Y | DS001 | LCR025 | 25 | PORTSMOUTH, CITY OF | DISTRIBUTION SYSTEM | FSD | 1 | 1/1/1998 12:00:00 AM
VA3740600 | PB | PBCU | 3Y | RT | Y | DS001 | LCR026 | 26 | PORTSMOUTH, CITY OF | DISTRIBUTION SYSTEM | FSD | 1 | 1/1/1998 12:00:00 AM
VA3740600 | PB | PBCU | 3Y | RT | Y | DS001 | LCR027 | 27 | PORTSMOUTH, CITY OF | DISTRIBUTION SYSTEM | FSD | 1 | 1/1/1998 12:00:00 AM
VA3740600 | PB | PBCU | 3Y | RT | Y | DS001 | LCR028 | 28 | PORTSMOUTH, CITY OF | DISTRIBUTION SYSTEM | FSD | 1 | 1/1/1998 12:00:00 AM
VA3740600 | PB | PBCU | 3Y | RT | Y | DS001 | LCR029 | 29 | PORTSMOUTH, CITY OF | DISTRIBUTION SYSTEM | FSD | 1 | 1/1/1998 12:00:00 AM
VA3740600 | PB | PBCU | 3Y | RT | Y | DS001 | LCR03 | 3 | PORTSMOUTH, CITY OF | DISTRIBUTION SYSTEM | FSD | 1 | 1/1/1998 12:00:00 AM
VA3740600 | PB | PBCU | 3Y | RT | Y | DS001 | LCR030 | 30 | PORTSMOUTH, CITY OF | DISTRIBUTION SYSTEM | FSD | 1 | 1/1/1998 12:00:00 AM
VA3740600 | PB | PBCU | 3Y | RT | Y | DS001 | LCR04 | 4 | PORTSMOUTH, CITY OF | DISTRIBUTION SYSTEM | FSD | 1 | 1/1/1998 12:00:00 AM
VA3740600 | PB | PBCU | 3Y | RT | Y | DS001 | LCR05 | 5 | PORTSMOUTH, CITY OF | DISTRIBUTION SYSTEM | FSD | 1 | 1/1/1998 12:00:00 AM
VA3740600 | PB | PBCU | 3Y | RT | Y | DS001 | LCR06 | 6 | PORTSMOUTH, CITY OF | DISTRIBUTION SYSTEM | FSD | 1 | 1/1/1998 12:00:00 AM
VA3740600 | PB | PBCU | 3Y | RT | Y | DS001 | LCR07 | 7 | PORTSMOUTH, CITY OF | DISTRIBUTION SYSTEM | FSD | 1 | 1/1/1998 12:00:00 AM
VA3740600 | PB | PBCU | 3Y | RT | Y | DS001 | LCR08 | 8 | PORTSMOUTH, CITY OF | DISTRIBUTION SYSTEM | FSD | 1 | 1/1/1998 12:00:00 AM
VA3740600 | PB | PBCU | 3Y | RT | Y | DS001 | LCR09 | 9 | PORTSMOUTH, CITY OF | DISTRIBUTION SYSTEM | FSD | 1 | 1/1/1998 12:00:00 AM
VA3740600 | TC | TC | MN | RT | Y | DS001 | TCR01 |  | PORTSMOUTH, CITY OF | DISTRIBUTION SYSTEM |  | 300 | 1/1/1998 12:00:00 AM
VA3740600 | GE | FL2 | MN | ST | N | EP001 | EP001 | POE (LAKE KILBY PLANT) | PORTSMOUTH, CITY OF | LAKE KILBY WTP ENTRY POINT |  | 3 | 1/1/1998 12:00:00 AM
VA3740600 | GE | NIT | YR | RT | Y | EP001 | EP001 | POE (LAKE KILBY PLANT) | PORTSMOUTH, CITY OF | LAKE KILBY WTP ENTRY POINT |  | 1 | 1/1/1998 12:00:00 AM
VA3740600 | GE | TTHM | QT | RT | Y | EP001 | EP001 | POE (LAKE KILBY PLANT) | PORTSMOUTH, CITY OF | LAKE KILBY WTP ENTRY POINT |  | 1 | 1/1/1998 12:00:00 AM
VA3740600 | GE | TOCA | MN | RT | Y | IN001 | RW001 | RAW WATER | PORTSMOUTH, CITY OF | LAKE KILBY |  | 3 | 1/1/1998 12:00:00 AM
VA3740600 | GE | TOCA | MN | RT | Y | IN002 | RS002 | PITCHKETTLE INTAKE | PORTSMOUTH, CITY OF | PITCHKETTLE RAW WATER |  | 3 | 1/1/1998 12:00:00 AM
VA3740600 | GE | TOCA | MN | RT | Y | IN003 | RW003 | RAW WATER | PORTSMOUTH, CITY OF | LAKE MEADE |  | 3 | 1/1/1998 12:00:00 AM
VA3740600 | GE | TOC | MN | RT | Y | TP001 | UP001 | COMBINED FILTER EFFLUENT | PORTSMOUTH, CITY OF | LAKE KILBY |  | 3 | 1/1/1998 12:00:00 AM
VA3740650 | GE | THH5 | QT | RT | Y | DS001 | DBP201 | BLDG. 171 (NEAR TANK / ENTRY MAINS) | NSA HAMPTON ROADS, PORTSMOUTH ANNEX | DISTRIBUTION SYSTEM |  | 1 | 4/10/2014 12:00:00 AM
VA3740650 | GE | THH5 | QT | RT | Y | DS001 | DBP202 | BLDG. 1 (MAX RETENTION SITE) | NSA HAMPTON ROADS, PORTSMOUTH ANNEX | DISTRIBUTION SYSTEM |  | 1 | 4/10/2014 12:00:00 AM
VA3740650 | TC | TC | MN | RT | Y | DS001 | TCR01 |  | NSA HAMPTON ROADS, PORTSMOUTH ANNEX | DISTRIBUTION SYSTEM |  | 21 | 4/10/2014 12:00:00 AM
VA3740700 | GE | THH5 | QT | RT | Y | DS001 | DBP201 | BLDG. 307 | ST. JULIENS CREEK ANNEX | DISTRIBUTION SYSTEM |  | 1 | 1/1/1998 12:00:00 AM
VA3740700 | TC | TC | MN | RT | Y | DS001 | TCR01 |  | ST. JULIENS CREEK ANNEX | DISTRIBUTION SYSTEM |  | 6 | 1/1/1998 12:00:00 AM
VA3800004 | TC | TC | MN | RT | Y | DS001 | TCR01 |  | AMICIS VILLAGE MARKET | DISTRIBUTION SYSTEM |  | 3 | 11/6/2023 12:00:00 AM
VA3800004 | GE | NIT | YR | RT | Y | EP001 | EP001 | ENTRY POINT | AMICIS VILLAGE MARKET | ENTRY POINT |  | 1 | 11/6/2023 12:00:00 AM
VA3800150 | TC | TC | MN | RT | Y | DS001 | TCR01 |  | DAVIS LAKES AND CAMPGROUND | DISTRIBUTION SYSTEM |  | 3 | 7/11/2002 12:00:00 AM
VA3800150 | GE | NIT | YR | RT | Y | EP001 | EP001 | HYDRO TANK TAP | DAVIS LAKES AND CAMPGROUND | ENTRY POINT |  | 1 | 7/11/2002 12:00:00 AM
VA3800260 | TC | TC | QT | RT | Y | DS001 | TCR01 |  | STUDIOS & SUITES 4 LESS | DISTRIBUTION SYSTEM |  | 1 | 11/17/1998 12:00:00 AM
VA3800260 | GE | NIT | YR | RT | Y | EP001 | EP001 | LAUNDRY TAP | STUDIOS & SUITES 4 LESS | ENTRY POINT |  | 1 | 11/17/1998 12:00:00 AM
VA3800303 | TC | TC | QT | RT | Y | DS001 | TCR01 |  | 2864 PRUDEN BOULEVARD | DISTRIBUTION SYSTEM |  | 1 | 2/10/2005 12:00:00 AM
VA3800303 | GE | MPN | YR | RT | Y | WL001 | RW001 | DEEP WELL/WL001 | 2864 PRUDEN BOULEVARD | DEEP WELL |  | 1 | 2/10/2005 12:00:00 AM
VA3800629 | TC | TC | QT | RT | Y | DS001 | TCR01 |  | FARMER FRANKS | DISTRIBUTION SYSTEM |  | 1 | 5/11/2006 12:00:00 AM
VA3800629 | GE | NIT | YR | RT | Y | EP001 | EP001 | HYDRO TANK TAP | FARMER FRANKS | ENTRY POINT |  | 1 | 5/11/2006 12:00:00 AM
VA3800694 | TC | TC | MN | RT | Y | DS001 | TCR01 |  | PRUDEN CENTER FOR INDUSTRY & TECHNOLOGY | DISTRIBUTION SYSTEM |  | 3 | 9/26/1990 12:00:00 AM
VA3800694 | GE | MPN | YR | RT | Y | WL001 | RW001 | AT WELLHEAD | PRUDEN CENTER FOR INDUSTRY & TECHNOLOGY | WELL |  | 1 | 9/26/1990 12:00:00 AM
VA3800800 | TC | TC | MN | RT | Y | DS001 | TCR01 |  | SPSA REGIONAL LANDFILL-SUFFOLK | DISTRIBUTION SYSTEM |  | 3 | 11/9/2005 12:00:00 AM
VA3800805 | PB | PBCU | 3Y | RT | Y | DS001 | LCR040 | 1211 MT.PLEASANT | SUFFOLK, CITY OF | CITY OF SUFFOLK DISTRIBUTION SYSTEM | FSD | 1 | 3/25/1998 12:00:00 AM
VA3800805 | PB | PBCU | 3Y | RT | Y | DS001 | LCR045 | 2760 WINDJAMMER RD | SUFFOLK, CITY OF | CITY OF SUFFOLK DISTRIBUTION SYSTEM | FSD | 1 | 3/25/1998 12:00:00 AM
VA3800805 | PB | PBCU | 3Y | RT | Y | DS001 | LCR06 | 120 NORTHGATE LANE | SUFFOLK, CITY OF | CITY OF SUFFOLK DISTRIBUTION SYSTEM | FSD | 1 | 3/25/1998 12:00:00 AM
VA3800805 | PB | PBCU | 3Y | RT | Y | DS001 | LCR07 | 1212 WESTPOINT DR | SUFFOLK, CITY OF | CITY OF SUFFOLK DISTRIBUTION SYSTEM | FSD | 1 | 3/25/1998 12:00:00 AM
VA3800805 | PB | PBCU | 3Y | RT | Y | DS001 | LCR11 | 124 MILITARY AVE | SUFFOLK, CITY OF | CITY OF SUFFOLK DISTRIBUTION SYSTEM | FSD | 1 | 3/25/1998 12:00:00 AM
VA3800805 | PB | PBCU | 3Y | RT | Y | DS001 | LCR14 | 1109 PINE VALLEY DR | SUFFOLK, CITY OF | CITY OF SUFFOLK DISTRIBUTION SYSTEM | FSD | 1 | 3/25/1998 12:00:00 AM
VA3800805 | PB | PBCU | 3Y | RT | Y | DS001 | LCR15 | 4224 LIGHTHOUSE DR | SUFFOLK, CITY OF | CITY OF SUFFOLK DISTRIBUTION SYSTEM | FSD | 1 | 3/25/1998 12:00:00 AM
VA3800805 | PB | PBCU | 3Y | RT | Y | DS001 | LCR19 | 106 NORTHGATE LN | SUFFOLK, CITY OF | CITY OF SUFFOLK DISTRIBUTION SYSTEM | FSD | 1 | 3/25/1998 12:00:00 AM
VA3800805 | PB | PBCU | 3Y | RT | Y | DS001 | LCR20 | 903 CRAIG DR | SUFFOLK, CITY OF | CITY OF SUFFOLK DISTRIBUTION SYSTEM | FSD | 1 | 3/25/1998 12:00:00 AM
VA3800805 | PB | PBCU | 3Y | RT | Y | DS001 | LCR30 | 4800 SCHOONER BLVD | SUFFOLK, CITY OF | CITY OF SUFFOLK DISTRIBUTION SYSTEM | FSD | 1 | 3/25/1998 12:00:00 AM
VA3800805 | PB | PBCU | 3Y | RT | Y | DS001 | LCR31 | 2702 WINDJAMMER RD | SUFFOLK, CITY OF | CITY OF SUFFOLK DISTRIBUTION SYSTEM | FSD | 1 | 3/25/1998 12:00:00 AM
VA3800805 | PB | PBCU | 3Y | RT | Y | DS001 | LCR32 | 2750 WINDJAMMER RD | SUFFOLK, CITY OF | CITY OF SUFFOLK DISTRIBUTION SYSTEM | FSD | 1 | 3/25/1998 12:00:00 AM
VA3800805 | PB | PBCU | 3Y | RT | Y | DS001 | LCR33 | 2811 CUTTYSARK LN | SUFFOLK, CITY OF | CITY OF SUFFOLK DISTRIBUTION SYSTEM | FSD | 1 | 3/25/1998 12:00:00 AM
VA3800805 | PB | PBCU | 3Y | RT | Y | DS001 | LCR37 | 2808 CUTTYSARK LN | SUFFOLK, CITY OF | CITY OF SUFFOLK DISTRIBUTION SYSTEM | FSD | 1 | 3/25/1998 12:00:00 AM
VA3800805 | PB | PBCU | 3Y | RT | Y | DS001 | LCR38 | 2815 CUTTYSARK LN | SUFFOLK, CITY OF | CITY OF SUFFOLK DISTRIBUTION SYSTEM | FSD | 1 | 3/25/1998 12:00:00 AM
VA3800805 | PB | PBCU | 3Y | RT | Y | DS001 | LCR40 | 2724 WINDJAMMER ROAD | SUFFOLK, CITY OF | CITY OF SUFFOLK DISTRIBUTION SYSTEM | FSD | 1 | 3/25/1998 12:00:00 AM
VA3800805 | PB | PBCU | 3Y | RT | Y | DS001 | LCR41 | 2804 WINDJAMMER ROAD | SUFFOLK, CITY OF | CITY OF SUFFOLK DISTRIBUTION SYSTEM | FSD | 1 | 3/25/1998 12:00:00 AM
VA3800805 | PB | PBCU | 3Y | RT | Y | DS001 | LCR42 | 2800 CUTTYSARK LANE | SUFFOLK, CITY OF | CITY OF SUFFOLK DISTRIBUTION SYSTEM | FSD | 1 | 3/25/1998 12:00:00 AM
VA3800805 | PB | PBCU | 3Y | RT | Y | DS001 | LCR43 | 2824 WINDJAMMER ROAD | SUFFOLK, CITY OF | CITY OF SUFFOLK DISTRIBUTION SYSTEM | FSD | 1 | 3/25/1998 12:00:00 AM
VA3800805 | PB | PBCU | 3Y | RT | Y | DS001 | LCR46 | 2828 WINDJAMMER ROAD | SUFFOLK, CITY OF | CITY OF SUFFOLK DISTRIBUTION SYSTEM | FSD | 1 | 3/25/1998 12:00:00 AM
VA3800805 | PB | PBCU | 3Y | RT | Y | DS001 | LCR51 | 1209 MOUNT PLEASANT DRIVE | SUFFOLK, CITY OF | CITY OF SUFFOLK DISTRIBUTION SYSTEM | FSD | 1 | 3/25/1998 12:00:00 AM
VA3800805 | PB | PBCU | 3Y | RT | Y | DS001 | LCR55 | 214 PEARL STREET | SUFFOLK, CITY OF | CITY OF SUFFOLK DISTRIBUTION SYSTEM | FSD | 1 | 3/25/1998 12:00:00 AM
VA3800805 | PB | PBCU | 3Y | RT | Y | DS001 | LCR56 | 308 LINDEN AVENUE | SUFFOLK, CITY OF | CITY OF SUFFOLK DISTRIBUTION SYSTEM | FSD | 1 | 3/25/1998 12:00:00 AM
VA3800805 | PB | PBCU | 3Y | RT | Y | DS001 | LCR57 | 615 BUTLER AVENUE | SUFFOLK, CITY OF | CITY OF SUFFOLK DISTRIBUTION SYSTEM | FSD | 1 | 3/25/1998 12:00:00 AM
VA3800805 | PB | PBCU | 3Y | RT | Y | DS001 | LCR58 | 317 WESTERN AVE. | SUFFOLK, CITY OF | CITY OF SUFFOLK DISTRIBUTION SYSTEM | FSD | 1 | 3/25/1998 12:00:00 AM
VA3800805 | PB | PBCU | 3Y | RT | Y | DS001 | LCR59 | 303 ELIZABETH ST. | SUFFOLK, CITY OF | CITY OF SUFFOLK DISTRIBUTION SYSTEM | FSD | 1 | 3/25/1998 12:00:00 AM
VA3800805 | PB | PBCU | 3Y | RT | Y | DS001 | LCR60 | 6055-A BROOKWOOD DR. | SUFFOLK, CITY OF | CITY OF SUFFOLK DISTRIBUTION SYSTEM | FSD | 1 | 3/25/1998 12:00:00 AM
VA3800805 | PB | PBCU | 3Y | RT | Y | DS001 | LCR61 | 6056-B BRADFORD DR. | SUFFOLK, CITY OF | CITY OF SUFFOLK DISTRIBUTION SYSTEM | FSD | 1 | 3/25/1998 12:00:00 AM
VA3800805 | PB | PBCU | 3Y | RT | Y | DS001 | LCR62 | 6020-A BRADFORD DR. | SUFFOLK, CITY OF | CITY OF SUFFOLK DISTRIBUTION SYSTEM | FSD | 1 | 3/25/1998 12:00:00 AM
VA3800805 | PB | PBCU | 3Y | RT | Y | DS001 | LCR63 | 6044-A BRADFORD DR. | SUFFOLK, CITY OF | CITY OF SUFFOLK DISTRIBUTION SYSTEM | FSD | 1 | 3/25/1998 12:00:00 AM
VA3800805 | TC | TC | MN | RT | Y | DS001 | TCR01 |  | SUFFOLK, CITY OF | CITY OF SUFFOLK DISTRIBUTION SYSTEM |  | 210 | 3/25/1998 12:00:00 AM
VA3800805 | GE | FL2 | MN | ST | N | EP001 | EP001 | FINISHED WATER TAP | SUFFOLK, CITY OF | SUFFOLK WTP ENTRY POINT |  | 3 | 3/25/1998 12:00:00 AM
VA3800805 | GE | ICMT | YR | RT | Y | EP001 | EP001 | FINISHED WATER TAP | SUFFOLK, CITY OF | SUFFOLK WTP ENTRY POINT |  | 1 | 3/25/1998 12:00:00 AM
VA3800805 | GE | NIT | YR | RT | Y | EP001 | EP001 | FINISHED WATER TAP | SUFFOLK, CITY OF | SUFFOLK WTP ENTRY POINT |  | 1 | 3/25/1998 12:00:00 AM
VA3800805 | GE | THH5 | QT | RT | Y | EP001 | EP001 | FINISHED WATER TAP | SUFFOLK, CITY OF | SUFFOLK WTP ENTRY POINT |  | 1 | 3/25/1998 12:00:00 AM
VA3800805 | GE | THH5 | QT | RT | Y | IN001 | IN001 | LONE STAR LAKES | SUFFOLK, CITY OF | LONE STAR LAKE |  | 1 | 3/25/1998 12:00:00 AM
VA3800805 | GE | TOCA | MN | RT | Y | IN001 | IN001 | LONE STAR LAKES | SUFFOLK, CITY OF | LONE STAR LAKE |  | 3 | 3/25/1998 12:00:00 AM
VA3800805 | GE | TOC | MN | RT | Y | TP001 | UP001 | POST FILTER | SUFFOLK, CITY OF | SUFFOLK WTP |  | 3 | 3/25/1998 12:00:00 AM
VA3800805 | GE | RADA | 3Y | RT | Y | EP001 | EP001 | FINISHED WATER TAP | SUFFOLK, CITY OF | SUFFOLK WTP ENTRY POINT |  | 1 | 1998-03-25
VA3800850 | TC | TC | QT | RT | Y | DS001 | TCR01 |  | LEGACY AT WILLOW POND | DISTRIBUTION |  | 1 | 9/30/2024 12:00:00 AM
VA3800880 | GE | THH5 | YR | RT | Y | DS001 | DBP02 | 6018 WHALEYVILLE | WHALEYVILLE WATER WKS | DISTRIBUTION SYSTEM |  | 1 | 3/23/1998 12:00:00 AM
VA3800880 | PB | PBCU | 3Y | RT | Y | DS001 | LCR01 | 140 LANE STREET | WHALEYVILLE WATER WKS | DISTRIBUTION SYSTEM | FSD | 1 | 3/23/1998 12:00:00 AM
VA3800880 | PB | PBCU | 3Y | RT | Y | DS001 | LCR02 | 6148 WHALEYVILLE BLVD | WHALEYVILLE WATER WKS | DISTRIBUTION SYSTEM | FSD | 1 | 3/23/1998 12:00:00 AM
VA3800880 | PB | PBCU | 3Y | RT | Y | DS001 | LCR04 | 107 SUNSET MANOR DRIVE | WHALEYVILLE WATER WKS | DISTRIBUTION SYSTEM | FSD | 1 | 3/23/1998 12:00:00 AM
VA3800880 | PB | PBCU | 3Y | RT | Y | DS001 | LCR07 | 148 LANE STREET | WHALEYVILLE WATER WKS | DISTRIBUTION SYSTEM | FSD | 1 | 3/23/1998 12:00:00 AM
VA3800880 | PB | PBCU | 3Y | RT | Y | DS001 | LCR08 | 6325 WHALEYVILLE BLVD | WHALEYVILLE WATER WKS | DISTRIBUTION SYSTEM | FSD | 1 | 3/23/1998 12:00:00 AM
VA3800880 | PB | PBCU | 3Y | RT | Y | DS001 | LCR10 | 126 WHALEY STREET | WHALEYVILLE WATER WKS | DISTRIBUTION SYSTEM | FSD | 1 | 3/23/1998 12:00:00 AM
VA3800880 | PB | PBCU | 3Y | RT | Y | DS001 | LCR11 | 6327 WHALEYVILLE BLVD | WHALEYVILLE WATER WKS | DISTRIBUTION SYSTEM | FSD | 1 | 3/23/1998 12:00:00 AM
VA3800880 | PB | PBCU | 3Y | RT | Y | DS001 | LCR12 | 125 LANE STREET | WHALEYVILLE WATER WKS | DISTRIBUTION SYSTEM | FSD | 1 | 3/23/1998 12:00:00 AM
VA3800880 | PB | PBCU | 3Y | RT | Y | DS001 | LCR13 | 6341 VAUGHAN AVENUE | WHALEYVILLE WATER WKS | DISTRIBUTION SYSTEM | FSD | 1 | 3/23/1998 12:00:00 AM
VA3800880 | PB | PBCU | 3Y | RT | Y | DS001 | LCR14 | 6340 VAUGHAN AVENUE | WHALEYVILLE WATER WKS | DISTRIBUTION SYSTEM | FSD | 1 | 3/23/1998 12:00:00 AM
VA3800880 | TC | TC | MN | RT | Y | DS001 | TCR01 |  | WHALEYVILLE WATER WKS | DISTRIBUTION SYSTEM |  | 3 | 3/23/1998 12:00:00 AM
VA3800880 | GE | NIT | YR | RT | Y | EP003 | EP003 | ROBERTSON SCHOOL | WHALEYVILLE WATER WKS | ENTRY POINT 3 (ROBERTSON SCHOOL) |  | 1 | 3/23/1998 12:00:00 AM
VA3800880 | GE | VOC | YR | RT | Y | EP003 | EP003 | ROBERTSON SCHOOL | WHALEYVILLE WATER WKS | ENTRY POINT 3 (ROBERTSON SCHOOL) |  | 1 | 3/23/1998 12:00:00 AM
VA3800880 | GE | NIT | YR | RT | Y | EP004 | EP004 | RADIO TOWER | WHALEYVILLE WATER WKS | ENTRY POINT 4 (RADIO TOWER) |  | 1 | 3/23/1998 12:00:00 AM
VA3800880 | GE | VOC | YR | RT | Y | EP004 | EP004 | RADIO TOWER | WHALEYVILLE WATER WKS | ENTRY POINT 4 (RADIO TOWER) |  | 1 | 3/23/1998 12:00:00 AM
VA3800880 | GE | MPN | YR | RT | Y | WL003 | RW003 | WELL 3-ROBERTSON | WHALEYVILLE WATER WKS | DRILLED WELL NO. 3 (ROBERTSON SCHOOL) |  | 1 | 3/23/1998 12:00:00 AM
VA3800880 | GE | MPN | YR | RT | Y | WL004 | RW004 | WELL 4-RADIO TOWER | WHALEYVILLE WATER WKS | DRILLED WELL NO. 4 (RADIO TOWER) |  | 1 | 3/23/1998 12:00:00 AM
VA3810016 | PB | PBCU | YR | RT | Y | DS001 | PBCU01 | COLD WATER TAP 1 | BACK BAY CHRISTIAN ASSEMBLY | DISTRIBUTION SYSTEM | FSD | 1 | 6/1/2021 12:00:00 AM
VA3810016 | PB | PBCU | YR | RT | Y | DS001 | PBCU02 | COLD WATER TAP 2 | BACK BAY CHRISTIAN ASSEMBLY | DISTRIBUTION SYSTEM | FSD | 1 | 6/1/2021 12:00:00 AM
VA3810016 | PB | PBCU | YR | RT | Y | DS001 | PBCU03 | COLD WATER TAP 3 | BACK BAY CHRISTIAN ASSEMBLY | DISTRIBUTION SYSTEM | FSD | 1 | 6/1/2021 12:00:00 AM
VA3810016 | PB | PBCU | YR | RT | Y | DS001 | PBCU04 | COLD WATER TAP 4 | BACK BAY CHRISTIAN ASSEMBLY | DISTRIBUTION SYSTEM | FSD | 1 | 6/1/2021 12:00:00 AM
VA3810016 | PB | PBCU | YR | RT | Y | DS001 | PBCU05 | COLD WATER TAP 5 | BACK BAY CHRISTIAN ASSEMBLY | DISTRIBUTION SYSTEM | FSD | 1 | 6/1/2021 12:00:00 AM
VA3810016 | TC | TC | MN | RT | Y | DS001 | TCR01 |  | BACK BAY CHRISTIAN ASSEMBLY | DISTRIBUTION SYSTEM |  | 3 | 6/1/2021 12:00:00 AM
VA3810016 | GE | DIQ | QT | RT | Y | EP001 | EP001 | FIRST TAP | BACK BAY CHRISTIAN ASSEMBLY | ENTRY POINT |  | 1 | 6/1/2021 12:00:00 AM
VA3810016 | GE | ICMT | 3Y | RT | Y | EP001 | EP001 | FIRST TAP | BACK BAY CHRISTIAN ASSEMBLY | ENTRY POINT |  | 1 | 6/1/2021 12:00:00 AM
VA3810016 | GE | NIT | YR | RT | Y | EP001 | EP001 | FIRST TAP | BACK BAY CHRISTIAN ASSEMBLY | ENTRY POINT |  | 1 | 6/1/2021 12:00:00 AM
VA3810016 | GE | S001 | QT | RT | Y | EP001 | EP001 | FIRST TAP | BACK BAY CHRISTIAN ASSEMBLY | ENTRY POINT |  | 1 | 6/1/2021 12:00:00 AM
VA3810016 | GE | S009 | QT | RT | Y | EP001 | EP001 | FIRST TAP | BACK BAY CHRISTIAN ASSEMBLY | ENTRY POINT |  | 1 | 6/1/2021 12:00:00 AM
VA3810016 | GE | S113 | QT | RT | Y | EP001 | EP001 | FIRST TAP | BACK BAY CHRISTIAN ASSEMBLY | ENTRY POINT |  | 1 | 6/1/2021 12:00:00 AM
VA3810016 | GE | S125 | QT | RT | Y | EP001 | EP001 | FIRST TAP | BACK BAY CHRISTIAN ASSEMBLY | ENTRY POINT |  | 1 | 6/1/2021 12:00:00 AM
VA3810016 | GE | VOC | 3Y | RT | Y | EP001 | EP001 | FIRST TAP | BACK BAY CHRISTIAN ASSEMBLY | ENTRY POINT |  | 1 | 6/1/2021 12:00:00 AM
VA3810040 | TC | TC | QT | RT | Y | DS001 | TCR01 |  | BLUE PETE'S RESTAURANT | BLUE PETES RESTAURANT |  | 1 | 4/3/2020 12:00:00 AM
VA3810040 | GE | NIT | YR | RT | Y | EP001 | EP001 | AFTER TANK | BLUE PETE'S RESTAURANT | ENTRY POINT |  | 1 | 4/3/2020 12:00:00 AM
VA3810096 | TC | TC | MN | RT | Y | DS001 | TCR01 |  | CHARITY PRE-SCHOOL | DISTRIBUTION SYSTEM |  | 3 | 10/27/1994 12:00:00 AM
VA3810096 | GE | NIT | YR | RT | Y | EP001 | EP001 | IN SCHOOL | CHARITY PRE-SCHOOL | ENTRY POINT |  | 1 | 10/27/1994 12:00:00 AM
VA3810099 | TC | TC | QT | RT | Y | DS001 | TCR01 |  | 605 PRINCESS ANNE ROAD | DISTRIBUTION SYSTEM |  | 1 | 2/13/2018 12:00:00 AM
VA3810108 | TC | TC | QT | RT | Y | DS001 | TCR01 |  | KNIGHTS OF COLUMBUS | KNIGHTS OF COLUMBUS |  | 1 | 2/10/2004 12:00:00 AM
VA3810108 | GE | NIT | YR | RT | Y | EP001 | EP001 | SINK | KNIGHTS OF COLUMBUS | ENTRY POINT |  | 1 | 2/10/2004 12:00:00 AM
VA3810110 | PB | PBCU | 3Y | RT | Y | D001 | PBCU01 | NURSES OFFICE | CREEDS ELEMENTARY SCHOOL | DISTRIBUTION SYSTEM | FSD | 1 | 6/18/1990 12:00:00 AM
VA3810110 | PB | PBCU | 3Y | RT | Y | D001 | PBCU02 | KITCHEN | CREEDS ELEMENTARY SCHOOL | DISTRIBUTION SYSTEM | FSD | 1 | 6/18/1990 12:00:00 AM
VA3810110 | PB | PBCU | 3Y | RT | Y | D001 | PBCU03 | CLASSROOM 110 | CREEDS ELEMENTARY SCHOOL | DISTRIBUTION SYSTEM | FSD | 1 | 6/18/1990 12:00:00 AM
VA3810110 | PB | PBCU | 3Y | RT | Y | D001 | PBCU04 | TEACHERS LOUNGE | CREEDS ELEMENTARY SCHOOL | DISTRIBUTION SYSTEM | FSD | 1 | 6/18/1990 12:00:00 AM
VA3810110 | PB | PBCU | 3Y | RT | Y | D001 | PBCU05 | MAIN OFFICE RESTRM | CREEDS ELEMENTARY SCHOOL | DISTRIBUTION SYSTEM | FSD | 1 | 6/18/1990 12:00:00 AM
VA3810110 | TC | TC | MN | RT | Y | D001 | TCR01 |  | CREEDS ELEMENTARY SCHOOL | DISTRIBUTION SYSTEM |  | 3 | 6/18/1990 12:00:00 AM
VA3810110 | GE | MPN | YR | RT | Y | WL01 | RW001 | RAW TAP | CREEDS ELEMENTARY SCHOOL | GER NO. 1 |  | 1 | 6/18/1990 12:00:00 AM
VA3810110 | GE | MPN | YR | RT | Y | WL02 | RW001 | RAW TAP | CREEDS ELEMENTARY SCHOOL | GER NO. 2 |  | 1 | 6/18/1990 12:00:00 AM
VA3810111 | TC | TC | MN | RT | Y | DS001 | TCR01 |  | KEMPSVILLE MENNONITE CHURCH SCHOOL | DISTRIBUTION SYSTEM |  | 3 | 6/18/1990 12:00:00 AM
VA3810111 | GE | NIT | YR | RT | Y | EP001 | EP001 | KITCHEN SINK | KEMPSVILLE MENNONITE CHURCH SCHOOL | ENTRY POINT |  | 1 | 6/18/1990 12:00:00 AM
VA3810115 | TC | TC | QT | RT | Y | DS001 | TCR01 |  | PUNGO SPORTS BAR AND GRILL | DISTRIBUTION SYSTEM |  | 1 | 2/10/2004 12:00:00 AM
VA3810115 | GE | NIT | YR | RT | Y | EP001 | EP001 | ENTRY POINT | PUNGO SPORTS BAR AND GRILL | ENTRY POINT |  | 1 | 2/10/2004 12:00:00 AM
VA3810185 | TC | TC | QT | RT | Y | DS001 | TCR01 |  | FALSE CAPE STATE PARK | DISTRIBUTION SYSTEM |  | 1 | 6/27/1983 12:00:00 AM
VA3810185 | GE | MPN | YR | RT | Y | WL001 | RW001 | RAW TAP | FALSE CAPE STATE PARK | DRILLED WELL |  | 1 | 6/27/1983 12:00:00 AM
VA3810186 | TC | TC | QT | RT | Y | DS001 | TCR01 |  | FALSE CAPE STATE PARK BARBOUR HILL | DISTRIBUTION SYSTEM |  | 1 | 6/15/1999 12:00:00 AM
VA3810186 | GE | MPN | YR | RT | Y | WL001 | RW001 | RAW TAP | FALSE CAPE STATE PARK BARBOUR HILL | WELL NO. 1 |  | 1 | 6/15/1999 12:00:00 AM
VA3810195 | GE | TTHM | QT | RT | Y | DS001 | DBP201 | BLDG. 585 | DAM NECK - U.S. NAVY | DISTRIBUTION SYSTEM |  | 1 | 1/1/1998 12:00:00 AM
VA3810195 | GE | HAA5 | QT | RT | Y | DS001 | DBP202 | BLDG.488 | DAM NECK - U.S. NAVY | DISTRIBUTION SYSTEM |  | 1 | 1/1/1998 12:00:00 AM
VA3810195 | PB | PBCU | 3Y | RT | Y | DS001 | LCR001 | BLDG. 566C RM-116 | DAM NECK - U.S. NAVY | DISTRIBUTION SYSTEM | FSD | 1 | 1/1/1998 12:00:00 AM
VA3810195 | PB | PBCU | 3Y | RT | Y | DS001 | LCR002 | BLDG. 310 SPECWAR | DAM NECK - U.S. NAVY | DISTRIBUTION SYSTEM | FSD | 1 | 1/1/1998 12:00:00 AM
VA3810195 | PB | PBCU | 3Y | RT | Y | DS001 | LCR003 | BLDG. 313 SPECWAR | DAM NECK - U.S. NAVY | DISTRIBUTION SYSTEM | FSD | 1 | 1/1/1998 12:00:00 AM
VA3810195 | PB | PBCU | 3Y | RT | Y | DS001 | LCR006 | BLDG. 462 AUTO HOBBY SHOP | DAM NECK - U.S. NAVY | DISTRIBUTION SYSTEM | FSD | 1 | 1/1/1998 12:00:00 AM
VA3810195 | PB | PBCU | 3Y | RT | Y | DS001 | LCR007 | BLDG. 420 NMITC (113) | DAM NECK - U.S. NAVY | DISTRIBUTION SYSTEM | FSD | 1 | 1/1/1998 12:00:00 AM
VA3810195 | PB | PBCU | 3Y | RT | Y | DS001 | LCR008 | BLDG. 430 TACTAGRULANT HALLWAY | DAM NECK - U.S. NAVY | DISTRIBUTION SYSTEM | FSD | 1 | 1/1/1998 12:00:00 AM
VA3810195 | PB | PBCU | 3Y | RT | Y | DS001 | LCR009 | BLDG. 464 RTF | DAM NECK - U.S. NAVY | DISTRIBUTION SYSTEM | FSD | 1 | 1/1/1998 12:00:00 AM
VA3810195 | PB | PBCU | 3Y | RT | Y | DS001 | LCR010 | BLDG. 530 MENS SWIM. POOL | DAM NECK - U.S. NAVY | DISTRIBUTION SYSTEM | FSD | 1 | 1/1/1998 12:00:00 AM
VA3810195 | PB | PBCU | 3Y | RT | Y | DS001 | LCR011 | BLDG. 227 1740 | DAM NECK - U.S. NAVY | DISTRIBUTION SYSTEM | FSD | 1 | 1/1/1998 12:00:00 AM
VA3810195 | PB | PBCU | 3Y | RT | Y | DS001 | LCR012 | BLDG. 228 1744 | DAM NECK - U.S. NAVY | DISTRIBUTION SYSTEM | FSD | 1 | 1/1/1998 12:00:00 AM
VA3810195 | TC | TC | MN | RT | Y | DS001 | TCR01 |  | DAM NECK - U.S. NAVY | DISTRIBUTION SYSTEM |  | 9 | 1/1/1998 12:00:00 AM
VA3810210 | GE | THH5 | QT | RT | Y | DS001 | DBP201 | GATE 6, ATLANTIC AVENUE | FORT STORY | DISTRIBUTION |  | 1 | 10/15/1980 12:00:00 AM
VA3810210 | GE | THH5 | QT | RT | Y | DS001 | DBP202 | 727 ATLANTIC AVE | FORT STORY | DISTRIBUTION |  | 1 | 10/15/1980 12:00:00 AM
VA3810210 | PB | PBCU | 6M | RT | Y | DS001 | PBCU003 | 325 C SANTIAGO RD | FORT STORY | DISTRIBUTION | FSD | 1 | 10/15/1980 12:00:00 AM
VA3810210 | PB | PBCU | 6M | RT | Y | DS001 | PBCU004 | 328 B ATLANTIC AVE | FORT STORY | DISTRIBUTION | FSD | 1 | 10/15/1980 12:00:00 AM
VA3810210 | PB | PBCU | 6M | RT | Y | DS001 | PBCU005 | 321 D SANTIAGO RD | FORT STORY | DISTRIBUTION | FSD | 1 | 10/15/1980 12:00:00 AM
VA3810210 | PB | PBCU | 6M | RT | Y | DS001 | PBCU006 | 322 C SANTIAGO RD | FORT STORY | DISTRIBUTION | FSD | 1 | 10/15/1980 12:00:00 AM
VA3810210 | PB | PBCU | 6M | RT | Y | DS001 | PBCU007 | 323 D SANTIAGO RD | FORT STORY | DISTRIBUTION | FSD | 1 | 10/15/1980 12:00:00 AM
VA3810210 | PB | PBCU | 6M | RT | Y | DS001 | PBCU009 | 441 E ATLANTIC | FORT STORY | DISTRIBUTION | FSD | 1 | 10/15/1980 12:00:00 AM
VA3810210 | PB | PBCU | 6M | RT | Y | DS001 | PBCU011 | 442 B MANILLA RD | FORT STORY | DISTRIBUTION | FSD | 1 | 10/15/1980 12:00:00 AM
VA3810210 | PB | PBCU | 6M | RT | Y | DS001 | PBCU016 | 442 C MANILA | FORT STORY | DISTRIBUTION | FSD | 1 | 10/15/1980 12:00:00 AM
VA3810210 | PB | PBCU | 6M | RT | Y | DS001 | PBCU027 | 322 D SANTIAGO | FORT STORY | DISTRIBUTION | FSD | 1 | 10/15/1980 12:00:00 AM
VA3810210 | PB | PBCU | 6M | RT | Y | DS001 | PBCU029 | 322 B SANTIAGO | FORT STORY | DISTRIBUTION | FSD | 1 | 10/15/1980 12:00:00 AM
VA3810210 | PB | PBCU | 6M | RT | Y | DS001 | PBCU030 | 323 B SANTIAGO | FORT STORY | DISTRIBUTION | FSD | 1 | 10/15/1980 12:00:00 AM
VA3810210 | PB | PBCU | 6M | RT | Y | DS001 | PBCU031 | 321 A SANTIAGO | FORT STORY | DISTRIBUTION | FSD | 1 | 10/15/1980 12:00:00 AM
VA3810210 | PB | PBCU | 6M | RT | Y | DS001 | PBCU034 | 441 H ATLANTIC | FORT STORY | DISTRIBUTION | FSD | 1 | 10/15/1980 12:00:00 AM
VA3810210 | PB | PBCU | 6M | RT | Y | DS001 | PBCU035 | 442 A MANILLA | FORT STORY | DISTRIBUTION | FSD | 1 | 10/15/1980 12:00:00 AM
VA3810210 | PB | PBCU | 6M | RT | Y | DS001 | PBCU036 | 325 D SANTIAGO | FORT STORY | DISTRIBUTION | FSD | 1 | 10/15/1980 12:00:00 AM
VA3810210 | PB | PBCU | 6M | RT | Y | DS001 | PBCU037 | 323 A SANTIAGO | FORT STORY | DISTRIBUTION | FSD | 1 | 10/15/1980 12:00:00 AM
VA3810210 | PB | PBCU | 6M | RT | Y | DS001 | PBCU038 | 325 B SANTIAGO | FORT STORY | DISTRIBUTION | FSD | 1 | 10/15/1980 12:00:00 AM
VA3810210 | PB | PBCU | 6M | RT | Y | DS001 | PBCU039 | 326 B SANTIAGO | FORT STORY | DISTRIBUTION | FSD | 1 | 10/15/1980 12:00:00 AM
VA3810210 | PB | PBCU | 6M | RT | Y | DS001 | PBCU040 | 327 D ATLANTIC | FORT STORY | DISTRIBUTION | FSD | 1 | 10/15/1980 12:00:00 AM
VA3810210 | PB | PBCU | 6M | RT | Y | DS001 | PBCU041 | 442 D MANILLA | FORT STORY | DISTRIBUTION | FSD | 1 | 10/15/1980 12:00:00 AM
VA3810210 | TC | TC | MN | RT | Y | DS001 | TCR01 |  | FORT STORY | DISTRIBUTION |  | 9 | 10/15/1980 12:00:00 AM
VA3810250 | GE | THH5 | YR | RT | Y | DS001 | DBP201 | MAX RESIDENCE TIME | HOLIDAY TRAV-L-PARK | DISTRIBUTION SYSTEM |  | 1 | 2/17/1994 12:00:00 AM
VA3810250 | GE | THH5 | YR | RT | Y | DS001 | DBP202 | NEXT TO WATER PLANT | HOLIDAY TRAV-L-PARK | DISTRIBUTION SYSTEM |  | 1 | 2/17/1994 12:00:00 AM
VA3810250 | TC | TC | MN | RT | Y | DS001 | TCR01 |  | HOLIDAY TRAV-L-PARK | DISTRIBUTION SYSTEM |  | 6 | 2/17/1994 12:00:00 AM
VA3810250 | GE | NIT | YR | RT | Y | EP001 | EP001 | AFTER 20K GAL TANK | HOLIDAY TRAV-L-PARK | ENTRY POINT |  | 1 | 2/17/1994 12:00:00 AM
VA3810250 | GE | MPN | YR | RT | Y | WL003 | RW003 | RAW TAP | HOLIDAY TRAV-L-PARK | DRILLED WELL NUMBER 3 OUTSIDE |  | 1 | 2/17/1994 12:00:00 AM
VA3810250 | GE | MPN | YR | RT | Y | WL004 | RW004 | RAW TAP | HOLIDAY TRAV-L-PARK | DRILLED WELL NUMBER 4 INSIDE |  | 1 | 2/17/1994 12:00:00 AM
VA3810270 | TC | TC | QT | RT | Y | DS001 | TCR01 |  | INDIAN COVE RESORT | INDIAN COVE RESORT CAMPGROUND |  | 1 | 7/29/2004 12:00:00 AM
VA3810270 | GE | NIT | YR | RT | Y | EP001 | EP001 | SITE 47 | INDIAN COVE RESORT | ENTRY POINT |  | 1 | 7/29/2004 12:00:00 AM
VA3810270 | GE | MPN | YR | RT | Y | WL004 | RAW TAP | WELL 2A | INDIAN COVE RESORT | WELL 2A |  | 1 | 7/29/2004 12:00:00 AM
VA3810277 | TC | TC | QT | RT | Y | DS001 | TCR01 |  | JR. MARKET #53 | DISTRIBUTION SYSTEM |  | 1 | 2/13/2018 12:00:00 AM
VA3810277 | GE | MPN | YR | RT | Y | WL001 | RW001 | WELL | JR. MARKET #53 | WELL |  | 1 | 2/13/2018 12:00:00 AM
VA3810297 | TC | TC | MN | RT | Y | DS001 | TCR01 |  | 1715 HARPERS ROAD | DISTRIBUTION |  | 3 | 2/7/2025 12:00:00 AM
VA3810340 | GE | THH5 | QT | RT | Y | DS001 | DBP201 | BLDG. 754 (NAB754) | LITTLE CREEK AMPHIBIOUS BASE - U.S. NAVY | DISTRIBUTION SYSTEM |  | 1 | 1/1/1998 12:00:00 AM
VA3810340 | GE | THH5 | QT | RT | Y | DS001 | DBP202 | BLDG. 1522 | LITTLE CREEK AMPHIBIOUS BASE - U.S. NAVY | DISTRIBUTION SYSTEM |  | 1 | 1/1/1998 12:00:00 AM
VA3810340 | PB | PBCU | 3Y | RT | Y | DS001 | LCR001 | BLDG. 4075 (4911 SAFI CIRCLE) | LITTLE CREEK AMPHIBIOUS BASE - U.S. NAVY | DISTRIBUTION SYSTEM | FSD | 1 | 1/1/1998 12:00:00 AM
VA3810340 | PB | PBCU | 3Y | RT | Y | DS001 | LCR004 | BLDG. 4102 (2212 SWORD) | LITTLE CREEK AMPHIBIOUS BASE - U.S. NAVY | DISTRIBUTION SYSTEM | FSD | 1 | 1/1/1998 12:00:00 AM
VA3810340 | PB | PBCU | 3Y | RT | Y | DS001 | LCR006 | BLDG. 3812, EXAM RM. | LITTLE CREEK AMPHIBIOUS BASE - U.S. NAVY | DISTRIBUTION SYSTEM | FSD | 1 | 1/1/1998 12:00:00 AM
VA3810340 | PB | PBCU | 3Y | RT | Y | DS001 | LCR011 | BLDG. 4053 (2215 CASABLANCA RD.) | LITTLE CREEK AMPHIBIOUS BASE - U.S. NAVY | DISTRIBUTION SYSTEM | FSD | 1 | 1/1/1998 12:00:00 AM
VA3810340 | PB | PBCU | 3Y | RT | Y | DS001 | LCR012 | BLDG. 4171 (5014 GELA) | LITTLE CREEK AMPHIBIOUS BASE - U.S. NAVY | DISTRIBUTION SYSTEM | FSD | 1 | 1/1/1998 12:00:00 AM
VA3810340 | PB | PBCU | 3Y | RT | Y | DS001 | LCR013 | BLDG. 3604, RM A116 | LITTLE CREEK AMPHIBIOUS BASE - U.S. NAVY | DISTRIBUTION SYSTEM | FSD | 1 | 1/1/1998 12:00:00 AM
VA3810340 | PB | PBCU | 3Y | RT | Y | DS001 | LCR015 | BLDG. 3814, RM 102A | LITTLE CREEK AMPHIBIOUS BASE - U.S. NAVY | DISTRIBUTION SYSTEM | FSD | 1 | 1/1/1998 12:00:00 AM
VA3810340 | PB | PBCU | 3Y | RT | Y | DS001 | LCR016 | BLDG. 3816, LADIES RR | LITTLE CREEK AMPHIBIOUS BASE - U.S. NAVY | DISTRIBUTION SYSTEM | FSD | 1 | 1/1/1998 12:00:00 AM
VA3810340 | PB | PBCU | 3Y | RT | Y | DS001 | LCR017 | BLDG. 1602, MENS RR | LITTLE CREEK AMPHIBIOUS BASE - U.S. NAVY | DISTRIBUTION SYSTEM | FSD | 1 | 1/1/1998 12:00:00 AM
VA3810340 | PB | PBCU | 3Y | RT | Y | DS001 | LCR018 | BLDG. CB-301 | LITTLE CREEK AMPHIBIOUS BASE - U.S. NAVY | DISTRIBUTION SYSTEM | FSD | 1 | 1/1/1998 12:00:00 AM
VA3810340 | PB | PBCU | 3Y | RT | Y | DS001 | LCR019 | BLDG. 3820 | LITTLE CREEK AMPHIBIOUS BASE - U.S. NAVY | DISTRIBUTION SYSTEM | FSD | 1 | 1/1/1998 12:00:00 AM
VA3810340 | PB | PBCU | 3Y | RT | Y | DS001 | LCR021 | BLDG. 3364, KITCHEN SINK | LITTLE CREEK AMPHIBIOUS BASE - U.S. NAVY | DISTRIBUTION SYSTEM | FSD | 1 | 1/1/1998 12:00:00 AM
VA3810340 | PB | PBCU | 3Y | RT | Y | DS001 | LCR022 | BLDG. CB-310 | LITTLE CREEK AMPHIBIOUS BASE - U.S. NAVY | DISTRIBUTION SYSTEM | FSD | 1 | 1/1/1998 12:00:00 AM
VA3810340 | PB | PBCU | 3Y | RT | Y | DS001 | LCR023 | BLDG. 3870 | LITTLE CREEK AMPHIBIOUS BASE - U.S. NAVY | DISTRIBUTION SYSTEM | FSD | 1 | 1/1/1998 12:00:00 AM
VA3810340 | PB | PBCU | 3Y | RT | Y | DS001 | LCR024 | BLDG. 3872 | LITTLE CREEK AMPHIBIOUS BASE - U.S. NAVY | DISTRIBUTION SYSTEM | FSD | 1 | 1/1/1998 12:00:00 AM
VA3810340 | PB | PBCU | 3Y | RT | Y | DS001 | LCR025 | BLDG. 1265 | LITTLE CREEK AMPHIBIOUS BASE - U.S. NAVY | DISTRIBUTION SYSTEM | FSD | 1 | 1/1/1998 12:00:00 AM
VA3810340 | PB | PBCU | 3Y | RT | Y | DS001 | LCR026 | BLDG. 3821 | LITTLE CREEK AMPHIBIOUS BASE - U.S. NAVY | DISTRIBUTION SYSTEM | FSD | 1 | 1/1/1998 12:00:00 AM
VA3810340 | PB | PBCU | 3Y | RT | Y | DS001 | LCR027 | BLDG. 3603 | LITTLE CREEK AMPHIBIOUS BASE - U.S. NAVY | DISTRIBUTION SYSTEM | FSD | 1 | 1/1/1998 12:00:00 AM
VA3810340 | PB | PBCU | 3Y | RT | Y | DS001 | LCR028 | BLDG. 4157 (5094 GELA DR.) | LITTLE CREEK AMPHIBIOUS BASE - U.S. NAVY | DISTRIBUTION SYSTEM | FSD | 1 | 1/1/1998 12:00:00 AM
VA3810340 | PB | PBCU | 3Y | RT | Y | DS001 | LCR029 | BLDG. 4027 (4943 JUNO RD.) | LITTLE CREEK AMPHIBIOUS BASE - U.S. NAVY | DISTRIBUTION SYSTEM | FSD | 1 | 1/1/1998 12:00:00 AM
VA3810340 | TC | TC | MN | RT | Y | DS001 | TCR01 |  | LITTLE CREEK AMPHIBIOUS BASE - U.S. NAVY | DISTRIBUTION SYSTEM |  | 30 | 1/1/1998 12:00:00 AM
VA3810350 | TC | TC | QT | RT | Y | DS001 | TCR01 |  | NORTH LANDING BEACH RV RESORT & COTTAGES | DISTRIBUTION |  | 1 | 1/1/1901 12:00:00 AM
VA3810350 | GE | MPN | YR | RT | Y | WL002 | RW002 | DRILLED WELL | NORTH LANDING BEACH RV RESORT & COTTAGES | WELL 2 |  | 1 | 1/1/1901 12:00:00 AM
VA3810395 | TC | TC | QT | RT | Y | DS001 | TCR01 |  | MARGIE & RAYS | DISTRIBUTION SYSTEM |  | 1 | 11/22/1999 12:00:00 AM
VA3810425 | TC | TC | QT | RT | Y | DS001 | TCR01 |  | MUNDEN POINT PARK | MUNDEN POINT PARK |  | 1 | 1/1/1901 12:00:00 AM
VA3810430 | GE | THH5 | QT | RT | Y | DS001 | DBP201 | BLDG. 2005 | N A S OCEANA | DISTRIBUTION SYSTEM |  | 1 | 6/15/1979 12:00:00 AM
VA3810430 | GE | THH5 | QT | RT | Y | DS001 | DBP202 | BLDG. 3030 | N A S OCEANA | DISTRIBUTION SYSTEM |  | 1 | 6/15/1979 12:00:00 AM
VA3810430 | TC | TC | MN | RT | Y | DS001 | TCR01 |  | N A S OCEANA | DISTRIBUTION SYSTEM |  | 24 | 6/15/1979 12:00:00 AM
VA3810450 | TC | TC | QT | RT | Y | DS950 | TCR01 |  | NORTH BAY SHORE CAMPGROUND | NORTH BAY SHORE CAMPGROUND TES |  | 1 | 5/4/2015 12:00:00 AM
VA3810506 | TC | TC | QT | RT | Y | DS001 | TCR01 |  | THE BEE AND THE BISCUIT | DISTRIBUTION SYSTEM |  | 1 | 8/3/2016 12:00:00 AM
VA3810506 | GE | NIT | YR | RT | Y | EP001 | EP001 | ENTRY POINT | THE BEE AND THE BISCUIT | ENTRY POINT |  | 1 | 8/3/2016 12:00:00 AM
VA3810507 | TC | TC | MN | RT | Y | DS001 | TCR01 |  | PUNGO PIZZA AND ICE CREAM | DISTRIBUTION SYSTEM |  | 3 | 2/10/2000 12:00:00 AM
VA3810870 | TC | TC | QT | RT | Y | DS001 | TCR01 |  | MINX | DISTRIBUTION SYSTEM |  | 1 | 11/16/2017 12:00:00 AM
VA3810870 | GE | NIT | YR | RT | Y | EP001 | EP001 |  | MINX | ENTRY POINT |  | 1 | 11/16/2017 12:00:00 AM
VA3810885 | TC | TC | QT | RT | Y | DS001 | TCR01 |  | VIRGINIA BEACH MOSQUITO CONTROL | DISTRIBUTION SYSTEM |  | 1 | 3/4/2025 12:00:00 AM
VA3810885 | GE | NIT | YR | RT | Y | EP001 | EP001 | ENTRY POINT | VIRGINIA BEACH MOSQUITO CONTROL | ENTRY POINT |  | 1 | 3/4/2025 12:00:00 AM
VA3810890 | TC | TC | MN | RT | Y | DS001 | TCR01 |  | VBPD TRAINING CENTER - CREEDS | DISTRIBUTION SYSTEM |  | 3 | 8/10/2009 12:00:00 AM
VA3810900 | GE | THH5 | QT | RT | Y | DS001 | DBP20014 | OUTERBRIDGE QUAY | VIRGINIA BEACH, CITY OF | DISTRIBUTION SYSTEM |  | 1 | 1/1/1998 12:00:00 AM
VA3810900 | GE | THH5 | QT | RT | Y | DS001 | DBP20020 | NESTLEBROOK TRL | VIRGINIA BEACH, CITY OF | DISTRIBUTION SYSTEM |  | 1 | 1/1/1998 12:00:00 AM
VA3810900 | GE | THH5 | QT | RT | Y | DS001 | DBP20021 | HERMITAGE PT | VIRGINIA BEACH, CITY OF | DISTRIBUTION SYSTEM |  | 1 | 1/1/1998 12:00:00 AM
VA3810900 | GE | THH5 | QT | RT | Y | DS001 | DBP20022 | INDIAN LAKES BLVD | VIRGINIA BEACH, CITY OF | DISTRIBUTION SYSTEM |  | 1 | 1/1/1998 12:00:00 AM
VA3810900 | GE | THH5 | QT | RT | Y | DS001 | DBP20036 | SHADY OAKS DRIVE | VIRGINIA BEACH, CITY OF | DISTRIBUTION SYSTEM |  | 1 | 1/1/1998 12:00:00 AM
VA3810900 | GE | THH5 | QT | RT | Y | DS001 | DBP20061 | INTERNATIONAL PKWY | VIRGINIA BEACH, CITY OF | DISTRIBUTION SYSTEM |  | 1 | 1/1/1998 12:00:00 AM
VA3810900 | GE | THH5 | QT | RT | Y | DS001 | DBP20070 | BERNADOTTE ST | VIRGINIA BEACH, CITY OF | DISTRIBUTION SYSTEM |  | 1 | 1/1/1998 12:00:00 AM
VA3810900 | GE | THH5 | QT | RT | Y | DS001 | DBP20086 | ATWOODTOWN ROAD | VIRGINIA BEACH, CITY OF | DISTRIBUTION SYSTEM |  | 1 | 1/1/1998 12:00:00 AM
VA3810900 | GE | THH5 | QT | RT | Y | DS001 | DBP20088 | N SANDFIDDLER ROAD | VIRGINIA BEACH, CITY OF | DISTRIBUTION SYSTEM |  | 1 | 1/1/1998 12:00:00 AM
VA3810900 | GE | THH5 | QT | RT | Y | DS001 | DBP20090 | RIVER ROAD | VIRGINIA BEACH, CITY OF | DISTRIBUTION SYSTEM |  | 1 | 1/1/1998 12:00:00 AM
VA3810900 | GE | THH5 | QT | RT | Y | DS001 | DBP20092 | HIGHLAND DRIVE | VIRGINIA BEACH, CITY OF | DISTRIBUTION SYSTEM |  | 1 | 1/1/1998 12:00:00 AM
VA3810900 | GE | THH5 | QT | RT | Y | DS001 | DBP20098 | 3717 SANDPIPER RD | VIRGINIA BEACH, CITY OF | DISTRIBUTION SYSTEM |  | 1 | 1/1/1998 12:00:00 AM
VA3810900 | TC | TC | MN | RT | Y | DS001 | TCR01 |  | VIRGINIA BEACH, CITY OF | DISTRIBUTION SYSTEM |  | 540 | 1/1/1998 12:00:00 AM
VA3810910 | TC | TC | QT | RT | Y | DS001 | TCR01 |  | MILITARY AVIATION MUSEUM | DISTRIBUTION SYSTEM |  | 1 | 3/29/2014 12:00:00 AM
VA3830400 | TC | TC | QT | RT | Y | DS001 | TCR01 |  | MT. PLEASANT ASSOC. | DISTRIBUTION |  | 1 | 1/24/2013 12:00:00 AM
VA3830400 | GE | NIT | YR | RT | Y | EP001 | EP001 | ENTRY POINT | MT. PLEASANT ASSOC. | ENTRY POINT |  | 1 | 1/24/2013 12:00:00 AM
VA3830850 | GE | THH5 | QT | RT | Y | DS001 | DBP-1 | WOODMERE COURT | WILLIAMSBURG, CITY OF | DISTRIBUTION SYSTEM |  | 1 | 1/1/1945 12:00:00 AM
VA3830850 | GE | THH5 | QT | RT | Y | DS001 | DBP-2 | PATRICK HENRY DRIVE WWPS | WILLIAMSBURG, CITY OF | DISTRIBUTION SYSTEM |  | 1 | 1/1/1945 12:00:00 AM
VA3830850 | GE | THH5 | QT | RT | Y | DS001 | DBP-3 | PORT ANNE WWP | WILLIAMSBURG, CITY OF | DISTRIBUTION SYSTEM |  | 1 | 1/1/1945 12:00:00 AM
VA3830850 | GE | THH5 | QT | RT | Y | DS001 | DBP-4 | WILLIAMSBURG UMC | WILLIAMSBURG, CITY OF | DISTRIBUTION SYSTEM |  | 1 | 1/1/1945 12:00:00 AM
VA3830850 | TC | TC | MN | RT | Y | DS001 | TCR01 |  | WILLIAMSBURG, CITY OF | DISTRIBUTION SYSTEM |  | 45 | 1/1/1945 12:00:00 AM
VA3830850 | GE | CHLO | MN | RT | Y | DS001 | THM002 | VA PENINSULA DENTAL | WILLIAMSBURG, CITY OF | DISTRIBUTION SYSTEM |  | 3 | 1/1/1945 12:00:00 AM
VA3830850 | GE | CHLO | MN | RT | Y | DS001 | THM005 | CYPHERS PLUMBING | WILLIAMSBURG, CITY OF | DISTRIBUTION SYSTEM |  | 3 | 1/1/1945 12:00:00 AM
VA3830850 | GE | CHLO | MN | RT | Y | DS001 | THM006 | FIRST CUSTOMER/PLANT TAP | WILLIAMSBURG, CITY OF | DISTRIBUTION SYSTEM |  | 3 | 1/1/1945 12:00:00 AM
VA3830850 | GE | FL2 | MN | ST | N | EP001 | EP001 | ENTRY POINT | WILLIAMSBURG, CITY OF | ENTRY POINT |  | 3 | 1/1/1945 12:00:00 AM
VA3830850 | GE | ICMT | YR | RT | Y | EP001 | EP001 | ENTRY POINT | WILLIAMSBURG, CITY OF | ENTRY POINT |  | 1 | 1/1/1945 12:00:00 AM
VA3830850 | GE | NIT | YR | RT | Y | EP001 | EP001 | ENTRY POINT | WILLIAMSBURG, CITY OF | ENTRY POINT |  | 1 | 1/1/1945 12:00:00 AM
VA3830850 | GE | VOC | YR | RT | Y | EP001 | EP001 | ENTRY POINT | WILLIAMSBURG, CITY OF | ENTRY POINT |  | 1 | 1/1/1945 12:00:00 AM
VA3830850 | GE | TOCA | MN | RT | Y | IN001 | IN001 | RESERVOIR | WILLIAMSBURG, CITY OF | WALLERS MILL RE |  | 3 | 1/1/1945 12:00:00 AM
VA3830850 | GE | TOC | MN | RT | Y | TP004 | 001 | FINISHED WATER TAP | WILLIAMSBURG, CITY OF | WILLIAMSBURG TP |  | 3 | 1/1/1945 12:00:00 AM
VA4036005 | TC | TC | QT | RT | Y | DS001 | TCR01 |  | ADKINS STORE | DISTRIBUTION SYSTEM |  | 1 | 5/6/2025 12:00:00 AM
VA4036005 | GE | NIT | YR | RT | Y | EP001 | EP001 | ENTRY POINT | ADKINS STORE | ENTRY POINT |  | 1 | 5/6/2025 12:00:00 AM
VA4036020 | TC | TC | QT | RT | Y | DS001 | TCR01 |  | BREEZ-IN #5 | DISTRIBUTION SYSTEM |  | 1 | 10/3/2022 12:00:00 AM
VA4036030 | TC | TC | QT | RT | Y | DS001 | TCR01 |  | COACH HOUSE TAVERN | DISTRIBUTION- COACH HOUSE & BERKELEY |  | 1 | 10/20/1999 12:00:00 AM
VA4036050 | TC | TC | QT | RT | Y | DS001 | TCR01 |  | DOLLAR GENERAL - COURTHOUSE ROAD | DISTRIBUTION SYSTEM |  | 1 | 12/10/2020 12:00:00 AM
VA4036100 | TC | TC | MN | RT | Y | DS001 | TCR01 |  | CHARLES CITY COURTHOUSE COMPLEX | CHARLES CITY COURTHOUSE DS |  | 3 | 6/24/1977 12:00:00 AM
VA4036100 | GE | NIT | YR | RT | Y | EP002 | EP002 | 1000 GAL HYDRO TANK | CHARLES CITY COURTHOUSE COMPLEX | EP#2, COURTHOUSE |  | 1 | 6/24/1977 12:00:00 AM
VA4036100 | GE | MPN | YR | RT | Y | WL003 | WL003 | WELL NO. 3 | CHARLES CITY COURTHOUSE COMPLEX | WELL #3 - COURTHOUSE |  | 1 | 6/24/1977 12:00:00 AM
VA4036110 | TC | TC | QT | RT | Y | DS001 | TCR01 |  | RUTHVILLE GYMNASIUM COMPLEX | DISTRIBUTION SYSTEM |  | 1 | 5/25/2005 12:00:00 AM
VA4036110 | GE | NIT | YR | RT | Y | EP001 | EP001 | TAP @ HYDRO TANK | RUTHVILLE GYMNASIUM COMPLEX | ENTRY POINT #1 |  | 1 | 5/25/2005 12:00:00 AM
VA4036135 | TC | TC | QT | RT | Y | DS001 | TCR01 |  | RUTHVILLE COMMUNITY CENTER | DISTRIBUTION SYSTEM |  | 1 | 1/1/2000 12:00:00 AM
VA4036135 | GE | NIT | YR | RT | Y | EP001 | EP001 | TAP @ HYDRO TANK | RUTHVILLE COMMUNITY CENTER | ENTRY POINT |  | 1 | 1/1/2000 12:00:00 AM
VA4036150 | GE | THH5 | YR | RT | Y | DS001 | DBP02 | HIGH/MIDDLE SCHLS CAFETERIA, JAN CLOSET | CHARLES CITY SCHOOL COMPLEX | DISTRIBUTION SYSTEM |  | 1 | 2/12/1993 12:00:00 AM
VA4036150 | TC | TC | MN | RT | Y | DS001 | TCR01 |  | CHARLES CITY SCHOOL COMPLEX | DISTRIBUTION SYSTEM |  | 3 | 2/12/1993 12:00:00 AM
VA4036150 | GE | MPN | YR | RT | Y | WL001 | RW001 | WELL HEAD #1 | CHARLES CITY SCHOOL COMPLEX | DRILLED WELL #1 |  | 1 | 2/12/1993 12:00:00 AM
VA4036150 | GE | MPN | YR | RT | Y | WL002 | RW002 | TAP @ PMP HS PRIOR TREATMENT | CHARLES CITY SCHOOL COMPLEX | DRILLED WELL #2 |  | 1 | 2/12/1993 12:00:00 AM
VA4036175 | TC | TC | MN | RT | Y | DS001 | TCR01 |  | MID-ATLANTIC TRIBAL HEALTH CENTER | DISTRIBUTION SYSTEM |  | 3 | 2/24/2025 12:00:00 AM
VA4036175 | GE | NIT | YR | RT | Y | EP001 | EP001 | ENTRY PONT | MID-ATLANTIC TRIBAL HEALTH CENTER | ENTRY PONT |  | 1 | 2/24/2025 12:00:00 AM
VA4036175 | GE | VOC | QT | RT | Y | EP001 | EP001 | ENTRY PONT | MID-ATLANTIC TRIBAL HEALTH CENTER | ENTRY PONT |  | 1 | 2/24/2025 12:00:00 AM
VA4036180 | TC | TC | MN | RT | Y | DS001 | TCR01 |  | CREWE'S PLACE | DISTRIBUTION SYSTEM |  | 3 | 7/26/2017 12:00:00 AM
VA4036280 | PB | PBCU | 3Y | RT | Y | DS001 | LC004 | 3301 THE LOOP RD | GLENDALE ACRES | DISTRIBUTION SYSTEM | FSD | 1 | 1/18/1991 12:00:00 AM
VA4036280 | PB | PBCU | 3Y | RT | Y | DS001 | LC005 | 3221 THE LOOP RD | GLENDALE ACRES | DISTRIBUTION SYSTEM | FSD | 1 | 1/18/1991 12:00:00 AM
VA4036280 | PB | PBCU | 3Y | RT | Y | DS001 | LC009 | 3231 THE LOOP DR. | GLENDALE ACRES | DISTRIBUTION SYSTEM | FSD | 1 | 1/18/1991 12:00:00 AM
VA4036280 | PB | PBCU | 3Y | RT | Y | DS001 | LC011 | 3241 THE LOOP ROAD | GLENDALE ACRES | DISTRIBUTION SYSTEM | FSD | 1 | 1/18/1991 12:00:00 AM
VA4036280 | PB | PBCU | 3Y | RT | Y | DS001 | LC013 | 3220 THE LOOP ROAD | GLENDALE ACRES | DISTRIBUTION SYSTEM | FSD | 1 | 1/18/1991 12:00:00 AM
VA4036280 | TC | TC | MN | RT | Y | DS001 | TCR01 |  | GLENDALE ACRES | DISTRIBUTION SYSTEM |  | 3 | 1/18/1991 12:00:00 AM
VA4036280 | GE | ICMT | 3Y | RT | Y | EP001 | EP001 | HYDRO TANK | GLENDALE ACRES | ENTRY POINT |  | 1 | 1/18/1991 12:00:00 AM
VA4036280 | GE | MPN | YR | RT | Y | WL001 | RW001 | TAP BEFORE TREATMENT | GLENDALE ACRES | DRILLED WELL |  | 1 | 1/18/1991 12:00:00 AM
VA4036300 | TC | TC | QT | RT | Y | DS001 | TCR01 |  | RIVER'S REST MARINA AND SNACK BAR | DISTRIBUTION SYSTEM |  | 1 | 1/1/2003 12:00:00 AM
VA4036340 | TC | TC | QT | RT | Y | DS001 | TCR01 |  | INDIAN FIELDS TAVERN | DISTRIBUTION SYSTEM |  | 1 | 5/1/2017 12:00:00 AM
VA4036500 | TC | TC | MN | RT | Y | DS001 | TCR01 |  | MT ZION/RUSTIC AREA | DISTRIBUTION SYSTEM |  | 3 | 4/18/1982 12:00:00 AM
VA4036500 | GE | NIT | YR | RT | Y | EP001 | EP001 | HYDRO TANK | MT ZION/RUSTIC AREA | ENTRY POINT #1 |  | 1 | 4/18/1982 12:00:00 AM
VA4036500 | GE | MPN | YR | RT | Y | WL003 | WL003 | WELL NO. 3 (PINEY POINT) | MT ZION/RUSTIC AREA | WELL NO. 3 (PINEY POINT) |  | 1 | 4/18/1982 12:00:00 AM
VA4036500 | GE | MPN | YR | RT | Y | WL004 | WL004 | WELL NO. 4 (POTOMAC) | MT ZION/RUSTIC AREA | WELL NO. 4 (POTOMAC) |  | 1 | 4/18/1982 12:00:00 AM
VA4036500 | GE | THH5 | 3Y | RT | Y | DS001 | DBP01 | 11600 WILCOX NECK RD | MT ZION/RUSTIC AREA | DISTRIBUTION SYSTEM |  | 1 | 1982-04-18
VA4036700 | TC | TC | MN | RT | Y | DS001 | TCR01 |  | ROXBURY INDUSTRIAL PARK | ROXBURY INDUSTRIAL PARK |  | 3 | 2/8/1988 12:00:00 AM
VA4036700 | GE | NIT | YR | RT | Y | EP001 | EP001 | 5000 GAL HYDRO TANK | ROXBURY INDUSTRIAL PARK | ENTRY POINT |  | 1 | 2/8/1988 12:00:00 AM
VA4036700 | GE | VOC | 3Y | RT | Y | EP001 | EP001 | 5000 GAL HYDRO TANK | ROXBURY INDUSTRIAL PARK | ENTRY POINT |  | 1 | 2/8/1988 12:00:00 AM
VA4036700 | GE | MPN | YR | RT | Y | WL001 | RW001 | TAP @ WELL HEAD-BEFORE TREATMENT | ROXBURY INDUSTRIAL PARK | DRILLED WELL |  | 1 | 2/8/1988 12:00:00 AM
VA4036700 | GE | THH5 | 3Y | RT | Y | DS001 | DBP01 | 114 ROXBURY, DAGMAR | ROXBURY INDUSTRIAL PARK | ROXBURY INDUSTRIAL PARK |  | 1 | 1988-02-08
VA4036800 | TC | TC | MN | RT | Y | DS001 | TCR01 |  | SIGN POST ESTATES | DISTRIBUTION SYSTEM |  | 3 | 6/28/1991 12:00:00 AM
VA4036800 | GE | NIT | YR | RT | Y | EP001 | EP001 | 2000 GAL HYDRO TANK | SIGN POST ESTATES | ENTRY POINT |  | 1 | 6/28/1991 12:00:00 AM
VA4036850 | TC | TC | MN | RT | Y | DS001 | TCR01 |  | TINY LITTLE CHILDREN DAY CARE | DISTRIBUTION SYSTEM |  | 3 | 6/27/2003 12:00:00 AM
VA4036860 | TC | TC | MN | RT | Y | DS001 | TCR01 |  | TREVORS BEND | DISTRIBUTION SYSTEM |  | 3 | 10/11/2022 12:00:00 AM
VA4036860 | GE | NIT | YR | RT | Y | EP001 | EP001 | ENTRY POINT #1 | TREVORS BEND | ENTRY POINT #1 |  | 1 | 10/11/2022 12:00:00 AM
VA4036870 | TC | TC | QT | RT | Y | DS001 | TCR01 |  | UPPER SHIRLEY VINEYARDS | DISTRIBUTION SYSTEM |  | 1 | 8/22/2017 12:00:00 AM
VA4036880 | TC | TC | QT | RT | Y | DS001 | TCR01 |  | VCU RICE CENTER | DISTRIBUTION SYSTEM |  | 1 | 9/17/2008 12:00:00 AM
VA4036900 | TC | TC | MN | RT | Y | DS001 | TCR01 |  | WAYSIDE AREA | DISTRIBUTION SYSTEM |  | 3 | 4/8/1983 12:00:00 AM
VA4036900 | GE | ICMT | 3Y | RT | Y | EP001 | EP001 | HYDRO TANK #1 | WAYSIDE AREA | ENTRY POINT #1 |  | 1 | 4/8/1983 12:00:00 AM
VA4036900 | GE | NIT | YR | RT | Y | EP001 | EP001 | HYDRO TANK #1 | WAYSIDE AREA | ENTRY POINT #1 |  | 1 | 4/8/1983 12:00:00 AM
VA4036900 | GE | RADA | 6Y | RT | Y | EP001 | EP001 | HYDRO TANK #1 | WAYSIDE AREA | ENTRY POINT #1 |  | 1 | 4/8/1983 12:00:00 AM
VA4036900 | GE | ICMT | 3Y | RT | Y | EP002 | EP002 | HYDRO TANK #2 | WAYSIDE AREA | ENTRY POINT #2 |  | 1 | 4/8/1983 12:00:00 AM
VA4036900 | GE | NIT | YR | RT | Y | EP002 | EP002 | HYDRO TANK #2 | WAYSIDE AREA | ENTRY POINT #2 |  | 1 | 4/8/1983 12:00:00 AM
VA4036900 | GE | RADA | 6Y | RT | Y | EP002 | EP002 | HYDRO TANK #2 | WAYSIDE AREA | ENTRY POINT #2 |  | 1 | 4/8/1983 12:00:00 AM
VA4036900 | GE | VOC | 3Y | RT | Y | EP002 | EP002 | HYDRO TANK #2 | WAYSIDE AREA | ENTRY POINT #2 |  | 1 | 4/8/1983 12:00:00 AM
VA4036910 | TC | TC | QT | RT | Y | DS001 | TCR01 |  | RIVER`S REST MOTEL | DISTRIBUTION SYSTEM |  | 1 | 1/1/2007 12:00:00 AM
VA4041035 | TC | TC | MN | RT | Y | DS001 | TCR01 |  | APPOMATTOX RIVER WATER AUTHORITY | DISTRIBUTION SYSTEM |  | 3 | 6/30/1977 12:00:00 AM
VA4041035 | GE | CHLO | MN | RT | Y | EP001 | EP001 | FINISHED WATER TAP | APPOMATTOX RIVER WATER AUTHORITY | WTP FINISHED WATER |  | 3 | 6/30/1977 12:00:00 AM
VA4041038 | TC | TC | MN | RT | Y | DS001 | TCR01 |  | BEACH STATION EVENT CENTER/DAYCARE | DISTRIBUTION SYSTEM |  | 3 | 2/23/2024 12:00:00 AM
VA4041038 | GE | VOC | QT | RT | Y | EP001A | EP001A | ENTRY POINT | BEACH STATION EVENT CENTER/DAYCARE | ENTRY POINT |  | 1 | 2/23/2024 12:00:00 AM
VA4041250 | TC | TC | QT | RT | Y | DS001 | TCR01 |  | FIVE FORKS CENTER | DISTRIBUTION SYSTEM |  | 1 | 6/19/2000 12:00:00 AM
VA4041260 | TC | TC | QT | RT | Y | DS001 | TCR01 |  | GATEWAY HOMES ACTIVITY CENTER | DISTRIBUTION SYSTEM |  | 1 | 3/8/2018 12:00:00 AM
VA4041285 | TC | TC | QT | RT | Y | DS001 | TCR01 |  | HIDDEN WIT BREWING COMPANY | DISTRIBUTION SYSTEM |  | 1 | 3/14/2024 12:00:00 AM
VA4041288 | TC | TC | QT | RT | Y | DS001 | TCR01 |  | HOPE POINT CHURCH | DISTRIBUTION SYSTEM |  | 1 | 12/4/2024 12:00:00 AM
VA4041736 | TC | TC | QT | RT | Y | DS001 | TCR01 |  | POCAHONTAS STATE PARK - GROUP CAMP NO. 3 | DISTRIBUTION SYSTEM CAMP #3 |  | 1 | 1/1/1995 12:00:00 AM
VA4041736 | GE | NIT | YR | RT | Y | EP001 | EP001 | HYDRO TANK | POCAHONTAS STATE PARK - GROUP CAMP NO. 3 | ENTRY POINT |  | 1 | 1/1/1995 12:00:00 AM
VA4041736 | GE | MPN | YR | RT | Y | WL001 | RW001 | DRILLED WELL NO. 3 | POCAHONTAS STATE PARK - GROUP CAMP NO. 3 | DRILLED WELL NO. 3 |  | 1 | 1/1/1995 12:00:00 AM
VA4041787 | TC | TC | MN | RT | Y | DS001 | TCR01 |  | THE LANDING | DISTRIBUTION SYSTEM |  | 3 | 3/13/2024 12:00:00 AM
VA4041825 | TC | TC | MN | RT | Y | DS001 | TCR01 |  | CENTRAL VIRGINIA CORR. UNIT NO. 13 | DISTRIBUTION SYSTEM |  | 3 | 4/4/1974 12:00:00 AM
VA4041825 | GE | MPN | YR | RT | Y | WL004 | WL004 | WELL HEAD | CENTRAL VIRGINIA CORR. UNIT NO. 13 | DRILLED WELL NO. 4 |  | 1 | 4/4/1974 12:00:00 AM
VA4041825 | GE | MPN | YR | RT | Y | WL005 | WL005 | WELL HEAD | CENTRAL VIRGINIA CORR. UNIT NO. 13 | DRILLED WELL NO. 5 |  | 1 | 4/4/1974 12:00:00 AM
VA4041845 | GE | THH5 | QT | RT | Y | DS001 | DBP01-1 | 13636 GENITO ROAD | CHESTERFIELD CO CENTRAL WATER SYSTEM | DISTRIBUTION SYSTEM: A-E WTP |  | 1 | 7/22/1965 12:00:00 AM
VA4041845 | GE | THH5 | QT | RT | Y | DS001 | DBP01-2 | 14311 BRANDER WOODS TR | CHESTERFIELD CO CENTRAL WATER SYSTEM | DISTRIBUTION SYSTEM: A-E WTP |  | 1 | 7/22/1965 12:00:00 AM
VA4041845 | GE | THH5 | QT | RT | Y | DS001 | DBP01-3 | 14600 CREEKPOINTE CIRCLE | CHESTERFIELD CO CENTRAL WATER SYSTEM | DISTRIBUTION SYSTEM: A-E WTP |  | 1 | 7/22/1965 12:00:00 AM
VA4041845 | PB | PBCU | 3Y | RT | Y | DS001 | LCR001 | 6619 GATELINE DRIVE | CHESTERFIELD CO CENTRAL WATER SYSTEM | DISTRIBUTION SYSTEM: A-E WTP | FSD | 1 | 7/22/1965 12:00:00 AM
VA4041845 | PB | PBCU | 3Y | RT | Y | DS001 | LCR002 | 9301 BENTWOOD LANE | CHESTERFIELD CO CENTRAL WATER SYSTEM | DISTRIBUTION SYSTEM: A-E WTP | FSD | 1 | 7/22/1965 12:00:00 AM
VA4041845 | PB | PBCU | 3Y | RT | Y | DS001 | LCR003 | 6600 SANDROCK DRIVE | CHESTERFIELD CO CENTRAL WATER SYSTEM | DISTRIBUTION SYSTEM: A-E WTP | FSD | 1 | 7/22/1965 12:00:00 AM
VA4041845 | PB | PBCU | 3Y | RT | Y | DS001 | LCR004 | 5118 BRIDGESIDE DRIVE | CHESTERFIELD CO CENTRAL WATER SYSTEM | DISTRIBUTION SYSTEM: A-E WTP | FSD | 1 | 7/22/1965 12:00:00 AM
VA4041845 | PB | PBCU | 3Y | RT | Y | DS001 | LCR006 | 5301 KARMA ROAD | CHESTERFIELD CO CENTRAL WATER SYSTEM | DISTRIBUTION SYSTEM: A-E WTP | FSD | 1 | 7/22/1965 12:00:00 AM
VA4041845 | PB | PBCU | 3Y | RT | Y | DS001 | LCR008 | 5660 TETERLING COURT | CHESTERFIELD CO CENTRAL WATER SYSTEM | DISTRIBUTION SYSTEM: A-E WTP | FSD | 1 | 7/22/1965 12:00:00 AM
VA4041845 | PB | PBCU | 3Y | RT | Y | DS001 | LCR011 | 4516 RIDERWOOD WAY | CHESTERFIELD CO CENTRAL WATER SYSTEM | DISTRIBUTION SYSTEM: A-E WTP | FSD | 1 | 7/22/1965 12:00:00 AM
VA4041845 | PB | PBCU | 3Y | RT | Y | DS001 | LCR012 | 14518 SONNENBURG DRIVE | CHESTERFIELD CO CENTRAL WATER SYSTEM | DISTRIBUTION SYSTEM: A-E WTP | FSD | 1 | 7/22/1965 12:00:00 AM
VA4041845 | PB | PBCU | 3Y | RT | Y | DS001 | LCR013 | 2800 SAND HILLS DRIVE | CHESTERFIELD CO CENTRAL WATER SYSTEM | DISTRIBUTION SYSTEM: A-E WTP | FSD | 1 | 7/22/1965 12:00:00 AM
VA4041845 | PB | PBCU | 3Y | RT | Y | DS001 | LCR014 | 21100 RABBIT RUN | CHESTERFIELD CO CENTRAL WATER SYSTEM | DISTRIBUTION SYSTEM: A-E WTP | FSD | 1 | 7/22/1965 12:00:00 AM
VA4041845 | PB | PBCU | 3Y | RT | Y | DS001 | LCR015 | 3312 LUDGATE RD | CHESTERFIELD CO CENTRAL WATER SYSTEM | DISTRIBUTION SYSTEM: A-E WTP | FSD | 1 | 7/22/1965 12:00:00 AM
VA4041845 | PB | PBCU | 3Y | RT | Y | DS001 | LCR016 | 4432 SHOREMEADE ROAD | CHESTERFIELD CO CENTRAL WATER SYSTEM | DISTRIBUTION SYSTEM: A-E WTP | FSD | 1 | 7/22/1965 12:00:00 AM
VA4041845 | PB | PBCU | 3Y | RT | Y | DS001 | LCR017 | 4624 WATCHRUN DRIVE | CHESTERFIELD CO CENTRAL WATER SYSTEM | DISTRIBUTION SYSTEM: A-E WTP | FSD | 1 | 7/22/1965 12:00:00 AM
VA4041845 | PB | PBCU | 3Y | RT | Y | DS001 | LCR018 | 7800 BUR OAK LANE | CHESTERFIELD CO CENTRAL WATER SYSTEM | DISTRIBUTION SYSTEM: A-E WTP | FSD | 1 | 7/22/1965 12:00:00 AM
VA4041845 | PB | PBCU | 3Y | RT | Y | DS001 | LCR019 | 7618 COTFIELD ROAD | CHESTERFIELD CO CENTRAL WATER SYSTEM | DISTRIBUTION SYSTEM: A-E WTP | FSD | 1 | 7/22/1965 12:00:00 AM
VA4041845 | PB | PBCU | 3Y | RT | Y | DS001 | LCR020 | 8900 EMORY OAK LANE | CHESTERFIELD CO CENTRAL WATER SYSTEM | DISTRIBUTION SYSTEM: A-E WTP | FSD | 1 | 7/22/1965 12:00:00 AM
VA4041845 | PB | PBCU | 3Y | RT | Y | DS001 | LCR021 | 6918 IRONGATE DR. | CHESTERFIELD CO CENTRAL WATER SYSTEM | DISTRIBUTION SYSTEM: A-E WTP | FSD | 1 | 7/22/1965 12:00:00 AM
VA4041845 | PB | PBCU | 3Y | RT | Y | DS001 | LCR022 | 4201 ALMS LANE | CHESTERFIELD CO CENTRAL WATER SYSTEM | DISTRIBUTION SYSTEM: A-E WTP | FSD | 1 | 7/22/1965 12:00:00 AM
VA4041845 | PB | PBCU | 3Y | RT | Y | DS001 | LCR023 | 4135 LAUREL OAK ROAD | CHESTERFIELD CO CENTRAL WATER SYSTEM | DISTRIBUTION SYSTEM: A-E WTP | FSD | 1 | 7/22/1965 12:00:00 AM
VA4041845 | PB | PBCU | 3Y | RT | Y | DS001 | LCR024 | 10711 RAMSHORN ROAD | CHESTERFIELD CO CENTRAL WATER SYSTEM | DISTRIBUTION SYSTEM: A-E WTP | FSD | 1 | 7/22/1965 12:00:00 AM
VA4041845 | PB | PBCU | 3Y | RT | Y | DS001 | LCR025 | 2910 E. BRIGSTOCK RD | CHESTERFIELD CO CENTRAL WATER SYSTEM | DISTRIBUTION SYSTEM: A-E WTP | FSD | 1 | 7/22/1965 12:00:00 AM
VA4041845 | PB | PBCU | 3Y | RT | Y | DS001 | LCR026 | 12710 KNIGHTCROSS ROAD | CHESTERFIELD CO CENTRAL WATER SYSTEM | DISTRIBUTION SYSTEM: A-E WTP | FSD | 1 | 7/22/1965 12:00:00 AM
VA4041845 | PB | PBCU | 3Y | RT | Y | DS001 | LCR028 | 10960 PEGWELL DRIVE | CHESTERFIELD CO CENTRAL WATER SYSTEM | DISTRIBUTION SYSTEM: A-E WTP | FSD | 1 | 7/22/1965 12:00:00 AM
VA4041845 | PB | PBCU | 3Y | RT | Y | DS001 | LCR029 | 11930 SILBYRD DRIVE | CHESTERFIELD CO CENTRAL WATER SYSTEM | DISTRIBUTION SYSTEM: A-E WTP | FSD | 1 | 7/22/1965 12:00:00 AM
VA4041845 | PB | PBCU | 3Y | RT | Y | DS001 | LCR030 | 2745 SWANHURST DRIVE | CHESTERFIELD CO CENTRAL WATER SYSTEM | DISTRIBUTION SYSTEM: A-E WTP | FSD | 1 | 7/22/1965 12:00:00 AM
VA4041845 | PB | PBCU | 3Y | RT | Y | DS001 | LCR031 | 918 GLENHAVEN ROAD | CHESTERFIELD CO CENTRAL WATER SYSTEM | DISTRIBUTION SYSTEM: A-E WTP | FSD | 1 | 7/22/1965 12:00:00 AM
VA4041845 | PB | PBCU | 3Y | RT | Y | DS001 | LCR034 | 2019 S. TWILIGHT LANE | CHESTERFIELD CO CENTRAL WATER SYSTEM | DISTRIBUTION SYSTEM: A-E WTP | FSD | 1 | 7/22/1965 12:00:00 AM
VA4041845 | PB | PBCU | 3Y | RT | Y | DS001 | LCR035 | 2906 MCMANAWAY DRIVE | CHESTERFIELD CO CENTRAL WATER SYSTEM | DISTRIBUTION SYSTEM: A-E WTP | FSD | 1 | 7/22/1965 12:00:00 AM
VA4041845 | PB | PBCU | 3Y | RT | Y | DS001 | LCR036 | 14305 BIRNAM WOODS ROAD | CHESTERFIELD CO CENTRAL WATER SYSTEM | DISTRIBUTION SYSTEM: A-E WTP | FSD | 1 | 7/22/1965 12:00:00 AM
VA4041845 | PB | PBCU | 3Y | RT | Y | DS001 | LCR039 | 14006 FORTUNES RIDGE COURT | CHESTERFIELD CO CENTRAL WATER SYSTEM | DISTRIBUTION SYSTEM: A-E WTP | FSD | 1 | 7/22/1965 12:00:00 AM
VA4041845 | PB | PBCU | 3Y | RT | Y | DS001 | LCR040 | 13708 ARROWOOD COURT | CHESTERFIELD CO CENTRAL WATER SYSTEM | DISTRIBUTION SYSTEM: A-E WTP | FSD | 1 | 7/22/1965 12:00:00 AM
VA4041845 | PB | PBCU | 3Y | RT | Y | DS001 | LCR041 | 3916 MCTYRES COVE COURT | CHESTERFIELD CO CENTRAL WATER SYSTEM | DISTRIBUTION SYSTEM: A-E WTP | FSD | 1 | 7/22/1965 12:00:00 AM
VA4041845 | PB | PBCU | 3Y | RT | Y | DS001 | LCR042 | 13604 STEEPLECHASE ROAD | CHESTERFIELD CO CENTRAL WATER SYSTEM | DISTRIBUTION SYSTEM: A-E WTP | FSD | 1 | 7/22/1965 12:00:00 AM
VA4041845 | PB | PBCU | 3Y | RT | Y | DS001 | LCR044 | 3600 MUIRFIELD GREEN PLACE | CHESTERFIELD CO CENTRAL WATER SYSTEM | DISTRIBUTION SYSTEM: A-E WTP | FSD | 1 | 7/22/1965 12:00:00 AM
VA4041845 | PB | PBCU | 3Y | RT | Y | DS001 | LCR046 | 13000 TALL HICKORY CT | CHESTERFIELD CO CENTRAL WATER SYSTEM | DISTRIBUTION SYSTEM: A-E WTP | FSD | 1 | 7/22/1965 12:00:00 AM
VA4041845 | PB | PBCU | 3Y | RT | Y | DS001 | LCR048 | 5113 TWELVE OAKS ROAD | CHESTERFIELD CO CENTRAL WATER SYSTEM | DISTRIBUTION SYSTEM: A-E WTP | FSD | 1 | 7/22/1965 12:00:00 AM
VA4041845 | PB | PBCU | 3Y | RT | Y | DS001 | LCR049 | 4800 GLEN TARA DRIVE | CHESTERFIELD CO CENTRAL WATER SYSTEM | DISTRIBUTION SYSTEM: A-E WTP | FSD | 1 | 7/22/1965 12:00:00 AM
VA4041845 | PB | PBCU | 3Y | RT | Y | DS001 | LCR051 | 14208 DEER MEADOW DRIVE | CHESTERFIELD CO CENTRAL WATER SYSTEM | DISTRIBUTION SYSTEM: A-E WTP | FSD | 1 | 7/22/1965 12:00:00 AM
VA4041845 | PB | PBCU | 3Y | RT | Y | DS001 | LCR052 | 2437 MISTWOOD FOREST DRIVE | CHESTERFIELD CO CENTRAL WATER SYSTEM | DISTRIBUTION SYSTEM: A-E WTP | FSD | 1 | 7/22/1965 12:00:00 AM
VA4041845 | PB | PBCU | 3Y | RT | Y | DS001 | LCR055 | 11453 GREAT BRANCH DRIVE | CHESTERFIELD CO CENTRAL WATER SYSTEM | DISTRIBUTION SYSTEM: A-E WTP | FSD | 1 | 7/22/1965 12:00:00 AM
VA4041845 | PB | PBCU | 3Y | RT | Y | DS001 | LCR056 | 13605 STEEPLECHASE RD. | CHESTERFIELD CO CENTRAL WATER SYSTEM | DISTRIBUTION SYSTEM: A-E WTP | FSD | 1 | 7/22/1965 12:00:00 AM
VA4041845 | PB | PBCU | 3Y | RT | Y | DS001 | LCR057 | 912 DARYLANN COURT | CHESTERFIELD CO CENTRAL WATER SYSTEM | DISTRIBUTION SYSTEM: A-E WTP | FSD | 1 | 7/22/1965 12:00:00 AM
VA4041845 | PB | PBCU | 3Y | RT | Y | DS001 | LCR058 | 8419 DEN BARK DRIVE | CHESTERFIELD CO CENTRAL WATER SYSTEM | DISTRIBUTION SYSTEM: A-E WTP | FSD | 1 | 7/22/1965 12:00:00 AM
VA4041845 | PB | PBCU | 3Y | RT | Y | DS001 | LCR059 | 11400 BRANDERBURG DRIVE | CHESTERFIELD CO CENTRAL WATER SYSTEM | DISTRIBUTION SYSTEM: A-E WTP | FSD | 1 | 7/22/1965 12:00:00 AM
VA4041845 | PB | PBCU | 3Y | RT | Y | DS001 | LCR060 | 13900 TWO NOTCH ROAD | CHESTERFIELD CO CENTRAL WATER SYSTEM | DISTRIBUTION SYSTEM: A-E WTP | FSD | 1 | 7/22/1965 12:00:00 AM
VA4041845 | PB | PBCU | 3Y | RT | Y | DS001 | LCR061 | 2405 LONG HILL COURT | CHESTERFIELD CO CENTRAL WATER SYSTEM | DISTRIBUTION SYSTEM: A-E WTP | FSD | 1 | 7/22/1965 12:00:00 AM
VA4041845 | PB | PBCU | 3Y | RT | Y | DS001 | LCR062 | 2407 COPPER HILL PLACE | CHESTERFIELD CO CENTRAL WATER SYSTEM | DISTRIBUTION SYSTEM: A-E WTP | FSD | 1 | 7/22/1965 12:00:00 AM
VA4041845 | PB | PBCU | 3Y | RT | Y | DS001 | LCR063 | 4020 PEREGRINE ROAD | CHESTERFIELD CO CENTRAL WATER SYSTEM | DISTRIBUTION SYSTEM: A-E WTP | FSD | 1 | 7/22/1965 12:00:00 AM
VA4041845 | PB | PBCU | 3Y | RT | Y | DS001 | LCR064 | 13206 GROVETON TERRACE | CHESTERFIELD CO CENTRAL WATER SYSTEM | DISTRIBUTION SYSTEM: A-E WTP | FSD | 1 | 7/22/1965 12:00:00 AM
VA4041845 | PB | PBCU | 3Y | RT | Y | DS001 | LCR065 | 5517 ABERDARE DRIVE | CHESTERFIELD CO CENTRAL WATER SYSTEM | DISTRIBUTION SYSTEM: A-E WTP | FSD | 1 | 7/22/1965 12:00:00 AM
VA4041845 | TC | TC | MN | RT | Y | DS001 | TCR01 |  | CHESTERFIELD CO CENTRAL WATER SYSTEM | DISTRIBUTION SYSTEM: A-E WTP |  | 540 | 7/22/1965 12:00:00 AM
VA4041845 | GE | THH5 | QT | RT | Y | DS002 | DBP02-10 | 5831 TURKEY OAK ROAD | CHESTERFIELD CO CENTRAL WATER SYSTEM | DISTRIBUTION SYSTEM: RICHMOND WTP |  | 1 | 7/22/1965 12:00:00 AM
VA4041845 | GE | THH5 | QT | RT | Y | DS002 | DBP02-11 | 2900 HALSTEAD ROAD | CHESTERFIELD CO CENTRAL WATER SYSTEM | DISTRIBUTION SYSTEM: RICHMOND WTP |  | 1 | 7/22/1965 12:00:00 AM
VA4041845 | GE | THH5 | QT | RT | Y | DS002 | DBP02-2 | 9116 OMAHA STREET | CHESTERFIELD CO CENTRAL WATER SYSTEM | DISTRIBUTION SYSTEM: RICHMOND WTP |  | 1 | 7/22/1965 12:00:00 AM
VA4041845 | GE | THH5 | QT | RT | Y | DS002 | DBP02-8 | 2333 WILLIS ROAD | CHESTERFIELD CO CENTRAL WATER SYSTEM | DISTRIBUTION SYSTEM: RICHMOND WTP |  | 1 | 7/22/1965 12:00:00 AM
VA4041845 | GE | THH5 | QT | RT | Y | DS002 | DBP02-9 | 3221 MIDDLE WOOD PLACE | CHESTERFIELD CO CENTRAL WATER SYSTEM | DISTRIBUTION SYSTEM: RICHMOND WTP |  | 1 | 7/22/1965 12:00:00 AM
VA4041845 | GE | THH5 | QT | RT | Y | DS003 | DBP03-1 | 11601 CORTE CASTLE ROAD | CHESTERFIELD CO CENTRAL WATER SYSTEM | DISTRIBUTION SYSTEM: ARWA WTP |  | 1 | 7/22/1965 12:00:00 AM
VA4041845 | GE | THH5 | QT | RT | Y | DS003 | DBP03-2 | 14129 BERMUDA POINT CRT | CHESTERFIELD CO CENTRAL WATER SYSTEM | DISTRIBUTION SYSTEM: ARWA WTP |  | 1 | 7/22/1965 12:00:00 AM
VA4041845 | GE | THH5 | QT | RT | Y | DS003 | DBP03-3 | 301 HENRICUS PARK ROAD | CHESTERFIELD CO CENTRAL WATER SYSTEM | DISTRIBUTION SYSTEM: ARWA WTP |  | 1 | 7/22/1965 12:00:00 AM
VA4041845 | GE | THH5 | QT | RT | Y | DS003 | DBP03-4 | 6100 BELMONT ROAD | CHESTERFIELD CO CENTRAL WATER SYSTEM | DISTRIBUTION SYSTEM: ARWA WTP |  | 1 | 7/22/1965 12:00:00 AM
VA4057050 | TC | TC | QT | RT | Y | DS001 | TCR01 |  | ALMOST THERE | DISTRIBUTION |  | 1 | 1/1/2005 12:00:00 AM
VA4057080 | TC | TC | MN | RT | Y | DS003 | TCR01 |  | AYLETT COUNTRY DAY SCHOOL | DISTRIBUTION SYSTEM |  | 3 | 5/7/1991 12:00:00 AM
VA4057080 | GE | CYN | 9Y | RT | Y | EP001 | EP001 | 1000 GAL HYDRO TANK | AYLETT COUNTRY DAY SCHOOL | ENTRY POINT |  | 1 | 5/7/1991 12:00:00 AM
VA4057150 | PB | PBCU | 3Y | RT | Y | DS004 | LCR01 | 310 COTTAGE ROW | COTTAGE ROW | DISTRIBUTION SYSTEM | FSD | 1 | 12/9/1993 12:00:00 AM
VA4057150 | PB | PBCU | 3Y | RT | Y | DS004 | LCR03 | 438 COTTAGE ROW | COTTAGE ROW | DISTRIBUTION SYSTEM | FSD | 1 | 12/9/1993 12:00:00 AM
VA4057150 | PB | PBCU | 3Y | RT | Y | DS004 | LCR05 | 574 COTTAGE ROW | COTTAGE ROW | DISTRIBUTION SYSTEM | FSD | 1 | 12/9/1993 12:00:00 AM
VA4057150 | PB | PBCU | 3Y | RT | Y | DS004 | LCR06 | 677 COTTAGE ROW | COTTAGE ROW | DISTRIBUTION SYSTEM | FSD | 1 | 12/9/1993 12:00:00 AM
VA4057150 | PB | PBCU | 3Y | RT | Y | DS004 | LCR07 | 508 COTTAGE ROW | COTTAGE ROW | DISTRIBUTION SYSTEM | FSD | 1 | 12/9/1993 12:00:00 AM
VA4057150 | TC | TC | MN | RT | Y | DS004 | TCR01 |  | COTTAGE ROW | DISTRIBUTION SYSTEM |  | 3 | 12/9/1993 12:00:00 AM
VA4057150 | GE | MPN | YR | RT | Y | WL001 | RW001 | WELL #2 - IN TANKHOUSE | COTTAGE ROW | DRILLED WELL #2 |  | 1 | 12/9/1993 12:00:00 AM
VA4057200 | TC | TC | MN | RT | Y | DS003 | TCR01 |  | COLEMANS ISLAND | DISTRIBUTION SYSTEM |  | 3 | 6/24/1977 12:00:00 AM
VA4057200 | GE | MPN | YR | RT | Y | WL001 | RW001 | WELL HEAD | COLEMANS ISLAND | DRILLED WELL |  | 1 | 6/24/1977 12:00:00 AM
VA4057200 | GE | THH5 | 3Y | RT | Y | DS003 | DBP01 | WILLIAM JONES HOUSE | COLEMANS ISLAND | DISTRIBUTION SYSTEM |  | 1 | 1977-06-24
VA4057250 | TC | TC | MN | RT | Y | DS001 | TCR01 |  | DAINGERFIELD SUBDIVISION | DISTRIBUTION SYSTEM |  | 3 | 8/25/1980 12:00:00 AM
VA4057250 | GE | MPN | YR | RT | Y | WL001 | RW001 | WELL HEAD | DAINGERFIELD SUBDIVISION | DRILLED WELL #1 |  | 1 | 8/25/1980 12:00:00 AM
VA4057250 | GE | THH5 | 3Y | RT | Y | DS001 | DBP01 | 181 DAINGERFIELD RD | DAINGERFIELD SUBDIVISION | DISTRIBUTION SYSTEM |  | 1 | 1980-08-25
VA4057255 | TC | TC | QT | RT | Y | DS001 | TCR01 |  | 17 SOUTH | DISTRIBUTION SYSTEM |  | 1 | 6/4/2015 12:00:00 AM
VA4057295 | PB | PBCU | 3Y | RT | Y | DS001 | LC01 | ROOM 17 | ESSEX HOUSE | DISTRIBUTION | FSD | 1 | 1/1/1989 12:00:00 AM
VA4057295 | PB | PBCU | 3Y | RT | Y | DS001 | LC02 | ROOM 9 | ESSEX HOUSE | DISTRIBUTION | FSD | 1 | 1/1/1989 12:00:00 AM
VA4057295 | PB | PBCU | 3Y | RT | Y | DS001 | LC03 | ROOM 2 | ESSEX HOUSE | DISTRIBUTION | FSD | 1 | 1/1/1989 12:00:00 AM
VA4057295 | PB | PBCU | 3Y | RT | Y | DS001 | LC04 | ROOM 12 | ESSEX HOUSE | DISTRIBUTION | FSD | 1 | 1/1/1989 12:00:00 AM
VA4057295 | PB | PBCU | 3Y | RT | Y | DS001 | LCO5 | KITCHEN H SINK | ESSEX HOUSE | DISTRIBUTION | FSD | 1 | 1/1/1989 12:00:00 AM
VA4057295 | TC | TC | MN | RT | Y | DS001 | TCR01 |  | ESSEX HOUSE | DISTRIBUTION |  | 3 | 1/1/1989 12:00:00 AM
VA4057295 | GE | ICMT | 3Y | RT | Y | EP001 | EP001 | PRESSURE TANK | ESSEX HOUSE | ENTRY POINT |  | 1 | 1/1/1989 12:00:00 AM
VA4057295 | GE | VOC | 3Y | RT | Y | EP001 | EP001 | PRESSURE TANK | ESSEX HOUSE | ENTRY POINT |  | 1 | 1/1/1989 12:00:00 AM
VA4057380 | TC | TC | QT | RT | Y | DS001 | TCR01 |  | GARRETT`S MARINA INC | DISTRIBUTION SYSTEM |  | 1 | 8/14/1997 12:00:00 AM
VA4057400 | PB | PBCU | 3Y | RT | Y | DS006 | LCR04 | 500 EAST BANBURY | GWYNNFIELD SUBDIVISION | DISTRIBUTION SYSTEM | FSD | 1 | 11/9/1983 12:00:00 AM
VA4057400 | PB | PBCU | 3Y | RT | Y | DS006 | LCR05 | 287 REVELLE RD | GWYNNFIELD SUBDIVISION | DISTRIBUTION SYSTEM | FSD | 1 | 11/9/1983 12:00:00 AM
VA4057400 | PB | PBCU | 3Y | RT | Y | DS006 | LCR06 | 262 EAST GYWNFIELD | GWYNNFIELD SUBDIVISION | DISTRIBUTION SYSTEM | FSD | 1 | 11/9/1983 12:00:00 AM
VA4057400 | PB | PBCU | 3Y | RT | Y | DS006 | LCR09 | 109 EASTGWYNNFIELD | GWYNNFIELD SUBDIVISION | DISTRIBUTION SYSTEM | FSD | 1 | 11/9/1983 12:00:00 AM
VA4057400 | PB | PBCU | 3Y | RT | Y | DS006 | LCR10 | 288 WEST BANBURY | GWYNNFIELD SUBDIVISION | DISTRIBUTION SYSTEM | FSD | 1 | 11/9/1983 12:00:00 AM
VA4057400 | TC | TC | MN | RT | Y | DS006 | TCR01 |  | GWYNNFIELD SUBDIVISION | DISTRIBUTION SYSTEM |  | 3 | 11/9/1983 12:00:00 AM
VA4057400 | GE | MPN | YR | RT | Y | WL001A | RW01A | WELLHEAD # 1A | GWYNNFIELD SUBDIVISION | DRILLED WELL NO. 1A |  | 1 | 11/9/1983 12:00:00 AM
VA4057400 | GE | MPN | YR | RT | Y | WL002 | RW002 | WELL HEAD #2 | GWYNNFIELD SUBDIVISION | DRILLED WELL #2 |  | 1 | 11/9/1983 12:00:00 AM
VA4057400 | GE | THH5 | 3Y | RT | Y | DS006 | DBP01 | 252 W GWYNNFIELD RD | GWYNNFIELD SUBDIVISION | DISTRIBUTION SYSTEM |  | 1 | 1983-11-09
VA4057450 | TC | TC | QT | RT | Y | DS001 | TCR01 |  | SEGAR'S LEGACY | DISTRIBUTION SYSTEM |  | 1 | 5/12/2020 12:00:00 AM
VA4057450 | GE | NIT | YR | RT | Y | EP001 | EP001 | STORAGE TANK | SEGAR'S LEGACY | ENTRY POINT |  | 1 | 5/12/2020 12:00:00 AM
VA4057457 | PB | PBCU | 3Y | RT | Y | DS001 | LCR01 | PRESCHOOL BATHROOM SINK | LIGHT OF THE WORLD ACADEMY | DISTRIBUTION SYSTEM | FSD | 1 | 9/14/2015 12:00:00 AM
VA4057457 | PB | PBCU | 3Y | RT | Y | DS001 | LCR02 | MENS BATHROOM SINK LEFT | LIGHT OF THE WORLD ACADEMY | DISTRIBUTION SYSTEM | FSD | 1 | 9/14/2015 12:00:00 AM
VA4057457 | PB | PBCU | 3Y | RT | Y | DS001 | LCR03 | MENS BATHROOM SINK RIGHT | LIGHT OF THE WORLD ACADEMY | DISTRIBUTION SYSTEM | FSD | 1 | 9/14/2015 12:00:00 AM
VA4057457 | PB | PBCU | 3Y | RT | Y | DS001 | LCR04 | WOMENS BATHROOM SINK LEFT | LIGHT OF THE WORLD ACADEMY | DISTRIBUTION SYSTEM | FSD | 1 | 9/14/2015 12:00:00 AM
VA4057457 | PB | PBCU | 3Y | RT | Y | DS001 | LCR05 | WATER FOUNTAIN IN HALL | LIGHT OF THE WORLD ACADEMY | DISTRIBUTION SYSTEM | FSD | 1 | 9/14/2015 12:00:00 AM
VA4057457 | TC | TC | MN | RT | Y | DS001 | TCR01 |  | LIGHT OF THE WORLD ACADEMY | DISTRIBUTION SYSTEM |  | 3 | 9/14/2015 12:00:00 AM
VA4057457 | GE | CYN | 3Y | RT | Y | EP001 | EP001 | ENTRY POINT | LIGHT OF THE WORLD ACADEMY | ENTRY POINT |  | 1 | 9/14/2015 12:00:00 AM
VA4057457 | GE | ICMT | 3Y | RT | Y | EP001 | EP001 | ENTRY POINT | LIGHT OF THE WORLD ACADEMY | ENTRY POINT |  | 1 | 9/14/2015 12:00:00 AM
VA4057566 | TC | TC | MN | RT | Y | DS001 | TCR01 |  | MARYFIELD SUB. | DISTRIBUTION SYSTEM |  | 3 | 10/11/1991 12:00:00 AM
VA4057566 | GE | MPN | YR | RT | Y | WL001B | RW001B | WELLHEAD | MARYFIELD SUB. | DRILLED WELL NO. 1B |  | 1 | 10/11/1991 12:00:00 AM
VA4057568 | TC | TC | MN | RT | Y | DS004 | TCR01 |  | MILLERS SQUARE | DISTRIBUTION SYSTEM |  | 3 | 8/12/1987 12:00:00 AM
VA4057568 | GE | MPN | YR | RT | Y | WL001 | RW001 | WELL HEAD | MILLERS SQUARE | DRILLED WELL #1 |  | 1 | 8/12/1987 12:00:00 AM
VA4057675 | PB | PBCU | 6M | RT | Y | DS001 | LCR01 | EMPLOYEE RESTROOM HAND SINK | BLOSSOMS CHILDCARE CENTER | BLOSSOMS CHILDCARE CENTER | FSD | 1 | 5/1/2024 12:00:00 AM
VA4057675 | PB | PBCU | 6M | RT | Y | DS001 | LCR02 | CHILDREN RESTROOM HAND SINK | BLOSSOMS CHILDCARE CENTER | BLOSSOMS CHILDCARE CENTER | FSD | 1 | 5/1/2024 12:00:00 AM
VA4057675 | PB | PBCU | 6M | RT | Y | DS001 | LCR03 | EXTRA RESTROOM HAND SINK | BLOSSOMS CHILDCARE CENTER | BLOSSOMS CHILDCARE CENTER | FSD | 1 | 5/1/2024 12:00:00 AM
VA4057675 | PB | PBCU | 6M | RT | Y | DS001 | LCR04 | KITCHEN WASH SINK | BLOSSOMS CHILDCARE CENTER | BLOSSOMS CHILDCARE CENTER | FSD | 1 | 5/1/2024 12:00:00 AM
VA4057675 | PB | PBCU | 6M | RT | Y | DS001 | LCR05 | KITCHEN HAND SINK | BLOSSOMS CHILDCARE CENTER | BLOSSOMS CHILDCARE CENTER | FSD | 1 | 5/1/2024 12:00:00 AM
VA4057675 | TC | TC | MN | RT | Y | DS001 | TCR01 |  | BLOSSOMS CHILDCARE CENTER | BLOSSOMS CHILDCARE CENTER |  | 3 | 5/1/2024 12:00:00 AM
VA4057675 | GE | CYN | 3Y | RT | Y | EP001 | ST001 | ENTRY POINT | BLOSSOMS CHILDCARE CENTER | ENTRY POINT |  | 1 | 5/1/2024 12:00:00 AM
VA4057675 | GE | ICMT | 3Y | RT | Y | EP001 | ST001 | ENTRY POINT | BLOSSOMS CHILDCARE CENTER | ENTRY POINT |  | 1 | 5/1/2024 12:00:00 AM
VA4057675 | GE | NIT | YR | RT | Y | EP001 | ST001 | ENTRY POINT | BLOSSOMS CHILDCARE CENTER | ENTRY POINT |  | 1 | 5/1/2024 12:00:00 AM
VA4057675 | GE | VOC | QT | RT | Y | EP001 | ST001 | ENTRY POINT | BLOSSOMS CHILDCARE CENTER | ENTRY POINT |  | 1 | 5/1/2024 12:00:00 AM
VA4057680 | TC | TC | MN | RT | Y | DS003 | TCR01 |  | RIVERDALE SUBDIVISION | DISTRIBUTION SYSTEM |  | 3 | 6/24/1977 12:00:00 AM
VA4057680 | GE | MPN | YR | RT | Y | WL004 | RW004 | WELL HEAD | RIVERDALE SUBDIVISION | DRILLED WELL NO 4 |  | 1 | 6/24/1977 12:00:00 AM
VA4057680 | GE | THH5 | 3Y | RT | Y | DS003 | DBP01 | LOT 17 | RIVERDALE SUBDIVISION | DISTRIBUTION SYSTEM |  | 1 | 1977-06-24
VA4057710 | TC | TC | MN | RT | Y | DS001 | TCR01 |  | TAPPAHANNOCK JR. ACADEMY | DISTRIBUTION SYSTEM |  | 3 | 1/10/1991 12:00:00 AM
VA4057750 | TC | TC | MN | RT | Y | DS006 | TCR01 |  | SOUTH HILL BANKS | DISTRIBUTION SYSTEM |  | 3 | 9/2/1980 12:00:00 AM
VA4057750 | GE | IOCA | 3Y | RT | Y | EP002 | EP002 | 3000 GAL HYDRO TANK | SOUTH HILL BANKS | ENTRY POINT NO 2 |  | 1 | 9/2/1980 12:00:00 AM
VA4057750 | GE | META | 3Y | RT | Y | EP002 | EP002 | 3000 GAL HYDRO TANK | SOUTH HILL BANKS | ENTRY POINT NO 2 |  | 1 | 9/2/1980 12:00:00 AM
VA4057750 | GE | NIT | YR | RT | Y | EP002 | EP002 | 3000 GAL HYDRO TANK | SOUTH HILL BANKS | ENTRY POINT NO 2 |  | 1 | 9/2/1980 12:00:00 AM
VA4057750 | GE | VOC | QT | RT | Y | EP002 | EP002 | 3000 GAL HYDRO TANK | SOUTH HILL BANKS | ENTRY POINT NO 2 |  | 1 | 9/2/1980 12:00:00 AM
VA4057750 | GE | MPN | YR | RT | Y | WL001 | RW001 | WELL HEAD | SOUTH HILL BANKS | DRILLED WELL 2 / UVWS#27 |  | 1 | 9/2/1980 12:00:00 AM
VA4057750 | GE | MPN | YR | RT | Y | WL002 | RW002 | WELL HEAD | SOUTH HILL BANKS | DRILLED WELL 3-UVWS#28 |  | 1 | 9/2/1980 12:00:00 AM
VA4057750 | GE | THH5 | 3Y | RT | Y | DS006 | DBP01 | LOT 11 | SOUTH HILL BANKS | DISTRIBUTION SYSTEM |  | 1 | 1980-09-02
VA4057800 | GE | THH5 | YR | RT | Y | DS001 | DBP01 | 1138 DE SHEA ROAD | TAPPAHANNOCK, TOWN OF | DISTRIBUTION SYSTEM |  | 1 | 11/22/1966 12:00:00 AM
VA4057800 | TC | TC | MN | RT | Y | DS001 | TCR01 |  | TAPPAHANNOCK, TOWN OF | DISTRIBUTION SYSTEM |  | 6 | 11/22/1966 12:00:00 AM
VA4057800 | GE | ICMT | 3Y | RT | Y | EP002 | EP002 | WELL NO. 2 - POST CL | TAPPAHANNOCK, TOWN OF | ENTRY POINT NO 2 |  | 1 | 11/22/1966 12:00:00 AM
VA4057800 | GE | NIT | YR | RT | Y | EP002 | EP002 | WELL NO. 2 - POST CL | TAPPAHANNOCK, TOWN OF | ENTRY POINT NO 2 |  | 1 | 11/22/1966 12:00:00 AM
VA4057800 | GE | ICMT | 3Y | RT | Y | EP003 | EP003 | WELL NO. 3 - POST CL | TAPPAHANNOCK, TOWN OF | ENTRY POINT NO 3 |  | 1 | 11/22/1966 12:00:00 AM
VA4057800 | GE | NIT | YR | RT | Y | EP003 | EP003 | WELL NO. 3 - POST CL | TAPPAHANNOCK, TOWN OF | ENTRY POINT NO 3 |  | 1 | 11/22/1966 12:00:00 AM
VA4057800 | GE | NIT | YR | RT | Y | EP004 | EP004 | WELL NO. 4 POST CL | TAPPAHANNOCK, TOWN OF | ENTRY POINT NO. 4 |  | 1 | 11/22/1966 12:00:00 AM
VA4057800 | GE | VOC | 3Y | RT | Y | EP004 | EP004 | WELL NO. 4 POST CL | TAPPAHANNOCK, TOWN OF | ENTRY POINT NO. 4 |  | 1 | 11/22/1966 12:00:00 AM
VA4057800 | GE | MPN | YR | RT | Y | WL002 | RW002 | WELL HEAD | TAPPAHANNOCK, TOWN OF | WELL #2 |  | 1 | 11/22/1966 12:00:00 AM
VA4057800 | GE | MPN | YR | RT | Y | WL003 | RW003 | WELL HEAD | TAPPAHANNOCK, TOWN OF | WELL #3 |  | 1 | 11/22/1966 12:00:00 AM
VA4057800 | GE | MPN | YR | RT | Y | WL004 | RW004 | WELLHEAD # 4 | TAPPAHANNOCK, TOWN OF | WELL # 4 |  | 1 | 11/22/1966 12:00:00 AM
VA4057850 | PB | PBCU | 3Y | RT | Y | DS005 | LC01 | HOUSE KITCHEN SINK | VCU HEALTH TAPPAHANNOCK HOSPITAL | DISTRIBUTION SYSTEM | FSD | 1 | 9/9/1964 12:00:00 AM
VA4057850 | PB | PBCU | 3Y | RT | Y | DS005 | LC02 | APT # 1 KITCHEN SINK | VCU HEALTH TAPPAHANNOCK HOSPITAL | DISTRIBUTION SYSTEM | FSD | 1 | 9/9/1964 12:00:00 AM
VA4057850 | PB | PBCU | 3Y | RT | Y | DS005 | LC03 | APT # 2 KITCHEN SINK | VCU HEALTH TAPPAHANNOCK HOSPITAL | DISTRIBUTION SYSTEM | FSD | 1 | 9/9/1964 12:00:00 AM
VA4057850 | PB | PBCU | 3Y | RT | Y | DS005 | LC04 | APT # 3 KITCHEN SINK | VCU HEALTH TAPPAHANNOCK HOSPITAL | DISTRIBUTION SYSTEM | FSD | 1 | 9/9/1964 12:00:00 AM
VA4057850 | PB | PBCU | 3Y | RT | Y | DS005 | LC05 | APT # 4 KITCHEN SINK | VCU HEALTH TAPPAHANNOCK HOSPITAL | DISTRIBUTION SYSTEM | FSD | 1 | 9/9/1964 12:00:00 AM
VA4057850 | TC | TC | MN | RT | Y | DS005 | TCR01 |  | VCU HEALTH TAPPAHANNOCK HOSPITAL | DISTRIBUTION SYSTEM |  | 3 | 9/9/1964 12:00:00 AM
VA4057850 | GE | ICMT | 3Y | RT | Y | EP001 | EP001 | 5000 GAL HYDRO TANK | VCU HEALTH TAPPAHANNOCK HOSPITAL | ENTRY POINT |  | 1 | 9/9/1964 12:00:00 AM
VA4057850 | GE | NIT | YR | RT | Y | EP001 | EP001 | 5000 GAL HYDRO TANK | VCU HEALTH TAPPAHANNOCK HOSPITAL | ENTRY POINT |  | 1 | 9/9/1964 12:00:00 AM
VA4057850 | GE | MPN | YR | RT | Y | WL002 | RW002 | WELL #2 SAMPLE TAP | VCU HEALTH TAPPAHANNOCK HOSPITAL | WELL NO 3 |  | 1 | 9/9/1964 12:00:00 AM
VA4057850 | GE | THH5 | 3Y | RT | Y | DS005 | DBP01 | APARTMENT BLDG | VCU HEALTH TAPPAHANNOCK HOSPITAL | DISTRIBUTION SYSTEM |  | 1 | 1964-09-09
VA4057900 | GE | THH5 | YR | RT | Y | DS003 | DBP01A | 110 RAVEN RUN ROAD | RIVERVIEW MOBILE ESTATES | DISTRIBUTION SYSTEM |  | 1 | 3/21/1983 12:00:00 AM
VA4057900 | TC | TC | MN | RT | Y | DS003 | TCR01 |  | RIVERVIEW MOBILE ESTATES | DISTRIBUTION SYSTEM |  | 3 | 3/21/1983 12:00:00 AM
VA4057900 | GE | ICMT | 3Y | RT | Y | EP001 | EP001 | 1200-GAL PRESS. TANK | RIVERVIEW MOBILE ESTATES | ENTRY POINT |  | 1 | 3/21/1983 12:00:00 AM
VA4057900 | GE | VOC | 3Y | RT | Y | EP001 | EP001 | 1200-GAL PRESS. TANK | RIVERVIEW MOBILE ESTATES | ENTRY POINT |  | 1 | 3/21/1983 12:00:00 AM
VA4057900 | GE | MPN | YR | RT | Y | WL001A | RW001A | WELLHEAD | RIVERVIEW MOBILE ESTATES | DRILLED WELL NO. 1A |  | 1 | 3/21/1983 12:00:00 AM
VA4073004 | TC | TC | QT | RT | Y | DS001 | TCR01 |  | BEAVER DAM PARK (RT. 606) | DISTRIBUTION SYSTEM |  | 1 | 5/5/1998 12:00:00 AM
VA4073004 | GE | NIT | YR | RT | Y | EP001 | EP001 | BLADDER TANK | BEAVER DAM PARK (RT. 606) | ENTRY POINT |  | 1 | 5/5/1998 12:00:00 AM
VA4073005 | GE | THH5 | YR | RT | Y | DS006 | DBP01 | S-50, ROOM 19 SINK | BETHEL ELEMENTARY SCHOOL | DISTRIBUTION SYSTEM |  | 1 | 8/27/1997 12:00:00 AM
VA4073005 | GE | THH5 | YR | RT | Y | DS006 | DBP02 | S-46, ROOM 23 SINK | BETHEL ELEMENTARY SCHOOL | DISTRIBUTION SYSTEM |  | 1 | 8/27/1997 12:00:00 AM
VA4073005 | PB | PBCU | 3Y | RT | Y | DS006 | LCR01 | LAV KITCHEN BATHROOM | BETHEL ELEMENTARY SCHOOL | DISTRIBUTION SYSTEM | FSD | 1 | 8/27/1997 12:00:00 AM
VA4073005 | PB | PBCU | 3Y | RT | Y | DS006 | LCR02 | WC-BY CAFE | BETHEL ELEMENTARY SCHOOL | DISTRIBUTION SYSTEM | FSD | 1 | 8/27/1997 12:00:00 AM
VA4073005 | PB | PBCU | 3Y | RT | Y | DS006 | LCR03 | RIGHT HAND SINK GIRL | BETHEL ELEMENTARY SCHOOL | DISTRIBUTION SYSTEM | FSD | 1 | 8/27/1997 12:00:00 AM
VA4073005 | PB | PBCU | 3Y | RT | Y | DS006 | LCR04 | SINK ART ROOM | BETHEL ELEMENTARY SCHOOL | DISTRIBUTION SYSTEM | FSD | 1 | 8/27/1997 12:00:00 AM
VA4073005 | PB | PBCU | 3Y | RT | Y | DS006 | LCR05 | WC B-HALL | BETHEL ELEMENTARY SCHOOL | DISTRIBUTION SYSTEM | FSD | 1 | 8/27/1997 12:00:00 AM
VA4073005 | PB | PBCU | 3Y | RT | Y | DS006 | LCR06 | SINK RM#35 | BETHEL ELEMENTARY SCHOOL | DISTRIBUTION SYSTEM | FSD | 1 | 8/27/1997 12:00:00 AM
VA4073005 | PB | PBCU | 3Y | RT | Y | DS006 | LCR07 | SINK RM#38 | BETHEL ELEMENTARY SCHOOL | DISTRIBUTION SYSTEM | FSD | 1 | 8/27/1997 12:00:00 AM
VA4073005 | PB | PBCU | 3Y | RT | Y | DS006 | LCR08 | SINK RIGHTHAND GIRLS | BETHEL ELEMENTARY SCHOOL | DISTRIBUTION SYSTEM | FSD | 1 | 8/27/1997 12:00:00 AM
VA4073005 | PB | PBCU | 3Y | RT | Y | DS006 | LCR09 | SINK RM #26 | BETHEL ELEMENTARY SCHOOL | DISTRIBUTION SYSTEM | FSD | 1 | 8/27/1997 12:00:00 AM
VA4073005 | PB | PBCU | 3Y | RT | Y | DS006 | LCR10 | SINK ROOM 23 | BETHEL ELEMENTARY SCHOOL | DISTRIBUTION SYSTEM | FSD | 1 | 8/27/1997 12:00:00 AM
VA4073005 | TC | TC | MN | RT | Y | DS006 | TCR01 |  | BETHEL ELEMENTARY SCHOOL | DISTRIBUTION SYSTEM |  | 3 | 8/27/1997 12:00:00 AM
VA4073005 | GE | NIT | YR | RT | Y | EP001 | EP001 | 1000 GAL HYDRO TANK | BETHEL ELEMENTARY SCHOOL | ENTRY POINT |  | 1 | 8/27/1997 12:00:00 AM
VA4073005 | GE | MPN | YR | RT | Y | WL001 | RW001 | WELL HEAD #1 | BETHEL ELEMENTARY SCHOOL | DRILLED WELL #1 |  | 1 | 8/27/1997 12:00:00 AM
VA4073005 | GE | MPN | YR | RT | Y | WL002 | RW002 | WELL HEAD #2 | BETHEL ELEMENTARY SCHOOL | DRILLED WELL #2 |  | 1 | 8/27/1997 12:00:00 AM
VA4073005 | GE | MPN | YR | RT | Y | WL003 | RW003 | WELL HEAD #3 | BETHEL ELEMENTARY SCHOOL | DRILLED WELL #3 |  | 1 | 8/27/1997 12:00:00 AM
VA4073010 | TC | TC | QT | RT | Y | DS001 | TCR01 |  | ANNA'S PIZZA | DISTRIBUTION SYSTEM |  | 1 | 10/31/2017 12:00:00 AM
VA4073015 | TC | TC | QT | RT | Y | DS001 | TCR01 |  | BEAVER DAM PARK (RANGER`S STATION) | DISTRIBUTION SYSTEM |  | 1 | 9/16/2004 12:00:00 AM
VA4073015 | GE | NIT | YR | RT | Y | EP001 | TANK | BLADDER TANK | BEAVER DAM PARK (RANGER`S STATION) | ENTRY POINT |  | 1 | 9/16/2004 12:00:00 AM
VA4073045 | TC | TC | QT | RT | Y | DS001 | TCR01 |  | ARK PARK | DISTRIBUTION SYSTEM |  | 1 | 6/11/1999 12:00:00 AM
VA4073060 | TC | TC | QT | RT | Y | DS001 | TCR01 |  | NOONERS BAR AND GRILL | DISTRIBUTION SYSTEM |  | 1 | 8/17/2023 12:00:00 AM
VA4073060 | GE | NIT | YR | RT | Y | EP001 | EP001 | STORAGE TANK | NOONERS BAR AND GRILL | ENTRY POINT |  | 1 | 8/17/2023 12:00:00 AM
VA4073120 | TC | TC | QT | RT | Y | DS001 | TCR01 |  | BURKES MILL POND CAMPGROUND | DISTRIBUTION SYSTEM |  | 1 | 1/1/2000 12:00:00 AM
VA4073120 | GE | NIT | YR | RT | Y | EP001 | EP001 | STORAGE TANK | BURKES MILL POND CAMPGROUND | ENTRY POINT |  | 1 | 1/1/2000 12:00:00 AM
VA4073147 | TC | TC | QT | RT | Y | DS001 | TCR01 |  | CARTERS COVE | DISTRIBUTION SYSTEM |  | 1 | 3/21/2003 12:00:00 AM
VA4073150 | TC | TC | MN | RT | Y | DS001 | TCR01 |  | PERRINDISE MARINA AND CLUB | DISTRIBUTION SYSTEM |  | 3 | 7/1/2003 12:00:00 AM
VA4073150 | GE | NIT | YR | RT | Y | EP001 | EP001 | TANK | PERRINDISE MARINA AND CLUB | ENTRY POINT |  | 1 | 7/1/2003 12:00:00 AM
VA4073150 | GE | NO2 | 9Y | RT | Y | EP001 | EP001 | TANK | PERRINDISE MARINA AND CLUB | ENTRY POINT |  | 1 | 7/1/2003 12:00:00 AM
VA4073150 | GE | MPN | YR | RT | Y | WL001 | RW001 | WELL SAMPLE TAP | PERRINDISE MARINA AND CLUB | DRILLED WELL |  | 1 | 7/1/2003 12:00:00 AM
VA4073175 | TC | TC | QT | RT | Y | DS001 | TCR01 |  | DOLLAR GENERAL - WOODS CROSS | DOLLAR GENERAL STORE |  | 1 | 4/25/2018 12:00:00 AM
VA4073196 | TC | TC | QT | RT | Y | DS950 | TCR01 |  | THOUSAND TRAILS INC | THOUSAND TRAILS INC |  | 1 | 10/1/2002 12:00:00 AM
VA4073230 | TC | TC | MN | RT | Y | DS001 | TCR01 |  | STARTING POINT ACADEMY | DISTRIBUTION SYSTEM |  | 3 | 1/1/2000 12:00:00 AM
VA4073230 | GE | MPN | YR | RT | Y | WL001 | RW001 | WELL | STARTING POINT ACADEMY | WELL |  | 1 | 1/1/2000 12:00:00 AM
VA4073300 | TC | TC | QT | RT | Y | DS005 | TCR01 |  | GLOUCESTER BANKS | DISTRIBUTION SYSTEM |  | 1 | 7/1/2002 12:00:00 AM
VA4073300 | GE | NIT | YR | RT | Y | EP001 | EP001 | CARETAKERS HOUSE | GLOUCESTER BANKS | CARETAKER'S HOUSE |  | 1 | 7/1/2002 12:00:00 AM
VA4073301 | TC | TC | QT | RT | Y | DS001 | TCR01 |  | GLOUCESTER COUNTRY CLUB | DISTRIBUTION SYSTEM |  | 1 | 1/1/2000 12:00:00 AM
VA4073301 | GE | NIT | YR | RT | Y | EP001 | EP001 | BLADDER TANK | GLOUCESTER COUNTRY CLUB | ENTRY POINT |  | 1 | 1/1/2000 12:00:00 AM
VA4073302 | TC | TC | MN | RT | Y | DS005 | TCR01 |  | WARE ACADEMY | DISTRIBUTION SYSTEM |  | 3 | 6/21/1995 12:00:00 AM
VA4073302 | GE | NIT | YR | RT | Y | EP001 | EP001 | 86 GAL BLADDER TANK | WARE ACADEMY | ENTRY POINT |  | 1 | 6/21/1995 12:00:00 AM
VA4073302 | GE | MPN | YR | RT | Y | WL001 | RW001 | WELL HEAD | WARE ACADEMY | DRILLED WELL |  | 1 | 6/21/1995 12:00:00 AM
VA4073308 | TC | TC | MN | RT | Y | DS001 | TCR01 |  | CAMP CARDINAL RV RESORT | UPPER DISTRIBUTION SYSTEM |  | 6 | 10/10/2002 12:00:00 AM
VA4073308 | GE | MPN | YR | RT | Y | WL001 | WL001 | SAMPLE TAP | CAMP CARDINAL RV RESORT | MAIN HOUSE WELL |  | 1 | 10/10/2002 12:00:00 AM
VA4073308 | GE | MPN | YR | RT | Y | WL002 | WL002 | SAMPLE TAP | CAMP CARDINAL RV RESORT | WELL ADJACENT LP GAS |  | 1 | 10/10/2002 12:00:00 AM
VA4073308 | GE | MPN | YR | RT | Y | WL003 | WL003 | SAMPLE TAP | CAMP CARDINAL RV RESORT | PLAYGROUND WELL |  | 1 | 10/10/2002 12:00:00 AM
VA4073308 | GE | MPN | YR | RT | Y | WL004 | WL004 | SAMPLE TAP | CAMP CARDINAL RV RESORT | BACK BATHHOUSE WELL |  | 1 | 10/10/2002 12:00:00 AM
VA4073311 | TC | TC | MN | RT | Y | DS004 | TCR01 |  | GLOUCESTER COUNTY WATER SYSTEM | DISTRIBUTION SYSTEM |  | 30 | 7/27/1981 12:00:00 AM
VA4073311 | GE | THH5 | QT | RT | Y | DS005 | DBP02 | 4801 CLOPTON DRIVE | GLOUCESTER COUNTY WATER SYSTEM | THM & HAA SAMPLING STATION |  | 1 | 7/27/1981 12:00:00 AM
VA4073311 | GE | THH5 | QT | RT | Y | DS007 | DBP04 | 7974 TERRAPIN COVE ROAD | GLOUCESTER COUNTY WATER SYSTEM | THM & HAA SAMPLING STATION |  | 1 | 7/27/1981 12:00:00 AM
VA4073311 | GE | THH5 | QT | RT | Y | DS008 | DBP01 | 6904 FIELDS LANDING ROAD | GLOUCESTER COUNTY WATER SYSTEM | THM & HAA SAMPLING STATION |  | 1 | 7/27/1981 12:00:00 AM
VA4073311 | GE | TOCA | MN | RT | Y | IN001 | IN001 | RESERVOIR INTAKE | GLOUCESTER COUNTY WATER SYSTEM | BEAVER DAM INTAKE |  | 3 | 7/27/1981 12:00:00 AM
VA4073311 | GE | THH5 | QT | RT | Y | MT001 | DBP03 | 1483 GEORGE WASH. HW | GLOUCESTER COUNTY WATER SYSTEM | THM & HAA SAMPLING STATION |  | 1 | 7/27/1981 12:00:00 AM
VA4073311 | GE | TOC | MN | RT | Y | TP001 | UP001 | COMB. FILTERED WATER | GLOUCESTER COUNTY WATER SYSTEM | SURFACE WATER TREATMENT PLANT |  | 3 | 7/27/1981 12:00:00 AM
VA4073311 | GE | MPN | YR | RT | Y | WL004 | RW004 | WELL SAMPLE TAP | GLOUCESTER COUNTY WATER SYSTEM | RO WELL # 1 |  | 1 | 7/27/1981 12:00:00 AM
VA4073330 | TC | TC | QT | RT | Y | DS001 | TCR01 |  | GLOUCESTER MOOSE FAMILY #886 | DISTRIBUTION SYSTEM |  | 1 | 12/22/1997 12:00:00 AM
VA4073330 | GE | MPN | YR | RT | Y | WL001 | WL001 | WELL/WL001 | GLOUCESTER MOOSE FAMILY #886 | WELL |  | 1 | 12/22/1997 12:00:00 AM
VA4073335 | TC | TC | MN | RT | Y | DS001 | TCR01 |  | GRAND KIDS | DISTRIBUTION SYSTEM |  | 3 | 6/10/2005 12:00:00 AM
VA4073360 | TC | TC | MN | RT | Y | DS006 | TCR01 |  | PETSWORTH ELEMENTARY SCHOOL | DISTRIBUTION SYSTEM |  | 3 | 10/1/1991 12:00:00 AM
VA4073360 | GE | META | 3Y | RT | Y | EP001 | EP001 | 525GAL PRESSURE TANK | PETSWORTH ELEMENTARY SCHOOL | ENTRY POINT |  | 1 | 10/1/1991 12:00:00 AM
VA4073360 | GE | NIT | YR | RT | Y | EP001 | EP001 | 525GAL PRESSURE TANK | PETSWORTH ELEMENTARY SCHOOL | ENTRY POINT |  | 1 | 10/1/1991 12:00:00 AM
VA4073360 | GE | MPN | YR | RT | Y | WL002 | RW002 | WELL HEAD #2 | PETSWORTH ELEMENTARY SCHOOL | DRILLED WELL #2 |  | 1 | 10/1/1991 12:00:00 AM
VA4073360 | GE | MPN | YR | RT | Y | WL003 | RW003 | WELL HEAD #3 | PETSWORTH ELEMENTARY SCHOOL | DRILLED WELL #3 |  | 1 | 10/1/1991 12:00:00 AM
VA4073510 | TC | TC | MN | RT | Y | DS001 | TCR01 |  | LAURELWOOD ESTATES TRAILER PK | DISTRIBUTION SYSTEM |  | 3 | 4/1/1985 12:00:00 AM
VA4073510 | GE | CYN | 9Y | RT | Y | EP001 | EP001 | 2000 GAL HYDRO TANK | LAURELWOOD ESTATES TRAILER PK | ENTRY POINT |  | 1 | 4/1/1985 12:00:00 AM
VA4073510 | GE | META | 3Y | RT | Y | EP001 | EP001 | 2000 GAL HYDRO TANK | LAURELWOOD ESTATES TRAILER PK | ENTRY POINT |  | 1 | 4/1/1985 12:00:00 AM
VA4073510 | GE | NIT | YR | RT | Y | EP001 | EP001 | 2000 GAL HYDRO TANK | LAURELWOOD ESTATES TRAILER PK | ENTRY POINT |  | 1 | 4/1/1985 12:00:00 AM
VA4073510 | GE | RADA | 6Y | RT | Y | EP001 | EP001 | 2000 GAL HYDRO TANK | LAURELWOOD ESTATES TRAILER PK | ENTRY POINT |  | 1 | 4/1/1985 12:00:00 AM
VA4073510 | GE | MPN | YR | RT | Y | WL002 | RW002 | WELL HEAD #2 | LAURELWOOD ESTATES TRAILER PK | DRILLED WELL #2 |  | 1 | 4/1/1985 12:00:00 AM
VA4073510 | GE | MPN | YR | RT | Y | WL003 | MPN03 | WELL HEAD #3/WL003 | LAURELWOOD ESTATES TRAILER PK | DRILLED WELL #3 |  | 1 | 4/1/1985 12:00:00 AM
VA4073660 | TC | TC | MN | RT | Y | DS001 | TCR01 |  | POINTERS FOOD MART | DISTRIBUTION SYSTEM |  | 3 | 7/18/2023 12:00:00 AM
VA4073660 | GE | NIT | YR | RT | Y | EP001 | EP001 | ENTRY POINT | POINTERS FOOD MART | ENTRY POINT |  | 1 | 7/18/2023 12:00:00 AM
VA4073678 | GE | THH5 | YR | RT | Y | DS006 | DBP02 | EWC 4 - 7TH GR. BLUE AREA | PEASLEY MIDDLE SCHOOL | DISTRIBUTION SYSTEM |  | 1 | 9/20/1990 12:00:00 AM
VA4073678 | TC | TC | MN | RT | Y | DS006 | TCR01 |  | PEASLEY MIDDLE SCHOOL | DISTRIBUTION SYSTEM |  | 3 | 9/20/1990 12:00:00 AM
VA4073678 | GE | MPN | YR | RT | Y | WL002 | RW002 | WELL HEAD #2 | PEASLEY MIDDLE SCHOOL | DRILLED WELL #2 |  | 1 | 9/20/1990 12:00:00 AM
VA4073678 | GE | MPN | YR | RT | Y | WL003 | RW003 | WELL HEAD #3 | PEASLEY MIDDLE SCHOOL | DRILLED WELL #3 |  | 1 | 9/20/1990 12:00:00 AM
VA4073678 | GE | MPN | YR | RT | Y | WL004 | RW004 | WELL HEAD #4 | PEASLEY MIDDLE SCHOOL | DRILLED WELL #4 |  | 1 | 9/20/1990 12:00:00 AM
VA4073678 | GE | MPN | YR | RT | Y | WL005 | RW005 | WELL HEAD #5 | PEASLEY MIDDLE SCHOOL | DRILLED WELL #5 |  | 1 | 9/20/1990 12:00:00 AM
VA4073700 | TC | TC | MN | RT | Y | DS001 | TCR01 |  | RAPPAHANNOCK COMMUNITY COLLEGE | DISTRIBUTION SYSTEM |  | 3 | 11/24/1972 12:00:00 AM
VA4073735 | TC | TC | MN | RT | Y | DS006 | TCR01 |  | R&L TRAILER PARK | DISTRIBUTION SYSTEM |  | 3 | 7/19/1983 12:00:00 AM
VA4073735 | GE | MPN | YR | RT | Y | WL001 | RW001 | WELL HEAD #1 | R&L TRAILER PARK | DRILLED WELL #1 |  | 1 | 7/19/1983 12:00:00 AM
VA4073735 | GE | MPN | YR | RT | Y | WL002 | RW002 | WELL HEAD #2 | R&L TRAILER PARK | DRILLED WELL #2 |  | 1 | 7/19/1983 12:00:00 AM
VA4073800 | GE | THH5 | QT | RT | Y | DS006 | DBP01 | LOT 16, LAUREN V. LN | WATERVIEW MOBILE HOME PARK | DISTRIBUTION SYSTEM |  | 1 | 6/30/1977 12:00:00 AM
VA4073800 | TC | TC | MN | RT | Y | DS006 | TCR01 |  | WATERVIEW MOBILE HOME PARK | DISTRIBUTION SYSTEM |  | 3 | 6/30/1977 12:00:00 AM
VA4073800 | GE | MPN | YR | RT | Y | WL001 | RW001 | WELL HEAD #1 | WATERVIEW MOBILE HOME PARK | DRILLED WELL #1 |  | 1 | 6/30/1977 12:00:00 AM
VA4073800 | GE | MPN | YR | RT | Y | WL004 | WL004 | WELL # 4 | WATERVIEW MOBILE HOME PARK | DRILLED WELL # 4 |  | 1 | 6/30/1977 12:00:00 AM
VA4073800 | GE | RADA | 6Y | RT | Y | EP001 | EP001 | 2000-GAL PRESS TANK | WATERVIEW MOBILE HOME PARK | ENTRY POINT |  | 1 | 1977-06-30
VA4073850 | TC | TC | QT | RT | Y | DS001 | TCR01 |  | SEVERN YACHTING CENTER | DISTRIBUTION SYSTEM |  | 1 | 12/24/2017 12:00:00 AM
VA4073860 | TC | TC | QT | RT | Y | DS001 | TCR01 |  | MACHICOMOCO - CAMPGROUNDS | DISTRIBUTION SYSTEM |  | 1 | 10/5/2020 12:00:00 AM
VA4073860 | GE | NIT | YR | RT | Y | EP001 | EP001 | ENTRY POINT | MACHICOMOCO - CAMPGROUNDS | ENTRY POINT |  | 1 | 10/5/2020 12:00:00 AM
VA4073860 | GE | MPN | YR | RT | Y | WL001 | RW001 | WELL #1 | MACHICOMOCO - CAMPGROUNDS | WELL #1 |  | 1 | 10/5/2020 12:00:00 AM
VA4073861 | TC | TC | QT | RT | Y | DS001 | TCR01 |  | MACHICOMOCO - INTERPRETIVE PENINSULA | DISTRIBUTION SYSTEM |  | 1 | 10/5/2020 12:00:00 AM
VA4073861 | GE | NIT | YR | RT | Y | EP001 | EP001 | ENTRY POINT | MACHICOMOCO - INTERPRETIVE PENINSULA | ENTRY POINT |  | 1 | 10/5/2020 12:00:00 AM
VA4073861 | GE | MPN | YR | RT | Y | WL001 | RW001 | WELL NO.1 | MACHICOMOCO - INTERPRETIVE PENINSULA | WELL NO.1 |  | 1 | 10/5/2020 12:00:00 AM
VA4073880 | TC | TC | QT | RT | Y | DS001 | TCR01 |  | WARE RIVER YACHT CLUB | DISTRIBUTION SYSTEM |  | 1 | 10/1/2002 12:00:00 AM
VA4073880 | GE | NIT | YR | RT | Y | EP001 | EP001 | STORAGE TANK | WARE RIVER YACHT CLUB | ENTRY POINT |  | 1 | 10/1/2002 12:00:00 AM
VA4073882 | TC | TC | QT | RT | Y | DS001 | TCR01 |  | WARNER HALL PROPERTIES | DISTRIBUTION SYSTEM |  | 1 | 8/21/2000 12:00:00 AM
VA4073882 | GE | MPN | YR | RT | Y | WL001 | RW001 | WELL | WARNER HALL PROPERTIES | WELL |  | 1 | 8/21/2000 12:00:00 AM
VA4073895 | TC | TC | QT | RT | Y | DS001 | TCR01 |  | WHITCOMB LODGE | DISTRIBUTION SYSTEM |  | 1 | 6/6/2001 12:00:00 AM
VA4073970 | TC | TC | QT | RT | Y | DS001 | TCR01 |  | ZOLL VINEYARDS | DISTRIBUTION SYSTEM |  | 1 | 7/23/2019 12:00:00 AM
VA4075003 | PB | PBCU | 6M | RT | Y | DS001 | LC001 | STUDIO A - B/R #1 SINK | ACTON ACADEMY WEST END | DISTRIBUTION SYSTEM | FSD | 1 | 9/10/2024 12:00:00 AM
VA4075003 | PB | PBCU | 6M | RT | Y | DS001 | LC002 | STUDIO A - B/R #2 SINK | ACTON ACADEMY WEST END | DISTRIBUTION SYSTEM | FSD | 1 | 9/10/2024 12:00:00 AM
VA4075003 | PB | PBCU | 6M | RT | Y | DS001 | LC003 | STUDIO B - B/R SINK | ACTON ACADEMY WEST END | DISTRIBUTION SYSTEM | FSD | 1 | 9/10/2024 12:00:00 AM
VA4075003 | PB | PBCU | 6M | RT | Y | DS001 | LC004 | STUDIO B - KITCHENETTE SINK | ACTON ACADEMY WEST END | DISTRIBUTION SYSTEM | FSD | 1 | 9/10/2024 12:00:00 AM
VA4075003 | PB | PBCU | 6M | RT | Y | DS001 | LC005 | WAREHOUSE - UPSTAIRS B/R #1 SINK | ACTON ACADEMY WEST END | DISTRIBUTION SYSTEM | FSD | 1 | 9/10/2024 12:00:00 AM
VA4075003 | TC | TC | MN | RT | Y | DS001 | TCR01 |  | ACTON ACADEMY WEST END | DISTRIBUTION SYSTEM |  | 3 | 9/10/2024 12:00:00 AM
VA4075003 | GE | VOC | QT | RT | Y | EP001 | EP001 | ENTRY POINT | ACTON ACADEMY WEST END | ENTRY POINT |  | 1 | 9/10/2024 12:00:00 AM
VA4075005 | PB | PBCU | YR | RT | Y | DS001 | LC001 | RESIDENCE - 2ND FLOOR RR | ADAMS INTERNATIONAL SCHOOL | DISTRIBUTION SYSTEM | FSD | 1 | 9/21/2011 12:00:00 AM
VA4075005 | PB | PBCU | YR | RT | Y | DS001 | LC002 | RESIDENCE - 3RD FLOOR RR | ADAMS INTERNATIONAL SCHOOL | DISTRIBUTION SYSTEM | FSD | 1 | 9/21/2011 12:00:00 AM
VA4075005 | PB | PBCU | YR | RT | Y | DS001 | LC003 | RESIDENCE - KITCHEN | ADAMS INTERNATIONAL SCHOOL | DISTRIBUTION SYSTEM | FSD | 1 | 9/21/2011 12:00:00 AM
VA4075005 | PB | PBCU | YR | RT | Y | DS001 | LC004 | SCHOOL - 2ND FLOOR RR | ADAMS INTERNATIONAL SCHOOL | DISTRIBUTION SYSTEM | FSD | 1 | 9/21/2011 12:00:00 AM
VA4075005 | PB | PBCU | YR | RT | Y | DS001 | LC005 | SCHOOL - KITCHEN | ADAMS INTERNATIONAL SCHOOL | DISTRIBUTION SYSTEM | FSD | 1 | 9/21/2011 12:00:00 AM
VA4075005 | TC | TC | MN | RT | Y | DS001 | TCR01 |  | ADAMS INTERNATIONAL SCHOOL | DISTRIBUTION SYSTEM |  | 3 | 9/21/2011 12:00:00 AM
VA4075025 | TC | TC | QT | RT | Y | DS001 | TCR01 |  | BOGEYS SPORTS PARK | DISTRIBUTION SYSTEM |  | 1 | 1/1/2000 12:00:00 AM
VA4075025 | GE | MPN | YR | RT | Y | WL001 | RW001 | WELL NO. 1/WL001 | BOGEYS SPORTS PARK | WELL NO. 1 |  | 1 | 1/1/2000 12:00:00 AM
VA4075030 | TC | TC | QT | RT | Y | DS001 | TCR01 |  | INDUSTRIAL TAPHOUSE WEST | DISTRIBUTION SYSTEM |  | 1 | 2/26/2024 12:00:00 AM
VA4075030 | GE | MPN | YR | RT | Y | WL002 | RW002 | RAW TAP | INDUSTRIAL TAPHOUSE WEST | DRILLED WELL NO. 2 |  | 1 | 2/26/2024 12:00:00 AM
VA4075040 | PB | PBCU | 3Y | RT | Y | DS950 | LC009 | ROOM 100 | BYRD ELEMENTARY SCHOOL | DISTRIBUTION SYSTEM | FSD | 1 | 3/11/1992 12:00:00 AM
VA4075040 | PB | PBCU | 3Y | RT | Y | DS950 | LC010 | KITCHEN HAND BASIN | BYRD ELEMENTARY SCHOOL | DISTRIBUTION SYSTEM | FSD | 1 | 3/11/1992 12:00:00 AM
VA4075040 | PB | PBCU | 3Y | RT | Y | DS950 | LC012 | CLINIC HAND SINK | BYRD ELEMENTARY SCHOOL | DISTRIBUTION SYSTEM | FSD | 1 | 3/11/1992 12:00:00 AM
VA4075040 | PB | PBCU | 3Y | RT | Y | DS950 | LC013 | TEACHER BATHROOM GYM | BYRD ELEMENTARY SCHOOL | DISTRIBUTION SYSTEM | FSD | 1 | 3/11/1992 12:00:00 AM
VA4075040 | PB | PBCU | 3Y | RT | Y | DS950 | LC014 | ROOM 103 HAND SINK | BYRD ELEMENTARY SCHOOL | DISTRIBUTION SYSTEM | FSD | 1 | 3/11/1992 12:00:00 AM
VA4075040 | TC | TC | MN | RT | Y | DS950 | TCR01 |  | BYRD ELEMENTARY SCHOOL | DISTRIBUTION SYSTEM |  | 3 | 3/11/1992 12:00:00 AM
VA4075040 | GE | VOC | 3Y | RT | Y | EP001 | EP001 | HYDRO TANK | BYRD ELEMENTARY SCHOOL | ENTRY POINT |  | 1 | 3/11/1992 12:00:00 AM
VA4075040 | GE | MPN | YR | RT | Y | WL001 | RW001 | WELL | BYRD ELEMENTARY SCHOOL | WELL |  | 1 | 3/11/1992 12:00:00 AM
VA4075040 | GE | THH5 | 3Y | RT | Y | DS950 | DBP01 | MEDIA CTR -WRK-HS | BYRD ELEMENTARY SCHOOL | DISTRIBUTION SYSTEM |  | 1 | 1992-03-11
VA4075045 | TC | TC | QT | RT | Y | DS001 | TCR01 |  | CAMP T. BRADY SAUNDERS | DISTRIBUTION SYSTEM |  | 1 | 1/1/2000 12:00:00 AM
VA4075045 | GE | NIT | YR | RT | Y | EP001 | EP001 | 40,000-GAL STANDPIPE | CAMP T. BRADY SAUNDERS | ENTRY POINT |  | 1 | 1/1/2000 12:00:00 AM
VA4075045 | GE | MPN | YR | RT | Y | WL002 | RW001 | RAW TAP | CAMP T. BRADY SAUNDERS | WELL NO.2 |  | 1 | 1/1/2000 12:00:00 AM
VA4075049 | TC | TC | MN | RT | Y | DS001 | TCR01 |  | CAMP HILBERT | DISTRIBUTION SYSTEM |  | 3 | 1/1/1980 12:00:00 AM
VA4075049 | GE | NIT | YR | RT | Y | EP001 | EP001 | PRESSURE TANK TAP | CAMP HILBERT | ENTRY POINT |  | 1 | 1/1/1980 12:00:00 AM
VA4075049 | GE | MPN | YR | RT | Y | WL001 | RW001 | RAW TAP | CAMP HILBERT | DRILLED WELL |  | 1 | 1/1/1980 12:00:00 AM
VA4075100 | PB | PBCU | 3Y | RT | Y | DS001 | LC001 | 1653 RIVER ROAD WEST | CROZIER | DISTRIBUTION SYSTEM | FSD | 1 | 4/4/1947 12:00:00 AM
VA4075100 | PB | PBCU | 3Y | RT | Y | DS001 | LC002 | 1601 RIVER ROAD WEST | CROZIER | DISTRIBUTION SYSTEM | FSD | 1 | 4/4/1947 12:00:00 AM
VA4075100 | PB | PBCU | 3Y | RT | Y | DS001 | LC003 | 922 LEE ROAD | CROZIER | DISTRIBUTION SYSTEM | FSD | 1 | 4/4/1947 12:00:00 AM
VA4075100 | PB | PBCU | 3Y | RT | Y | DS001 | LC004 | 978 LEE ROAD | CROZIER | DISTRIBUTION SYSTEM | FSD | 1 | 4/4/1947 12:00:00 AM
VA4075100 | PB | PBCU | 3Y | RT | Y | DS001 | LC007 | 962 LEE ROAD | CROZIER | DISTRIBUTION SYSTEM | FSD | 1 | 4/4/1947 12:00:00 AM
VA4075100 | TC | TC | MN | RT | Y | DS001 | TCR01 |  | CROZIER | DISTRIBUTION SYSTEM |  | 3 | 4/4/1947 12:00:00 AM
VA4075100 | GE | MPN | YR | RT | Y | WL001 | RW001A | RAW TAP | CROZIER | DRILLED WELL NO. 1A |  | 1 | 4/4/1947 12:00:00 AM
VA4075140 | TC | TC | QT | RT | Y | DS001 | TCR01 |  | DOLLAR GENERAL - HADENSVILLE | DISTRIBUTION SYSTEM |  | 1 | 3/29/2023 12:00:00 AM
VA4075150 | TC | TC | QT | RT | Y | DS001 | TCR01 |  | DOVER BAPTIST CHURCH | DISTRIBUTION SYSTEM |  | 1 | 3/17/2022 12:00:00 AM
VA4075160 | TC | TC | QT | RT | Y | DS001 | TCR01 |  | DOVER HALL | DISTRIBUTION SYSTEM |  | 1 | 4/7/2025 12:00:00 AM
VA4075160 | GE | NIT | YR | RT | Y | EP001 | EP001 | ENTRY POINT | DOVER HALL | ENTRY POINT |  | 1 | 4/7/2025 12:00:00 AM
VA4075200 | PB | PBCU | 3Y | RT | Y | DS001 | LC001 | ADM BLDG-UPSTAIR SK | ELK HILL FARM | DISTRIBUTION SYSTEM | FSD | 1 | 6/24/1977 12:00:00 AM
VA4075200 | PB | PBCU | 3Y | RT | Y | DS001 | LC002 | WEST COTTAGE | ELK HILL FARM | DISTRIBUTION SYSTEM | FSD | 1 | 6/24/1977 12:00:00 AM
VA4075200 | PB | PBCU | 3Y | RT | Y | DS001 | LC005 | CARAVATI COTTAGE | ELK HILL FARM | DISTRIBUTION SYSTEM | FSD | 1 | 6/24/1977 12:00:00 AM
VA4075200 | PB | PBCU | 3Y | RT | Y | DS001 | LC006 | DINING HALL | ELK HILL FARM | DISTRIBUTION SYSTEM | FSD | 1 | 6/24/1977 12:00:00 AM
VA4075200 | PB | PBCU | 3Y | RT | Y | DS001 | LC007 | PROGRAM OFFICE | ELK HILL FARM | DISTRIBUTION SYSTEM | FSD | 1 | 6/24/1977 12:00:00 AM
VA4075200 | TC | TC | MN | RT | Y | DS001 | TCR01 |  | ELK HILL FARM | DISTRIBUTION SYSTEM |  | 3 | 6/24/1977 12:00:00 AM
VA4075200 | GE | NIT | YR | RT | Y | EP001 | EP001 | HYDRO TANK | ELK HILL FARM | ENTRY POINT |  | 1 | 6/24/1977 12:00:00 AM
VA4075240 | TC | TC | QT | RT | Y | DS001 | TCR01 |  | LOLA'S FARMHOUSE BISTRO | DISTRIBUTION SYSTEM |  | 1 | 8/22/2017 12:00:00 AM
VA4075280 | GE | TTHM | QT | RT | Y | DS001 | DBP03 | 2897 RIVER ROAD WEST | GOOCHLAND COURTHOUSE | DISTRIBUTION SYSTEM |  | 1 | 5/4/1995 12:00:00 AM
VA4075280 | GE | HAA5 | QT | RT | Y | DS001 | DBP04 | 2420 BRIDLE RIDGE | GOOCHLAND COURTHOUSE | DISTRIBUTION SYSTEM |  | 1 | 5/4/1995 12:00:00 AM
VA4075280 | TC | TC | MN | RT | Y | DS001 | TCR01 |  | GOOCHLAND COURTHOUSE | DISTRIBUTION SYSTEM |  | 9 | 5/4/1995 12:00:00 AM
VA4075281 | TC | TC | QT | RT | Y | DS001 | TCR01 |  | GOOCHLAND DRIVE-IN THEATER | DISTRIBUTION SYSTEM |  | 1 | 7/17/2017 12:00:00 AM
VA4075283 | GE | THH5 | YR | RT | Y | DS001 | DBP02 | HYDRANT - 641 LONGFIELD | EASTERN GOOCHLAND CENTRAL WATER SYSTEM | DISTRIBUTION SYSTEM |  | 1 | 7/9/1978 12:00:00 AM
VA4075283 | TC | TC | MN | RT | Y | DS001 | TCR01 |  | EASTERN GOOCHLAND CENTRAL WATER SYSTEM | DISTRIBUTION SYSTEM |  | 18 | 7/9/1978 12:00:00 AM
VA4075285 | TC | TC | QT | RT | Y | DS001 | TCR01 |  | OLD CENTRAL HIGH SCHOOL | DISTRIBUTION SYSTEM |  | 1 | 9/20/2016 12:00:00 AM
VA4075285 | GE | MPN | YR | RT | Y | WL002 | WL002 | WELL NO. 2 | OLD CENTRAL HIGH SCHOOL | WELL NO. 2 |  | 1 | 9/20/2016 12:00:00 AM
VA4075320 | TC | TC | QT | RT | Y | DS001 | TCR01 |  | GOOCHLAND FIRE & RESCUE STATION #6 | DISTRIBUTION SYSTEM |  | 1 | 2/10/2017 12:00:00 AM
VA4075320 | GE | MPN | YR | RT | Y | WL001 | WL001 | WELL NO. 1 - WELL HEAD | GOOCHLAND FIRE & RESCUE STATION #6 | WELL NO. 1 |  | 1 | 2/10/2017 12:00:00 AM
VA4075350 | GE | THH5 | YR | RT | Y | DS001 | DBP01 | CLUBHS - 2ND FL -MEN | HERMITAGE COUNTRY CLUB | DISTRIBUTION SYSTEM |  | 1 | 10/30/1975 12:00:00 AM
VA4075350 | TC | TC | MN | RT | Y | DS001 | TCR01 |  | HERMITAGE COUNTRY CLUB | DISTRIBUTION SYSTEM |  | 3 | 10/30/1975 12:00:00 AM
VA4075350 | GE | NIT | YR | RT | Y | EP001 | EP001 | HYDROPNEUMATIC TANK | HERMITAGE COUNTRY CLUB | ENTRY POINT |  | 1 | 10/30/1975 12:00:00 AM
VA4075350 | GE | MPN | YR | RT | Y | WL001 | RW001 | RAW TAP | HERMITAGE COUNTRY CLUB | WELL |  | 1 | 10/30/1975 12:00:00 AM
VA4075368 | TC | TC | MN | RT | Y | DS001 | TCR01 |  | GG PIZZA | DISTRIBUTION SYSTEM |  | 3 | 11/17/2020 12:00:00 AM
VA4075375 | TC | TC | QT | RT | Y | DS001 | TCR01 |  | HILL TOP DISTILLERY | DISTRIBUTION SYSTEM |  | 1 | 1/15/2020 12:00:00 AM
VA4075390 | TC | TC | MN | RT | Y | DS950 | TCR01 |  | I-64 REST AREA EBL -OILVILLE | DISTRIBUTION SYTEM |  | 6 | 4/14/2010 12:00:00 AM
VA4075390 | GE | MPN | YR | RT | Y | WL001 | WL001 | WELL DISCHARGE | I-64 REST AREA EBL -OILVILLE | DRILLED WELL |  | 1 | 4/14/2010 12:00:00 AM
VA4075391 | TC | TC | MN | RT | Y | DS950 | TCR01 |  | I-64 REST AREA WBL-OILVILLE | DISTRIBUTION SYSTEM |  | 6 | 4/14/2010 12:00:00 AM
VA4075391 | GE | MPN | YR | RT | Y | WL001 | WL001 | WELL HEAD | I-64 REST AREA WBL-OILVILLE | DRILLED WELL |  | 1 | 4/14/2010 12:00:00 AM
VA4075400 | GE | TTHM | YR | RT | Y | DS001 | DBP01 | 212 SWEETBRIAR DR | JAMES RIVER ESTATES | DISTRIBUTION SYSTEM |  | 1 | 12/17/1956 12:00:00 AM
VA4075400 | GE | HAA5 | YR | RT | Y | DS001 | DBP02 | 208 EAST BROOK RUN DRIVE | JAMES RIVER ESTATES | DISTRIBUTION SYSTEM |  | 1 | 12/17/1956 12:00:00 AM
VA4075400 | PB | PBCU | 3Y | RT | Y | DS001 | LC001 | 200 E. BROOK RUN DR | JAMES RIVER ESTATES | DISTRIBUTION SYSTEM | FSD | 1 | 12/17/1956 12:00:00 AM
VA4075400 | PB | PBCU | 3Y | RT | Y | DS001 | LC002 | 206 E. BROOK RUN DR | JAMES RIVER ESTATES | DISTRIBUTION SYSTEM | FSD | 1 | 12/17/1956 12:00:00 AM
VA4075400 | PB | PBCU | 3Y | RT | Y | DS001 | LC003 | 212 W. BROOK RUN DR | JAMES RIVER ESTATES | DISTRIBUTION SYSTEM | FSD | 1 | 12/17/1956 12:00:00 AM
VA4075400 | PB | PBCU | 3Y | RT | Y | DS001 | LC008 | 206 SWEETBRIAR DR | JAMES RIVER ESTATES | DISTRIBUTION SYSTEM | FSD | 1 | 12/17/1956 12:00:00 AM
VA4075400 | PB | PBCU | 3Y | RT | Y | DS001 | LC010 | 218 W. BROOK RUN DR | JAMES RIVER ESTATES | DISTRIBUTION SYSTEM | FSD | 1 | 12/17/1956 12:00:00 AM
VA4075400 | TC | TC | MN | RT | Y | DS001 | TCR01 |  | JAMES RIVER ESTATES | DISTRIBUTION SYSTEM |  | 3 | 12/17/1956 12:00:00 AM
VA4075400 | GE | MPN | YR | RT | Y | WL002 | RW002 | RAW TAP | JAMES RIVER ESTATES | DRILLED WELL NO. 2 |  | 1 | 12/17/1956 12:00:00 AM
VA4075400 | GE | MPN | YR | RT | Y | WL004 | RW02A | RAW TAP | JAMES RIVER ESTATES | DRILLED WELL NO. 2A |  | 1 | 12/17/1956 12:00:00 AM
VA4075500 | GE | THH5 | YR | RT | Y | DS001 | DBP03 | 343 WILLWAY DRIVE | MANAKIN FARMS | DISTRIBUTION SYSTEM |  | 1 | 5/6/1976 12:00:00 AM
VA4075500 | PB | PBCU | 3Y | RT | Y | DS001 | LC003 | 310 HICKORY DRIVE | MANAKIN FARMS | DISTRIBUTION SYSTEM | FSD | 1 | 5/6/1976 12:00:00 AM
VA4075500 | PB | PBCU | 3Y | RT | Y | DS001 | LC004 | 212 WILLWAY DRIVE | MANAKIN FARMS | DISTRIBUTION SYSTEM | FSD | 1 | 5/6/1976 12:00:00 AM
VA4075500 | PB | PBCU | 3Y | RT | Y | DS001 | LC006 | 207 WILLWAY DRIVE | MANAKIN FARMS | DISTRIBUTION SYSTEM | FSD | 1 | 5/6/1976 12:00:00 AM
VA4075500 | PB | PBCU | 3Y | RT | Y | DS001 | LC007 | 300 WILLWAY DRIVE | MANAKIN FARMS | DISTRIBUTION SYSTEM | FSD | 1 | 5/6/1976 12:00:00 AM
VA4075500 | PB | PBCU | 3Y | RT | Y | DS001 | LC013 | 103 HOLLY DRIVE | MANAKIN FARMS | DISTRIBUTION SYSTEM | FSD | 1 | 5/6/1976 12:00:00 AM
VA4075500 | PB | PBCU | 3Y | RT | Y | DS001 | LC015 | 100 HICKORY DRIVE | MANAKIN FARMS | DISTRIBUTION SYSTEM | FSD | 1 | 5/6/1976 12:00:00 AM
VA4075500 | PB | PBCU | 3Y | RT | Y | DS001 | LC016 | 101 HICKORY DRIVE | MANAKIN FARMS | DISTRIBUTION SYSTEM | FSD | 1 | 5/6/1976 12:00:00 AM
VA4075500 | PB | PBCU | 3Y | RT | Y | DS001 | LC017 | 512 RED MAPLE DR | MANAKIN FARMS | DISTRIBUTION SYSTEM | FSD | 1 | 5/6/1976 12:00:00 AM
VA4075500 | PB | PBCU | 3Y | RT | Y | DS001 | LC018 | 518 RED MAPLE DR | MANAKIN FARMS | DISTRIBUTION SYSTEM | FSD | 1 | 5/6/1976 12:00:00 AM
VA4075500 | PB | PBCU | 3Y | RT | Y | DS001 | LC020 | 113 DOGWOOD DR | MANAKIN FARMS | DISTRIBUTION SYSTEM | FSD | 1 | 5/6/1976 12:00:00 AM
VA4075500 | TC | TC | MN | RT | Y | DS001 | TCR01 |  | MANAKIN FARMS | DISTRIBUTION SYSTEM |  | 3 | 5/6/1976 12:00:00 AM
VA4075500 | GE | MPN | YR | RT | Y | WL007 | RW007 | RAW TAP | MANAKIN FARMS | DRILLED WELL NO. 7 |  | 1 | 5/6/1976 12:00:00 AM
VA4075500 | GE | MPN | YR | RT | Y | WL010 | RW010 | RAW TAP | MANAKIN FARMS | DRILLED WELL NO. 10 |  | 1 | 5/6/1976 12:00:00 AM
VA4075500 | GE | MPN | YR | RT | Y | WL011 | RW011 | WELL HEAD - NO. 11 | MANAKIN FARMS | DRILLED WELL NO. 11 |  | 1 | 5/6/1976 12:00:00 AM
VA4075500 | GE | MPN | YR | RT | Y | WL012 | RW012 | WELL HEAD - NO. 12 | MANAKIN FARMS | DRILLED WELL NO. 12 |  | 1 | 5/6/1976 12:00:00 AM
VA4075520 | TC | TC | MN | RT | Y | DS001 | TCR01 |  | CHELSEA REHABILITATION AND HEALTHCARE | DISTRIBUTION SYSTEM |  | 3 | 4/3/1991 12:00:00 AM
VA4075520 | GE | MPN | YR | RT | Y | WL001 | RW001 | DRILLED WELL/WL001 | CHELSEA REHABILITATION AND HEALTHCARE | DRILLED WELL |  | 1 | 4/3/1991 12:00:00 AM
VA4075520 | GE | THH5 | 3Y | RT | Y | DS001 | DBP01 | MEN'S RESTROOM SINK | CHELSEA REHABILITATION AND HEALTHCARE | DISTRIBUTION SYSTEM |  | 1 | 1991-04-03
VA4075530 | TC | TC | QT | RT | Y | DS001 | TCR01 |  | MT. GILEAD BAPTIST CHURCH | DISTRIBUTION SYSTEM |  | 1 | 7/9/2015 12:00:00 AM
VA4075530 | GE | NIT | YR | RT | Y | EP001 | EP001 | RECREATION HALL RESTROOM HAND SINK | MT. GILEAD BAPTIST CHURCH | ENTRY POINT |  | 1 | 7/9/2015 12:00:00 AM
VA4075530 | GE | MPN | YR | RT | Y | WL002 | WL002 | DRILLED WELL NO. 2 | MT. GILEAD BAPTIST CHURCH | DRILLED WELL NO. 2 |  | 1 | 7/9/2015 12:00:00 AM
VA4075600 | TC | TC | QT | RT | Y | DS001 | TCR01 |  | OILVILLE PIT STOP (STORE 586) | DISTRIBUTION SYSTEM |  | 1 | 12/22/1997 12:00:00 AM
VA4075600 | GE | NIT | YR | RT | Y | EP001 | EP001 | DS 4- SER. CART FLTS | OILVILLE PIT STOP (STORE 586) | ENTRY POINT |  | 1 | 12/22/1997 12:00:00 AM
VA4075610 | TC | TC | QT | RT | Y | DS001 | TCR01 |  | OILVILLE EXXON AND CONVENIENCE CENTER | DISTRIBUTION SYSTEM |  | 1 | 10/20/1999 12:00:00 AM
VA4075610 | GE | MPN | YR | RT | Y | WL001 | RW001 | WELL-WL001 | OILVILLE EXXON AND CONVENIENCE CENTER | WELL |  | 1 | 10/20/1999 12:00:00 AM
VA4075615 | TC | TC | QT | RT | Y | DS001 | TCR01 |  | OILVILLE RETAIL CENTER | DISTRIBUTION SYSTEM |  | 1 | 5/10/2012 12:00:00 AM
VA4075615 | GE | MPN | YR | RT | Y | WL001 | WL001 | WELL DISCHARGE PIPING RAW TAP | OILVILLE RETAIL CENTER | DRILLED WELL |  | 1 | 5/10/2012 12:00:00 AM
VA4075630 | GE | THH5 | YR | RT | Y | DS001 | DBP01 | 411 BRIARWOOD CIRCLE | PAGEBROOK | DISTRIBUTION SYSTEM |  | 1 | 2/3/1970 12:00:00 AM
VA4075630 | PB | PBCU | 3Y | RT | Y | DS001 | LC001 | 408 KNOLLWOOD DRIVE | PAGEBROOK | DISTRIBUTION SYSTEM | FSD | 1 | 2/3/1970 12:00:00 AM
VA4075630 | PB | PBCU | 3Y | RT | Y | DS001 | LC002 | 404 KNOLLWOOD DRIVE | PAGEBROOK | DISTRIBUTION SYSTEM | FSD | 1 | 2/3/1970 12:00:00 AM
VA4075630 | PB | PBCU | 3Y | RT | Y | DS001 | LC003 | 417 BRIARWOOD CIRCLE | PAGEBROOK | DISTRIBUTION SYSTEM | FSD | 1 | 2/3/1970 12:00:00 AM
VA4075630 | PB | PBCU | 3Y | RT | Y | DS001 | LC006 | 403 KNOLLWOOD DRIVE | PAGEBROOK | DISTRIBUTION SYSTEM | FSD | 1 | 2/3/1970 12:00:00 AM
VA4075630 | PB | PBCU | 3Y | RT | Y | DS001 | LC007 | 405 KNOLLWOOD DRIVE | PAGEBROOK | DISTRIBUTION SYSTEM | FSD | 1 | 2/3/1970 12:00:00 AM
VA4075630 | TC | TC | MN | RT | Y | DS001 | TCR01 |  | PAGEBROOK | DISTRIBUTION SYSTEM |  | 3 | 2/3/1970 12:00:00 AM
VA4075660 | PB | PBCU | 3Y | RT | Y | DS950 | LC001 | KITCHEN-3 COMP SINK | RANDOLPH ELEMENTARY SCHOOL | DISTRIBUTION SYSTEM | FSD | 1 | 9/30/1991 12:00:00 AM
VA4075660 | PB | PBCU | 3Y | RT | Y | DS950 | LC006 | GYM CUSTODIAL SINK | RANDOLPH ELEMENTARY SCHOOL | DISTRIBUTION SYSTEM | FSD | 1 | 9/30/1991 12:00:00 AM
VA4075660 | PB | PBCU | 3Y | RT | Y | DS950 | LC007 | FRONT HALL BOTTLE FILLER | RANDOLPH ELEMENTARY SCHOOL | DISTRIBUTION SYSTEM | FSD | 1 | 9/30/1991 12:00:00 AM
VA4075660 | PB | PBCU | 3Y | RT | Y | DS950 | LC008 | TEACHER BATH BACK HALL | RANDOLPH ELEMENTARY SCHOOL | DISTRIBUTION SYSTEM | FSD | 1 | 9/30/1991 12:00:00 AM
VA4075660 | PB | PBCU | 3Y | RT | Y | DS950 | LC009 | CLINIC HAND SINK | RANDOLPH ELEMENTARY SCHOOL | DISTRIBUTION SYSTEM | FSD | 1 | 9/30/1991 12:00:00 AM
VA4075660 | TC | TC | MN | RT | Y | DS950 | TCR01 |  | RANDOLPH ELEMENTARY SCHOOL | DISTRIBUTION SYSTEM |  | 3 | 9/30/1991 12:00:00 AM
VA4075660 | GE | MPN | YR | RT | Y | WL001 | WL001 | WELL HEAD | RANDOLPH ELEMENTARY SCHOOL | WELL |  | 1 | 9/30/1991 12:00:00 AM
VA4075660 | GE | THH5 | 3Y | RT | Y | DS950 | DBP01 | KITCHEN-3-COMP SINK | RANDOLPH ELEMENTARY SCHOOL | DISTRIBUTION SYSTEM |  | 1 | 1991-09-30
VA4075680 | PB | PBCU | 3Y | RT | Y | DS001 | LC001 | 104 WILLOW OAKS ROAD | RIVER OAKS | DISTRIBUTION SYSTEM | FSD | 1 | 5/8/2012 12:00:00 AM
VA4075680 | PB | PBCU | 3Y | RT | Y | DS001 | LC002 | 109 WILLOW OAKS ROAD | RIVER OAKS | DISTRIBUTION SYSTEM | FSD | 1 | 5/8/2012 12:00:00 AM
VA4075680 | PB | PBCU | 3Y | RT | Y | DS001 | LC003 | 107 WILLOW OAKS ROAD | RIVER OAKS | DISTRIBUTION SYSTEM | FSD | 1 | 5/8/2012 12:00:00 AM
VA4075680 | PB | PBCU | 3Y | RT | Y | DS001 | LC004 | 110 WILLOW OAKS ROAD | RIVER OAKS | DISTRIBUTION SYSTEM | FSD | 1 | 5/8/2012 12:00:00 AM
VA4075680 | PB | PBCU | 3Y | RT | Y | DS001 | LC005 | 115 WILLOW OAKS ROAD | RIVER OAKS | DISTRIBUTION SYSTEM | FSD | 1 | 5/8/2012 12:00:00 AM
VA4075680 | TC | TC | MN | RT | Y | DS001 | TCR01 |  | RIVER OAKS | DISTRIBUTION SYSTEM |  | 3 | 5/8/2012 12:00:00 AM
VA4075680 | GE | NIT | YR | RT | Y | EP001 | EP001 | HYDRO TANK | RIVER OAKS | ENTRY POINT |  | 1 | 5/8/2012 12:00:00 AM
VA4075705 | TC | TC | QT | RT | Y | DS001 | TCR01 |  | DOVER WELL | DISTRIBUTION SYSTEM |  | 1 | 3/24/2004 12:00:00 AM
VA4075705 | GE | MPN | YR | RT | Y | WL001 | RW001 | WELL NO. 1 | DOVER WELL | WELL NO. 1 |  | 1 | 3/24/2004 12:00:00 AM
VA4075720 | TC | TC | QT | RT | Y | DS001 | TCR01 |  | BROTHERS ITALIAN RESTAURANT | DISTRIBUTION SYSTEM |  | 1 | 3/20/2001 12:00:00 AM
VA4075720 | GE | NIT | YR | RT | Y | EP001 | EP001 | 3-COMP. SINK | BROTHERS ITALIAN RESTAURANT | ENTRY POINT |  | 1 | 3/20/2001 12:00:00 AM
VA4075720 | GE | MPN | YR | RT | Y | WL001 | RW001 | RAW TAP | BROTHERS ITALIAN RESTAURANT | WELL |  | 1 | 3/20/2001 12:00:00 AM
VA4075735 | GE | THH5 | QT | RT | Y | DS001 | DBP05 | DMCC MAINTENANCE | JAMES RIVER CORRECTIONAL CTR | JRCC DISTRIBUTION SYSTEM |  | 1 | 10/11/1920 12:00:00 AM
VA4075735 | TC | TC | MN | RT | Y | DS001 | TCR01 |  | JAMES RIVER CORRECTIONAL CTR | JRCC DISTRIBUTION SYSTEM |  | 6 | 10/11/1920 12:00:00 AM
VA4075735 | GE | FL2 | MN | ST | N | EP001 | EP001 | WTP CLEARWELL | JAMES RIVER CORRECTIONAL CTR | WTP ENTRY POINT |  | 3 | 10/11/1920 12:00:00 AM
VA4075735 | GE | ICMT | YR | RT | Y | EP001 | EP001 | WTP CLEARWELL | JAMES RIVER CORRECTIONAL CTR | WTP ENTRY POINT |  | 1 | 10/11/1920 12:00:00 AM
VA4075735 | GE | NIT | YR | RT | Y | EP001 | EP001 | WTP CLEARWELL | JAMES RIVER CORRECTIONAL CTR | WTP ENTRY POINT |  | 1 | 10/11/1920 12:00:00 AM
VA4075735 | GE | VOC | YR | RT | Y | EP001 | EP001 | WTP CLEARWELL | JAMES RIVER CORRECTIONAL CTR | WTP ENTRY POINT |  | 1 | 10/11/1920 12:00:00 AM
VA4075735 | GE | TOCA | MN | RT | Y | IN002 | IN002 | INTAKE STRUCTURE | JAMES RIVER CORRECTIONAL CTR | JAMES RIVER INTAKE |  | 3 | 10/11/1920 12:00:00 AM
VA4075735 | GE | TOC | MN | RT | Y | TP001 | TP001 | AFTER FILTER | JAMES RIVER CORRECTIONAL CTR | TREATMENT PLANT |  | 3 | 10/11/1920 12:00:00 AM
VA4075780 | TC | TC | QT | RT | Y | DS001 | TCR01 |  | SYCAMORE CREEK GOLF COURSE | DISTRIBUTION SYSTEM |  | 1 | 1/1/2000 12:00:00 AM
VA4075780 | GE | MPN | YR | RT | Y | WL001 | RW001 | RAW TAP | SYCAMORE CREEK GOLF COURSE | DRILLED WELL |  | 1 | 1/1/2000 12:00:00 AM
VA4075920 | TC | TC | QT | RT | Y | DS001 | TCR01 |  | WESTVIEW ON THE JAMES | DISTRIBUTION SYSTEM |  | 1 | 1/1/2000 12:00:00 AM
VA4075920 | GE | MPN | YR | RT | Y | WL001 | RW001 | WELL NO. 1/WL001 | WESTVIEW ON THE JAMES | WELL NO. 1 |  | 1 | 1/1/2000 12:00:00 AM
VA4075920 | GE | MPN | YR | RT | Y | WL002 | RW002 | WELL NO. 2/WL002 | WESTVIEW ON THE JAMES | WELL NO. 2 |  | 1 | 1/1/2000 12:00:00 AM
VA4085037 | TC | TC | MN | RT | Y | DS001 | TCR01 |  | ATLEE SQUARE SHOPPING CENTER | DISTRIBUTION - ATLEE SQUARE |  | 3 | 5/2/1990 12:00:00 AM
VA4085037 | GE | MPN | YR | RT | Y | WL001 | RW001 | BLOWOFF BEFORE TREATMENT | ATLEE SQUARE SHOPPING CENTER | WELL |  | 1 | 5/2/1990 12:00:00 AM
VA4085037 | GE | THH5 | 3Y | RT | Y | DS001 | DBP01 | 9173 ATLEE RD BTHRM SINK FAUCET | ATLEE SQUARE SHOPPING CENTER | DISTRIBUTION - ATLEE SQUARE |  | 1 | 1990-05-02
VA4085047 | GE | THH5 | YR | RT | Y | DS001 | DBP01 | 7427 STRAWHORN RD | AVONDALE | DISTRIBUTION - AVONDALE |  | 1 | 6/24/1977 12:00:00 AM
VA4085047 | PB | PBCU | 3Y | RT | Y | DS001 | LC001 | 9225 DERWENT DR | AVONDALE | DISTRIBUTION - AVONDALE | FSD | 1 | 6/24/1977 12:00:00 AM
VA4085047 | PB | PBCU | 3Y | RT | Y | DS001 | LC004 | 7392 COLESBURY CT | AVONDALE | DISTRIBUTION - AVONDALE | FSD | 1 | 6/24/1977 12:00:00 AM
VA4085047 | PB | PBCU | 3Y | RT | Y | DS001 | LC007 | 7565 STUDLEY RD | AVONDALE | DISTRIBUTION - AVONDALE | FSD | 1 | 6/24/1977 12:00:00 AM
VA4085047 | PB | PBCU | 3Y | RT | Y | DS001 | LC008 | 8029 STRAWHORN DR | AVONDALE | DISTRIBUTION - AVONDALE | FSD | 1 | 6/24/1977 12:00:00 AM
VA4085047 | PB | PBCU | 3Y | RT | Y | DS001 | LC015 | 7994 CHARTWELL DRIVE | AVONDALE | DISTRIBUTION - AVONDALE | FSD | 1 | 6/24/1977 12:00:00 AM
VA4085047 | PB | PBCU | 3Y | RT | Y | DS001 | LC016 | 7469 STRAWHORN DR. | AVONDALE | DISTRIBUTION - AVONDALE | FSD | 1 | 6/24/1977 12:00:00 AM
VA4085047 | PB | PBCU | 3Y | RT | Y | DS001 | LC017 | 9286 COLESBURY DRIVE | AVONDALE | DISTRIBUTION - AVONDALE | FSD | 1 | 6/24/1977 12:00:00 AM
VA4085047 | PB | PBCU | 3Y | RT | Y | DS001 | LC020 | 7377 SEDGEMOOR CR. | AVONDALE | DISTRIBUTION - AVONDALE | FSD | 1 | 6/24/1977 12:00:00 AM
VA4085047 | PB | PBCU | 3Y | RT | Y | DS001 | LC021 | 9143 BRAMPTON DRIVE | AVONDALE | DISTRIBUTION - AVONDALE | FSD | 1 | 6/24/1977 12:00:00 AM
VA4085047 | PB | PBCU | 3Y | RT | Y | DS001 | LC029 | 9285 COLESBURY DRIVE | AVONDALE | DISTRIBUTION - AVONDALE | FSD | 1 | 6/24/1977 12:00:00 AM
VA4085047 | TC | TC | MN | RT | Y | DS001 | TCR01 |  | AVONDALE | DISTRIBUTION - AVONDALE |  | 6 | 6/24/1977 12:00:00 AM
VA4085047 | GE | MPN | YR | RT | Y | WL001 | RW001 | TAP BEFORE TREATMENT-ROBIN RIDGE WELL | AVONDALE | ROBIN RIDGE WELL (EP01) |  | 1 | 6/24/1977 12:00:00 AM
VA4085047 | GE | MPN | YR | RT | Y | WL002 | RW002 | TAP BEFORE TREATMENT-AVONDALE WELL 1 | AVONDALE | AVONDALE WELL #1 (EP02) |  | 1 | 6/24/1977 12:00:00 AM
VA4085047 | GE | MPN | YR | RT | Y | WL003 | RW003 | TAP BEFORE TREATMENT-AVONDALE #2 | AVONDALE | AVONDALE WELL #2 (EP03) |  | 1 | 6/24/1977 12:00:00 AM
VA4085052 | PB | PBCU | 3Y | RT | Y | DS001 | LC002 | BUILDING 4 KITCHEN | BAPTIST MISSIONARY LEARNING CENTER | DISTRIBUTION - BAPTIST MLC | FSD | 1 | 12/15/1983 12:00:00 AM
VA4085052 | PB | PBCU | 3Y | RT | Y | DS001 | LC004 | BUILDING 11A KITCHEN | BAPTIST MISSIONARY LEARNING CENTER | DISTRIBUTION - BAPTIST MLC | FSD | 1 | 12/15/1983 12:00:00 AM
VA4085052 | PB | PBCU | 3Y | RT | Y | DS001 | LC007 | BUILDING 15 KITCHEN | BAPTIST MISSIONARY LEARNING CENTER | DISTRIBUTION - BAPTIST MLC | FSD | 1 | 12/15/1983 12:00:00 AM
VA4085052 | PB | PBCU | 3Y | RT | Y | DS001 | LC008 | BUILDING 18 KITCHEN | BAPTIST MISSIONARY LEARNING CENTER | DISTRIBUTION - BAPTIST MLC | FSD | 1 | 12/15/1983 12:00:00 AM
VA4085052 | PB | PBCU | 3Y | RT | Y | DS001 | LC009 | BUILDING 19 BATH SNK | BAPTIST MISSIONARY LEARNING CENTER | DISTRIBUTION - BAPTIST MLC | FSD | 1 | 12/15/1983 12:00:00 AM
VA4085052 | TC | TC | MN | RT | Y | DS001 | TCR01 |  | BAPTIST MISSIONARY LEARNING CENTER | DISTRIBUTION - BAPTIST MLC |  | 3 | 12/15/1983 12:00:00 AM
VA4085052 | GE | ICMT | 3Y | RT | Y | EP001 | EP001 | HYDRO TANK | BAPTIST MISSIONARY LEARNING CENTER | ENTRY POINT #1 |  | 1 | 12/15/1983 12:00:00 AM
VA4085052 | GE | NIT | YR | RT | Y | EP001 | EP001 | HYDRO TANK | BAPTIST MISSIONARY LEARNING CENTER | ENTRY POINT #1 |  | 1 | 12/15/1983 12:00:00 AM
VA4085052 | GE | VOC | 3Y | RT | Y | EP001 | EP001 | HYDRO TANK | BAPTIST MISSIONARY LEARNING CENTER | ENTRY POINT #1 |  | 1 | 12/15/1983 12:00:00 AM
VA4085052 | GE | MPN | YR | RT | Y | WL001 | RW001 | WELL HEAD #1 | BAPTIST MISSIONARY LEARNING CENTER | WELL #1 |  | 1 | 12/15/1983 12:00:00 AM
VA4085052 | GE | MPN | YR | RT | Y | WL003 | RW003 | WELL PIPE #3 BEFORE TREATMENT | BAPTIST MISSIONARY LEARNING CENTER | WELL #3 |  | 1 | 12/15/1983 12:00:00 AM
VA4085052 | GE | MPN | YR | RT | Y | WL004 | RW004 | WELL HEAD #4 | BAPTIST MISSIONARY LEARNING CENTER | WELL #4 |  | 1 | 12/15/1983 12:00:00 AM
VA4085052 | GE | MPN | YR | RT | Y | WL005 | RW005 | WELL HEAD #5 | BAPTIST MISSIONARY LEARNING CENTER | WELL #5 |  | 1 | 12/15/1983 12:00:00 AM
VA4085071 | TC | TC | MN | RT | Y | DS001 | TCR01 |  | BEAVERDAM ELEMENTARY SCHOOL | DISTRIBUTION - BEAVERDAM ES |  | 3 | 8/2/1991 12:00:00 AM
VA4085071 | GE | MPN | YR | RT | Y | WL001 | RW001 | WELL PIPE BEFORE TREATMENT | BEAVERDAM ELEMENTARY SCHOOL | WELL NO. 1 |  | 1 | 8/2/1991 12:00:00 AM
VA4085072 | GE | THH5 | YR | RT | Y | DS001 | DBP01 | KITCHEN HAND SINK | BEAVERDAM BAPTIST | DISTRIBUTION |  | 1 | 9/1/2020 12:00:00 AM
VA4085072 | PB | PBCU | YR | RT | Y | DS001 | LC001 | KITCHEN SINK 1 | BEAVERDAM BAPTIST | DISTRIBUTION | FSD | 1 | 9/1/2020 12:00:00 AM
VA4085072 | PB | PBCU | YR | RT | Y | DS001 | LC002 | ROOM 115 SINK | BEAVERDAM BAPTIST | DISTRIBUTION | FSD | 1 | 9/1/2020 12:00:00 AM
VA4085072 | PB | PBCU | YR | RT | Y | DS001 | LC003 | ROOM 126 SINK | BEAVERDAM BAPTIST | DISTRIBUTION | FSD | 1 | 9/1/2020 12:00:00 AM
VA4085072 | PB | PBCU | YR | RT | Y | DS001 | LC004 | KITCHEN SINK 2 | BEAVERDAM BAPTIST | DISTRIBUTION | FSD | 1 | 9/1/2020 12:00:00 AM
VA4085072 | PB | PBCU | YR | RT | Y | DS001 | LC005 | RESTROOM 2 | BEAVERDAM BAPTIST | DISTRIBUTION | FSD | 1 | 9/1/2020 12:00:00 AM
VA4085072 | TC | TC | MN | RT | Y | DS001 | TCR01 |  | BEAVERDAM BAPTIST | DISTRIBUTION |  | 3 | 9/1/2020 12:00:00 AM
VA4085072 | GE | MPN | YR | RT | Y | WL001 | RW001 | WELL HEAD | BEAVERDAM BAPTIST | DRILLED WELL #1 |  | 1 | 9/1/2020 12:00:00 AM
VA4085080 | TC | TC | MN | RT | Y | DS001 | TCR01 |  | BEREA BAPTIST CHURCH | DISTRIBUTION - BEREA BAPTIST |  | 3 | 1/1/2000 12:00:00 AM
VA4085080 | GE | MPN | YR | RT | Y | WL001 | RW001 | WELL PIPE BEFORE TREATMENT AT TANK HOUSE | BEREA BAPTIST CHURCH | WELL |  | 1 | 1/1/2000 12:00:00 AM
VA4085129 | TC | TC | MN | RT | Y | DS001 | TCR01 |  | CALVARY PENTECOSTAL CAMP | DISTRIBUTION - CALVARY PENTECOSTAL |  | 3 | 12/22/1997 12:00:00 AM
VA4085129 | GE | MPN | YR | RT | Y | WL005 | RW005 | WELL PIPE #5 BEFORE TREATMENT AT TANK HO | CALVARY PENTECOSTAL CAMP | WELL #5 |  | 1 | 12/22/1997 12:00:00 AM
VA4085129 | GE | MPN | YR | RT | Y | WL006 | RW006 | WELL PIPE #6 BEFORE TREATMENT AT TANK HO | CALVARY PENTECOSTAL CAMP | WELL #6 |  | 1 | 12/22/1997 12:00:00 AM
VA4085129 | GE | THH5 | 3Y | RT | Y | DS001 | DBP01 | RED DORM: OUT SPIGT | CALVARY PENTECOSTAL CAMP | DISTRIBUTION - CALVARY PENTECOSTAL |  | 1 | 1997-12-22
VA4085133 | TC | TC | QT | RT | Y | DS001 | TCR01 |  | CAMP HANOVER | DISTRIBUTION - CAMP HANOVER |  | 1 | 1/1/2000 12:00:00 AM
VA4085133 | GE | MPN | YR | RT | Y | WL001 | RW001 | TAP ON DISCHARGE PIPE-WELL HS | CAMP HANOVER | DRILLED WELL |  | 1 | 1/1/2000 12:00:00 AM
VA4085140 | GE | THH5 | YR | RT | Y | DS001 | DBP01 | 7380 LEXINGTON DR | CHERRYDALE SUBDIVISION | DISTRIBUTION - CHERRYDALE |  | 1 | 6/24/1977 12:00:00 AM
VA4085140 | TC | TC | MN | RT | Y | DS001 | TCR01 |  | CHERRYDALE SUBDIVISION | DISTRIBUTION - CHERRYDALE |  | 3 | 6/24/1977 12:00:00 AM
VA4085140 | GE | MPN | YR | RT | Y | WL001 | RW001 | TAP PRIOR TREATMENT | CHERRYDALE SUBDIVISION | WELL NO. 1 |  | 1 | 6/24/1977 12:00:00 AM
VA4085140 | GE | MPN | YR | RT | Y | WL002 | RW002 | TAP PRIOR TREATMENT | CHERRYDALE SUBDIVISION | WELL NO. 2 |  | 1 | 6/24/1977 12:00:00 AM
VA4085155 | PB | PBCU | 6M | RT | Y | DS001 | LC001 | 7267 PLACIDA DRIVE | COLONIAL FOREST | DISTRIBUTION - COLONIAL FOREST | FSD | 1 | 6/24/1977 12:00:00 AM
VA4085155 | PB | PBCU | 6M | RT | Y | DS001 | LC002 | 10248 KORONA DR | COLONIAL FOREST | DISTRIBUTION - COLONIAL FOREST | FSD | 1 | 6/24/1977 12:00:00 AM
VA4085155 | PB | PBCU | 6M | RT | Y | DS001 | LC003 | 7288 WINDERMERE DR | COLONIAL FOREST | DISTRIBUTION - COLONIAL FOREST | FSD | 1 | 6/24/1977 12:00:00 AM
VA4085155 | PB | PBCU | 6M | RT | Y | DS001 | LC004 | 7272 WINDERMERE DR | COLONIAL FOREST | DISTRIBUTION - COLONIAL FOREST | FSD | 1 | 6/24/1977 12:00:00 AM
VA4085155 | PB | PBCU | 6M | RT | Y | DS001 | LC005 | 7312 WINDERMERE DR | COLONIAL FOREST | DISTRIBUTION - COLONIAL FOREST | FSD | 1 | 6/24/1977 12:00:00 AM
VA4085155 | PB | PBCU | 6M | RT | Y | DS001 | LC006 | 10210 GEORGETOWN R | COLONIAL FOREST | DISTRIBUTION - COLONIAL FOREST | FSD | 1 | 6/24/1977 12:00:00 AM
VA4085155 | PB | PBCU | 6M | RT | Y | DS001 | LC007 | 10241 KORONA DRIVE | COLONIAL FOREST | DISTRIBUTION - COLONIAL FOREST | FSD | 1 | 6/24/1977 12:00:00 AM
VA4085155 | PB | PBCU | 6M | RT | Y | DS001 | LC008 | 10227 WANZER HILL RD | COLONIAL FOREST | DISTRIBUTION - COLONIAL FOREST | FSD | 1 | 6/24/1977 12:00:00 AM
VA4085155 | PB | PBCU | 6M | RT | Y | DS001 | LC009 | 7283 PLACIDA CIRCLE | COLONIAL FOREST | DISTRIBUTION - COLONIAL FOREST | FSD | 1 | 6/24/1977 12:00:00 AM
VA4085155 | PB | PBCU | 6M | RT | Y | DS001 | LC010 | 10231 FENHOLLOWAY | COLONIAL FOREST | DISTRIBUTION - COLONIAL FOREST | FSD | 1 | 6/24/1977 12:00:00 AM
VA4085155 | TC | TC | MN | RT | Y | DS001 | TCR01 |  | COLONIAL FOREST | DISTRIBUTION - COLONIAL FOREST |  | 3 | 6/24/1977 12:00:00 AM
VA4085155 | GE | ICMT | 3Y | RT | Y | EP001 | EP001 | HYDRO TANK-WELL 1 | COLONIAL FOREST | ENTRY POINT NO 1 |  | 1 | 6/24/1977 12:00:00 AM
VA4085155 | GE | VOC | 3Y | RT | Y | EP002 | EP002 | HYDRO TANK-WELL 2 | COLONIAL FOREST | ENTRY POINT NO 2 |  | 1 | 6/24/1977 12:00:00 AM
VA4085155 | GE | MPN | YR | RT | Y | WL001 | RW001 | TAP BEFORE TREATMENT- WELL # 1 | COLONIAL FOREST | DRILLED WELL #1 |  | 1 | 6/24/1977 12:00:00 AM
VA4085155 | GE | MPN | YR | RT | Y | WL002 | RW002 | TAP BEFORE TREATMENT-WELL #2 | COLONIAL FOREST | DRILLED WELL #2 |  | 1 | 6/24/1977 12:00:00 AM
VA4085200 | TC | TC | MN | RT | Y | DS001 | TCR01 |  | DIANNE RIDGE | DISTRIBUTION - DIANNE RIDGE |  | 3 | 6/24/1977 12:00:00 AM
VA4085200 | GE | MPN | YR | RT | Y | WL01B | RW01B | WELL 1B | DIANNE RIDGE | WELL 1B |  | 1 | 6/24/1977 12:00:00 AM
VA4085200 | GE | THH5 | 3Y | RT | Y | DS001 | DB309 | 9172 BLAKEWOOD DR | DIANNE RIDGE | DISTRIBUTION - DIANNE RIDGE |  | 1 | 1977-06-24
VA4085275 | TC | TC | QT | RT | Y | DS001 | TCR01 |  | FASMART 22 | DISTRIBUTION SYSTEM |  | 1 | 12/17/2019 12:00:00 AM
VA4085275 | GE | VOC | QT | RT | Y | EP001 | EP001 | KITCHEN SINK | FASMART 22 | ENTRY POINT |  | 1 | 12/17/2019 12:00:00 AM
VA4085275 | GE | VOC | QT | RT | Y | WL001 | RW001 | RAW TAP WELL #1 | FASMART 22 | WELL |  | 1 | 12/17/2019 12:00:00 AM
VA4085292 | TC | TC | QT | RT | Y | DS001 | TCR01 |  | FIRST SHILOH BAPTIST | DISTRIBUTION - FIRST SHILOH |  | 1 | 12/15/2016 12:00:00 AM
VA4085320 | TC | TC | MN | RT | Y | DS001 | TCR01 |  | GEORGETOWN SUBDIVISION | DISTRIBUTION - GEORGETOWN |  | 3 | 11/20/1979 12:00:00 AM
VA4085320 | GE | MPN | YR | RT | Y | WL001 | RW001 | WELL HEAD NO. 1 | GEORGETOWN SUBDIVISION | WELL NO. 1 |  | 1 | 11/20/1979 12:00:00 AM
VA4085320 | GE | THH5 | 3Y | RT | Y | DS001 | DB313 | 11070 SUGARLOAF DR | GEORGETOWN SUBDIVISION | DISTRIBUTION - GEORGETOWN |  | 1 | 1979-11-20
VA4085335 | GE | THH5 | YR | RT | Y | DS001 | DBP01 | 13228 COURTHOUSE RD | HANOVER COURTHOUSE | DISTRIBUTION - HANOVER COURTHOUSE |  | 1 | 6/15/1979 12:00:00 AM
VA4085335 | PB | PBCU | 3Y | RT | Y | DS001 | LC002 | 13228 HANOVER COURTHOUSE RD/MENS RR | HANOVER COURTHOUSE | DISTRIBUTION - HANOVER COURTHOUSE | FSD | 1 | 6/15/1979 12:00:00 AM
VA4085335 | PB | PBCU | 3Y | RT | Y | DS001 | LC005 | 7515 COUNTY COMPLEX RD/MENS RR 1ST | HANOVER COURTHOUSE | DISTRIBUTION - HANOVER COURTHOUSE | FSD | 1 | 6/15/1979 12:00:00 AM
VA4085335 | PB | PBCU | 3Y | RT | Y | DS001 | LC010 | 7497 LIBRARY DRIVE/LABORATORY | HANOVER COURTHOUSE | DISTRIBUTION - HANOVER COURTHOUSE | FSD | 1 | 6/15/1979 12:00:00 AM
VA4085335 | PB | PBCU | 3Y | RT | Y | DS001 | LC013 | 13228 HANOVER COURTHOUSE RD/WOMANS RR | HANOVER COURTHOUSE | DISTRIBUTION - HANOVER COURTHOUSE | FSD | 1 | 6/15/1979 12:00:00 AM
VA4085335 | PB | PBCU | 3Y | RT | Y | DS001 | LC014 | 7497 COUNTY COMPLEX RD/MENS HNDCP RR 1ST | HANOVER COURTHOUSE | DISTRIBUTION - HANOVER COURTHOUSE | FSD | 1 | 6/15/1979 12:00:00 AM
VA4085335 | PB | PBCU | 3Y | RT | Y | DS001 | LC016 | 7527 LIBRARY DRIVE/MENS RR 1ST | HANOVER COURTHOUSE | DISTRIBUTION - HANOVER COURTHOUSE | FSD | 1 | 6/15/1979 12:00:00 AM
VA4085335 | PB | PBCU | 3Y | RT | Y | DS001 | LC017 | 7527 LIBRARY DRIVE/BREAK RM SINK 2ND | HANOVER COURTHOUSE | DISTRIBUTION - HANOVER COURTHOUSE | FSD | 1 | 6/15/1979 12:00:00 AM
VA4085335 | PB | PBCU | 3Y | RT | Y | DS001 | LC019 | 13181 HANOVER COURTHOUSE RD/STAFF RR 3RD | HANOVER COURTHOUSE | DISTRIBUTION - HANOVER COURTHOUSE | FSD | 1 | 6/15/1979 12:00:00 AM
VA4085335 | PB | PBCU | 3Y | RT | Y | DS001 | LC023 | 7240 COURTLAND FARM RD/MENS VISITOR RR | HANOVER COURTHOUSE | DISTRIBUTION - HANOVER COURTHOUSE | FSD | 1 | 6/15/1979 12:00:00 AM
VA4085335 | PB | PBCU | 3Y | RT | Y | DS001 | LC024 | 7240 COURTLAND FARM RD/WOMANS VISITOR RR | HANOVER COURTHOUSE | DISTRIBUTION - HANOVER COURTHOUSE | FSD | 1 | 6/15/1979 12:00:00 AM
VA4085335 | TC | TC | MN | RT | Y | DS001 | TCR01 |  | HANOVER COURTHOUSE | DISTRIBUTION - HANOVER COURTHOUSE |  | 6 | 6/15/1979 12:00:00 AM
VA4085335 | GE | MPN | YR | RT | Y | WL003 | RW003 | SAMPLE STATION-WELL PAMPW-1 | HANOVER COURTHOUSE | WELL #3 (PAMPW-1, EP#3) |  | 1 | 6/15/1979 12:00:00 AM
VA4085335 | GE | MPN | YR | RT | Y | WL004 | RW004 | WELL PAM-1 SAMPLE STATION | HANOVER COURTHOUSE | WELL #4 (PAM-1, EP#3) |  | 1 | 6/15/1979 12:00:00 AM
VA4085343 | TC | TC | MN | RT | Y | DS001 | TCR01 |  | HANOVER ACADEMY | DISTRIBUTION - HANOVER ACADEMY |  | 3 | 10/25/1990 12:00:00 AM
VA4085343 | GE | ICMT | 3Y | RT | Y | EP001 | EP001 | TAP AFTER TREATMENT | HANOVER ACADEMY | ENTRY POINT |  | 1 | 10/25/1990 12:00:00 AM
VA4085343 | GE | VOC | 3Y | RT | Y | EP001 | EP001 | TAP AFTER TREATMENT | HANOVER ACADEMY | ENTRY POINT |  | 1 | 10/25/1990 12:00:00 AM
VA4085343 | GE | MPN | YR | RT | Y | WL002 | RW002 | TAP BEFORE BLADDER TANK | HANOVER ACADEMY | WELL #2 |  | 1 | 10/25/1990 12:00:00 AM
VA4085344 | TC | TC | QT | RT | Y | DS001 | TCR01 |  | TAYLOR HOUSE COMPLEX | DISTRIBUTION - TAYLOR HOUSE |  | 1 | 7/29/1992 12:00:00 AM
VA4085344 | GE | NIT | YR | RT | Y | EP001 | EP001 | BLADDER TANK-TAYLOR | TAYLOR HOUSE COMPLEX | ENTRY POINT - WELLWATER |  | 1 | 7/29/1992 12:00:00 AM
VA4085344 | GE | MPN | QT | RT | Y | WL001 | RW001 | TAP@ PUMP RM PRIOR TREATMENT | TAYLOR HOUSE COMPLEX | BORED WELL |  | 1 | 7/29/1992 12:00:00 AM
VA4085345 | GE | THH5 | YR | RT | Y | DS001 | DBP01 | CLASSROOM #4 | HANOVER COMMUNITY CENTER | DISTRIBUTION SYSTEM |  | 1 | 3/31/2023 12:00:00 AM
VA4085345 | TC | TC | MN | RT | Y | DS001 | TCR01 |  | HANOVER COMMUNITY CENTER | DISTRIBUTION SYSTEM |  | 3 | 3/31/2023 12:00:00 AM
VA4085345 | GE | NIT | YR | RT | Y | EP001 | EP001 | EP TAP AFTER TREATMENT | HANOVER COMMUNITY CENTER | EP TAP AFTER TREATMENT |  | 1 | 3/31/2023 12:00:00 AM
VA4085345 | GE | MPN | YR | RT | Y | WL001 | RW001 | WELL 001 RAW TAP | HANOVER COMMUNITY CENTER | WELL |  | 1 | 3/31/2023 12:00:00 AM
VA4085350 | TC | TC | MN | RT | Y | DS001 | TCR01 |  | HANOVER FARMS | DISTRIBUTION - HANOVER FARMS |  | 3 | 6/24/1977 12:00:00 AM
VA4085350 | GE | MPN | YR | RT | Y | WL002 | RW002 | TAP BEFORE TREATMENT-WELL #2 | HANOVER FARMS | DRILLED WELL #2 |  | 1 | 6/24/1977 12:00:00 AM
VA4085350 | GE | MPN | YR | RT | Y | WL003 | RW003 | TAP BEFORE TREATMENT -WELL#3 | HANOVER FARMS | DRILLED WELL # 3 |  | 1 | 6/24/1977 12:00:00 AM
VA4085368 | TC | TC | QT | RT | Y | DS001 | TCR01 |  | HANOVER COUNTRY STORE | DIST SYSTEM - HANOVER COUNTRY STORE |  | 1 | 3/15/2021 12:00:00 AM
VA4085370 | PB | PBCU | 3Y | RT | Y | DS001 | LC001 | BK/MS ADMINISTRATION | VA PUBLIC SAFETY TRAINING CENTER | DISTRIBUTION - HANOVER LEARNING CENTER | FSD | 1 | 6/24/1977 12:00:00 AM
VA4085370 | PB | PBCU | 3Y | RT | Y | DS001 | LC002 | DINNING RM, KITCHEN | VA PUBLIC SAFETY TRAINING CENTER | DISTRIBUTION - HANOVER LEARNING CENTER | FSD | 1 | 6/24/1977 12:00:00 AM
VA4085370 | PB | PBCU | 3Y | RT | Y | DS001 | LC003 | GYMNASIUM | VA PUBLIC SAFETY TRAINING CENTER | DISTRIBUTION - HANOVER LEARNING CENTER | FSD | 1 | 6/24/1977 12:00:00 AM
VA4085370 | PB | PBCU | 3Y | RT | Y | DS001 | LC004 | BK/MS SCHOOL | VA PUBLIC SAFETY TRAINING CENTER | DISTRIBUTION - HANOVER LEARNING CENTER | FSD | 1 | 6/24/1977 12:00:00 AM
VA4085370 | PB | PBCU | 3Y | RT | Y | DS001 | LC010 | STAFF HOUSE, MR. DA | VA PUBLIC SAFETY TRAINING CENTER | DISTRIBUTION - HANOVER LEARNING CENTER | FSD | 1 | 6/24/1977 12:00:00 AM
VA4085370 | TC | TC | MN | RT | Y | DS001 | TCR01 |  | VA PUBLIC SAFETY TRAINING CENTER | DISTRIBUTION - HANOVER LEARNING CENTER |  | 3 | 6/24/1977 12:00:00 AM
VA4085370 | GE | NIT | YR | RT | Y | EP001 | EP001 | TAP AT DINING HALL | VA PUBLIC SAFETY TRAINING CENTER | ENTRY POINT |  | 1 | 6/24/1977 12:00:00 AM
VA4085370 | GE | MPN | YR | RT | Y | WL002 | RW002 | TAP AFTER METER | VA PUBLIC SAFETY TRAINING CENTER | DRILLED WELL #2 |  | 1 | 6/24/1977 12:00:00 AM
VA4085370 | GE | MPN | YR | RT | Y | WL003 | RW003 | TAP BEFORE TREATMENT | VA PUBLIC SAFETY TRAINING CENTER | DRILLED WELL #3 |  | 1 | 6/24/1977 12:00:00 AM
VA4085390 | TC | TC | MN | RT | Y | DS001 | TCR01 |  | HIGH POINT FARMS NO. 1 | DISTRIBUTION - HIGH POINT |  | 3 | 6/24/1977 12:00:00 AM
VA4085390 | GE | MPN | YR | RT | Y | WL001 | RW001 | TAP BEFORE TREATMENT | HIGH POINT FARMS NO. 1 | DRILLED WELL |  | 1 | 6/24/1977 12:00:00 AM
VA4085390 | GE | THH5 | 3Y | RT | Y | DS001 | DBP01 | 6272 TAMMY LANE | HIGH POINT FARMS NO. 1 | DISTRIBUTION - HIGH POINT |  | 1 | 1977-06-24
VA4085398 | GE | THH5 | QT | RT | Y | DS001 | DBP17 | 13155 OVERHILL DRIVE | HANOVER SUBURBAN WATER SYSTEM | DISTRIBUTION - RICHMOND ZONE |  | 1 | 11/6/1991 12:00:00 AM
VA4085398 | TC | TC | MN | RT | Y | DS001 | TCR01 |  | HANOVER SUBURBAN WATER SYSTEM | DISTRIBUTION - RICHMOND ZONE |  | 180 | 11/6/1991 12:00:00 AM
VA4085398 | GE | THH5 | QT | RT | Y | DS002 | DBP23 | 121 THOMPSON ST-THM | HANOVER SUBURBAN WATER SYSTEM | DISTRIBUTION - DOSWELL ZONE |  | 1 | 11/6/1991 12:00:00 AM
VA4085398 | GE | THH5 | QT | RT | Y | DS002 | DBP27 | 14519 AUGUSTA LN. | HANOVER SUBURBAN WATER SYSTEM | DISTRIBUTION - DOSWELL ZONE |  | 1 | 11/6/1991 12:00:00 AM
VA4085398 | GE | THH5 | QT | RT | Y | DS002 | DBP28 | 16414 WASHINGTON HWY. | HANOVER SUBURBAN WATER SYSTEM | DISTRIBUTION - DOSWELL ZONE |  | 1 | 11/6/1991 12:00:00 AM
VA4085398 | GE | FL2 | MN | ST | N | EP011 | EP011 | DOSWELL WTP FINISH | HANOVER SUBURBAN WATER SYSTEM | DOSWELL WTP (EP#011) |  | 3 | 11/6/1991 12:00:00 AM
VA4085398 | GE | TOCA | MN | RT | Y | IN011 | RW011 | DOSWELL INTAKE | HANOVER SUBURBAN WATER SYSTEM | NORTH ANNA RWI |  | 3 | 11/6/1991 12:00:00 AM
VA4085398 | GE | TOC | MN | RT | Y | TP011 | UP011 | TOC COMB. FILTER EFF | HANOVER SUBURBAN WATER SYSTEM | DOSWELL WTP |  | 3 | 11/6/1991 12:00:00 AM
VA4085411 | TC | TC | QT | RT | Y | DS001 | TCR01 |  | HOLLOWS GOLF CLUB, THE | DISTRIBUTION - HOLLOWS |  | 1 | 12/9/1997 12:00:00 AM
VA4085415 | GE | THH5 | YR | RT | Y | DS001 | DBP01 | 8373 COLMAR DR. | HOLLY RIDGE NO 1 | DISTRIBUTION - HOLLY RIDGE |  | 1 | 6/24/1977 12:00:00 AM
VA4085415 | TC | TC | MN | RT | Y | DS001 | TCR01 |  | HOLLY RIDGE NO 1 | DISTRIBUTION - HOLLY RIDGE |  | 3 | 6/24/1977 12:00:00 AM
VA4085427 | TC | TC | QT | RT | Y | DS001 | TCR01 |  | HUNTING HAWK | DISTRIBUTION - HUNTING HAWK |  | 1 | 7/1/2006 12:00:00 AM
VA4085429 | TC | TC | QT | RT | Y | DS001 | TCR01 |  | IMMANUEL EPISCOPAL CHURCH | DISTRIBUTION - IMMANUEL EPISCOPAL |  | 1 | 12/8/2016 12:00:00 AM
VA4085525 | GE | THH5 | YR | RT | Y | DS001 | DBP03 | MECHANICS. BAPTIST | MAYFIELD FARMS | DISTRIBUTION - MAYFIELD FARMS |  | 1 | 6/24/1977 12:00:00 AM
VA4085525 | PB | PBCU | 3Y | RT | Y | DS001 | LC003 | 8209 CARTER LN | MAYFIELD FARMS | DISTRIBUTION - MAYFIELD FARMS | FSD | 1 | 6/24/1977 12:00:00 AM
VA4085525 | PB | PBCU | 3Y | RT | Y | DS001 | LC004 | 8183 CRESTLINE DR | MAYFIELD FARMS | DISTRIBUTION - MAYFIELD FARMS | FSD | 1 | 6/24/1977 12:00:00 AM
VA4085525 | PB | PBCU | 3Y | RT | Y | DS001 | LC005 | 8049 S. MAYFIELD LN | MAYFIELD FARMS | DISTRIBUTION - MAYFIELD FARMS | FSD | 1 | 6/24/1977 12:00:00 AM
VA4085525 | PB | PBCU | 3Y | RT | Y | DS001 | LC007 | 8228 S. MAYFIELD LN | MAYFIELD FARMS | DISTRIBUTION - MAYFIELD FARMS | FSD | 1 | 6/24/1977 12:00:00 AM
VA4085525 | PB | PBCU | 3Y | RT | Y | DS001 | LC013 | 8237 S. MAYFIELD LN | MAYFIELD FARMS | DISTRIBUTION - MAYFIELD FARMS | FSD | 1 | 6/24/1977 12:00:00 AM
VA4085525 | PB | PBCU | 3Y | RT | Y | DS001 | LC014 | 8240 S. MAYFIELD LN | MAYFIELD FARMS | DISTRIBUTION - MAYFIELD FARMS | FSD | 1 | 6/24/1977 12:00:00 AM
VA4085525 | PB | PBCU | 3Y | RT | Y | DS001 | LC016 | 8249 MEADOWVIEW LN | MAYFIELD FARMS | DISTRIBUTION - MAYFIELD FARMS | FSD | 1 | 6/24/1977 12:00:00 AM
VA4085525 | PB | PBCU | 3Y | RT | Y | DS001 | LC017 | 8064 GLENBROOK DR | MAYFIELD FARMS | DISTRIBUTION - MAYFIELD FARMS | FSD | 1 | 6/24/1977 12:00:00 AM
VA4085525 | PB | PBCU | 3Y | RT | Y | DS001 | LC027 | 8315 BURNSIDE DRIVE | MAYFIELD FARMS | DISTRIBUTION - MAYFIELD FARMS | FSD | 1 | 6/24/1977 12:00:00 AM
VA4085525 | PB | PBCU | 3Y | RT | Y | DS001 | LC028 | 8160 HOLLY LN | MAYFIELD FARMS | DISTRIBUTION - MAYFIELD FARMS | FSD | 1 | 6/24/1977 12:00:00 AM
VA4085525 | TC | TC | MN | RT | Y | DS001 | TCR01 |  | MAYFIELD FARMS | DISTRIBUTION - MAYFIELD FARMS |  | 6 | 6/24/1977 12:00:00 AM
VA4085525 | GE | MPN | YR | RT | Y | WL006 | RW006 | TAP BEFORE TREATMENT-NEW BURNSIDEWELLL | MAYFIELD FARMS | WELL NO. 6 (EP#5) |  | 1 | 6/24/1977 12:00:00 AM
VA4085525 | GE | MPN | YR | RT | Y | WL02A | RW02A | WELL 2A RAW TAP | MAYFIELD FARMS | WELL 2A |  | 1 | 6/24/1977 12:00:00 AM
VA4085550 | TC | TC | MN | RT | Y | DS001 | TCR01 |  | MOUNTAIN RUN | DISTRIBUTION - MOUNTAIN RUN |  | 3 | 5/12/2004 12:00:00 AM
VA4085550 | GE | NIT | MN | RT | Y | EP001 | EP001 | TAP @ HYDRO TANK | MOUNTAIN RUN | ENTRY POINT #1 |  | 3 | 5/12/2004 12:00:00 AM
VA4085550 | GE | MPN | YR | RT | Y | WL001 | RW001 | WELL #1, RAW WATER, BEFORE TREATMENT | MOUNTAIN RUN | WELL #1 (MANOR HOUSE) |  | 1 | 5/12/2004 12:00:00 AM
VA4085550 | GE | MPN | YR | RT | Y | WL002 | RW002 | WELL #2, RAW WATER, BEFORE TREATMENT | MOUNTAIN RUN | WELL #2 (TANK HOUSE) |  | 1 | 5/12/2004 12:00:00 AM
VA4085550 | GE | THH5 | 3Y | RT | Y | DS001 | DBP01 | 13141 ASHLEYS BOREEN LANE. | MOUNTAIN RUN | DISTRIBUTION - MOUNTAIN RUN |  | 1 | 2004-05-12
VA4085562 | TC | TC | QT | RT | Y | DS001 | TCR01 |  | MECHANICSVILLE LITTLE LEAGUE | DISTRIBUTION - MECHANICSVILLE LL |  | 1 | 12/23/1997 12:00:00 AM
VA4085595 | TC | TC | QT | RT | Y | DS001 | TCR01 |  | MONTPELIER CNTR FOR ARTS & ED. | DISTRIBUTION - MONTPELIER ARTS |  | 1 | 7/1/2004 12:00:00 AM
VA4085595 | GE | MPN | YR | RT | Y | WL002 | RW002 | DRILLED WELL 2 | MONTPELIER CNTR FOR ARTS & ED. | DRILLED WELL 2 |  | 1 | 7/1/2004 12:00:00 AM
VA4085597 | TC | TC | MN | RT | Y | DS001 | TCR01 |  | MONTPELIER SHOPS | DISTRIBUTION - MONTPELIER SHOPS |  | 3 | 11/29/2006 12:00:00 AM
VA4085597 | GE | MPN | YR | RT | Y | WL001 | RW001 | WELL PIPE #1 BEFORE TREATMENTTR | MONTPELIER SHOPS | DRILLED WELL #1 |  | 1 | 11/29/2006 12:00:00 AM
VA4085625 | TC | TC | QT | RT | Y | DS001 | TCR01 |  | OAK HILL CHRISTIAN SERVICE CAMP | DISTRIBUTION - OAK HILL CAMP |  | 1 | 1/1/2000 12:00:00 AM
VA4085630 | TC | TC | MN | RT | Y | DS001 | TCR01 |  | OAK HILL ESTATES | DISTRIBUTION - OAK HILL EST. |  | 3 | 6/24/1977 12:00:00 AM
VA4085630 | GE | MPN | YR | RT | Y | WL002 | RW002 | TAP PRIOR TREATMENT-PMP HS | OAK HILL ESTATES | WELL NO. 2 |  | 1 | 6/24/1977 12:00:00 AM
VA4085630 | GE | MPN | YR | RT | Y | WL003 | RW003 | TAP PRIOR TREAMENT-PMP HS | OAK HILL ESTATES | WELL NO. 3 |  | 1 | 6/24/1977 12:00:00 AM
VA4085630 | GE | THH5 | 3Y | RT | Y | DS001 | DB320 | 12381 WILDWOOD BLVD | OAK HILL ESTATES | DISTRIBUTION - OAK HILL EST. |  | 1 | 1977-06-24
VA4085700 | TC | TC | MN | RT | Y | DS001 | TCR01 |  | RAINIER ESTATES | DISTRIBUTION - RAINIER |  | 3 | 6/24/1977 12:00:00 AM
VA4085700 | GE | MPN | YR | RT | Y | WL001 | RW001 | TAP @WELL HEAD | RAINIER ESTATES | DRILLED WELL |  | 1 | 6/24/1977 12:00:00 AM
VA4085731 | TC | TC | QT | RT | Y | DS001 | TCR01 |  | ROCKVILLE CENTER - GYM | DISTRIBUTION - ROCKVILLE GYM |  | 1 | 7/22/1998 12:00:00 AM
VA4085736 | TC | TC | QT | RT | Y | DS001 | TCR01 |  | ROCKVILLE LIBRARY | DISTRIBUTION - ROCKVILLE LIBRARY |  | 1 | 7/8/2005 12:00:00 AM
VA4085739 | GE | THH5 | YR | RT | Y | DS001 | DBP01 | CUST. CLOSET DOOR #23 SINK | RURAL POINT ELEMENTARY SCHOOL | DISTRIBUTION - RURAL POINT ES |  | 1 | 7/27/1992 12:00:00 AM
VA4085739 | TC | TC | MN | RT | Y | DS001 | TCR01 |  | RURAL POINT ELEMENTARY SCHOOL | DISTRIBUTION - RURAL POINT ES |  | 3 | 7/27/1992 12:00:00 AM
VA4085739 | GE | MPN | YR | RT | Y | WL001 | RW001 | TAP @ WELL HEAD | RURAL POINT ELEMENTARY SCHOOL | WELL |  | 1 | 7/27/1992 12:00:00 AM
VA4085740 | GE | THH5 | YR | RT | Y | DS001 | DBP02 | 9275 SHELTON POINTE DR, (LOT39) | RURAL POINT CENTRAL | DISTRIBUTION - RURAL POINT |  | 1 | 8/5/1991 12:00:00 AM
VA4085740 | PB | PBCU | 3Y | RT | Y | DS001 | LC001 | 9297 GREYWOOD DR | RURAL POINT CENTRAL | DISTRIBUTION - RURAL POINT | FSD | 1 | 8/5/1991 12:00:00 AM
VA4085740 | PB | PBCU | 3Y | RT | Y | DS001 | LC002 | 9286 GREYWOOD DR | RURAL POINT CENTRAL | DISTRIBUTION - RURAL POINT | FSD | 1 | 8/5/1991 12:00:00 AM
VA4085740 | PB | PBCU | 3Y | RT | Y | DS001 | LC003 | 9327 GREYWOOD DR | RURAL POINT CENTRAL | DISTRIBUTION - RURAL POINT | FSD | 1 | 8/5/1991 12:00:00 AM
VA4085740 | PB | PBCU | 3Y | RT | Y | DS001 | LC005 | 9321 GREYWOOD DR | RURAL POINT CENTRAL | DISTRIBUTION - RURAL POINT | FSD | 1 | 8/5/1991 12:00:00 AM
VA4085740 | PB | PBCU | 3Y | RT | Y | DS001 | LC007 | 9484 HARTFORD OAKS D | RURAL POINT CENTRAL | DISTRIBUTION - RURAL POINT | FSD | 1 | 8/5/1991 12:00:00 AM
VA4085740 | PB | PBCU | 3Y | RT | Y | DS001 | LC009 | 7020 HARTFORD OAKS C | RURAL POINT CENTRAL | DISTRIBUTION - RURAL POINT | FSD | 1 | 8/5/1991 12:00:00 AM
VA4085740 | PB | PBCU | 3Y | RT | Y | DS001 | LC011 | 9441 HARDFORD OAKS DRIVE | RURAL POINT CENTRAL | DISTRIBUTION - RURAL POINT | FSD | 1 | 8/5/1991 12:00:00 AM
VA4085740 | PB | PBCU | 3Y | RT | Y | DS001 | LC015 | 9185 SHELTON PLACE | RURAL POINT CENTRAL | DISTRIBUTION - RURAL POINT | FSD | 1 | 8/5/1991 12:00:00 AM
VA4085740 | PB | PBCU | 3Y | RT | Y | DS001 | LC017 | 9334 GREYWOOD DRIVE | RURAL POINT CENTRAL | DISTRIBUTION - RURAL POINT | FSD | 1 | 8/5/1991 12:00:00 AM
VA4085740 | PB | PBCU | 3Y | RT | Y | DS001 | LC018 | 9336 COUNT CHRISTOPHER DR. | RURAL POINT CENTRAL | DISTRIBUTION - RURAL POINT | FSD | 1 | 8/5/1991 12:00:00 AM
VA4085740 | TC | TC | MN | RT | Y | DS001 | TCR01 |  | RURAL POINT CENTRAL | DISTRIBUTION - RURAL POINT |  | 3 | 8/5/1991 12:00:00 AM
VA4085740 | GE | MPN | YR | RT | Y | WL001 | RW001 | TAP BEFORE TREATMENT-HARTFORD OAKS WELL | RURAL POINT CENTRAL | WELL 1 (EP#1) (HART OAK) |  | 1 | 8/5/1991 12:00:00 AM
VA4085740 | GE | MPN | YR | RT | Y | WL002 | RW002 | TAP BEFORE TREATMENT-BRECKENBRIDGE WELL | RURAL POINT CENTRAL | WELL 2 (EP#2) (BRECK) |  | 1 | 8/5/1991 12:00:00 AM
VA4085744 | TC | TC | MN | RT | Y | DS001 | TCR01 |  | SCOTS LANDING | DISTRIBUTION - SCOTS LANDING |  | 3 | 6/28/2006 12:00:00 AM
VA4085744 | GE | MPN | YR | RT | Y | WL001 | RW001 | RAW TAP AT WELL #1 | SCOTS LANDING | WELL #1 |  | 1 | 6/28/2006 12:00:00 AM
VA4085744 | GE | MPN | YR | RT | Y | WL01A | RW01A | RAW TAP AT WELL #1A | SCOTS LANDING | WELL #1A |  | 1 | 6/28/2006 12:00:00 AM
VA4085744 | GE | MPN | YR | RT | Y | WL01B | RW01B | RAW TAP AT WELL #1B | SCOTS LANDING | WELL #1B |  | 1 | 6/28/2006 12:00:00 AM
VA4085750 | TC | TC | MN | RT | Y | DS001 | TCR01 |  | SINCLAIR MANOR | DISTRIBUTION - SINCLAIR MANOR |  | 3 | 4/22/1988 12:00:00 AM
VA4085750 | GE | MPN | YR | RT | Y | WL001 | RW001 | TAP @WELL HEAD | SINCLAIR MANOR | DRILLED WELL |  | 1 | 4/22/1988 12:00:00 AM
VA4085750 | GE | THH5 | 3Y | RT | Y | DS001 | DB337 | 8111 BEATTIE MILL RD | SINCLAIR MANOR | DISTRIBUTION - SINCLAIR MANOR |  | 1 | 1988-04-22
VA4085756 | GE | THH5 | YR | RT | Y | DS001 | DBP01 | ROOM # J2 COST CLOSET SINK | SOUTH ANNA ELEMENTARY SCHOOL | DISTRIBUTION - SOUTH ANNA ES |  | 1 | 7/29/1992 12:00:00 AM
VA4085756 | PB | PBCU | 3Y | RT | Y | DS001 | LC003 | ROOM #25 FNT | SOUTH ANNA ELEMENTARY SCHOOL | DISTRIBUTION - SOUTH ANNA ES | FSD | 1 | 7/29/1992 12:00:00 AM
VA4085756 | PB | PBCU | 3Y | RT | Y | DS001 | LC004 | ROOM #23 FNT | SOUTH ANNA ELEMENTARY SCHOOL | DISTRIBUTION - SOUTH ANNA ES | FSD | 1 | 7/29/1992 12:00:00 AM
VA4085756 | PB | PBCU | 3Y | RT | Y | DS001 | LC005 | ROOM #29 FNT | SOUTH ANNA ELEMENTARY SCHOOL | DISTRIBUTION - SOUTH ANNA ES | FSD | 1 | 7/29/1992 12:00:00 AM
VA4085756 | PB | PBCU | 3Y | RT | Y | DS001 | LC008 | ROOM #18 FNT | SOUTH ANNA ELEMENTARY SCHOOL | DISTRIBUTION - SOUTH ANNA ES | FSD | 1 | 7/29/1992 12:00:00 AM
VA4085756 | PB | PBCU | 3Y | RT | Y | DS001 | LC009 | ROOM #15 FNT | SOUTH ANNA ELEMENTARY SCHOOL | DISTRIBUTION - SOUTH ANNA ES | FSD | 1 | 7/29/1992 12:00:00 AM
VA4085756 | PB | PBCU | 3Y | RT | Y | DS001 | LC010 | ROOM #12 FNT | SOUTH ANNA ELEMENTARY SCHOOL | DISTRIBUTION - SOUTH ANNA ES | FSD | 1 | 7/29/1992 12:00:00 AM
VA4085756 | PB | PBCU | 3Y | RT | Y | DS001 | LC013 | ROOM #1 FNT | SOUTH ANNA ELEMENTARY SCHOOL | DISTRIBUTION - SOUTH ANNA ES | FSD | 1 | 7/29/1992 12:00:00 AM
VA4085756 | PB | PBCU | 3Y | RT | Y | DS001 | LC014 | ROOM #8A FNT | SOUTH ANNA ELEMENTARY SCHOOL | DISTRIBUTION - SOUTH ANNA ES | FSD | 1 | 7/29/1992 12:00:00 AM
VA4085756 | PB | PBCU | 3Y | RT | Y | DS001 | LC019 | ART ROOM FCT | SOUTH ANNA ELEMENTARY SCHOOL | DISTRIBUTION - SOUTH ANNA ES | FSD | 1 | 7/29/1992 12:00:00 AM
VA4085756 | PB | PBCU | 3Y | RT | Y | DS001 | LC020 | ROOM #27 FCT | SOUTH ANNA ELEMENTARY SCHOOL | DISTRIBUTION - SOUTH ANNA ES | FSD | 1 | 7/29/1992 12:00:00 AM
VA4085756 | TC | TC | MN | RT | Y | DS001 | TCR01 |  | SOUTH ANNA ELEMENTARY SCHOOL | DISTRIBUTION - SOUTH ANNA ES |  | 3 | 7/29/1992 12:00:00 AM
VA4085756 | GE | MPN | YR | RT | Y | WL01A | RW01A | WOODS WELL A (1) WELL HEAD | SOUTH ANNA ELEMENTARY SCHOOL | WOODS WELL A (1) |  | 1 | 7/29/1992 12:00:00 AM
VA4085760 | TC | TC | QT | RT | Y | DS001 | TCR01 |  | SPORTS REALITY | DISTRIBUTION - SPORTS REALITY |  | 1 | 10/30/2014 12:00:00 AM
VA4085770 | GE | TTHM | YR | RT | Y | DS001 | DBP01 | 7361 SANDY LANE, SPRING MEADOWS | SPRING MEADOWS-MEADOW GATE | DISTRIBUTION - SPRING MEADOWS |  | 1 | 6/24/1977 12:00:00 AM
VA4085770 | GE | HAA5 | YR | RT | Y | DS001 | DBP04 | 7242 BELLSPRING DR. (LOT 18) | SPRING MEADOWS-MEADOW GATE | DISTRIBUTION - SPRING MEADOWS |  | 1 | 6/24/1977 12:00:00 AM
VA4085770 | PB | PBCU | 3Y | RT | Y | DS001 | LC004 | 7134 LILAC LN. | SPRING MEADOWS-MEADOW GATE | DISTRIBUTION - SPRING MEADOWS | FSD | 1 | 6/24/1977 12:00:00 AM
VA4085770 | PB | PBCU | 3Y | RT | Y | DS001 | LC007 | 7131 PEACH TREE RD | SPRING MEADOWS-MEADOW GATE | DISTRIBUTION - SPRING MEADOWS | FSD | 1 | 6/24/1977 12:00:00 AM
VA4085770 | PB | PBCU | 3Y | RT | Y | DS001 | LC017 | 7282 CHIME ST | SPRING MEADOWS-MEADOW GATE | DISTRIBUTION - SPRING MEADOWS | FSD | 1 | 6/24/1977 12:00:00 AM
VA4085770 | PB | PBCU | 3Y | RT | Y | DS001 | LC024 | 7979 WYNBROOK LANE | SPRING MEADOWS-MEADOW GATE | DISTRIBUTION - SPRING MEADOWS | FSD | 1 | 6/24/1977 12:00:00 AM
VA4085770 | PB | PBCU | 3Y | RT | Y | DS001 | LC026 | 7952 KENMORE DRIVE | SPRING MEADOWS-MEADOW GATE | DISTRIBUTION - SPRING MEADOWS | FSD | 1 | 6/24/1977 12:00:00 AM
VA4085770 | PB | PBCU | 3Y | RT | Y | DS001 | LC027 | 7941 KENMORE DRIVE | SPRING MEADOWS-MEADOW GATE | DISTRIBUTION - SPRING MEADOWS | FSD | 1 | 6/24/1977 12:00:00 AM
VA4085770 | PB | PBCU | 3Y | RT | Y | DS001 | LC029 | 7283 PEGWAY LANE | SPRING MEADOWS-MEADOW GATE | DISTRIBUTION - SPRING MEADOWS | FSD | 1 | 6/24/1977 12:00:00 AM
VA4085770 | PB | PBCU | 3Y | RT | Y | DS001 | LC031 | 7263 PEGWAY LANE | SPRING MEADOWS-MEADOW GATE | DISTRIBUTION - SPRING MEADOWS | FSD | 1 | 6/24/1977 12:00:00 AM
VA4085770 | PB | PBCU | 3Y | RT | Y | DS001 | LC036 | 7255 CHIME CT | SPRING MEADOWS-MEADOW GATE | DISTRIBUTION - SPRING MEADOWS | FSD | 1 | 6/24/1977 12:00:00 AM
VA4085770 | PB | PBCU | 3Y | RT | Y | DS001 | LC037 | 7208 MAYETTA DR | SPRING MEADOWS-MEADOW GATE | DISTRIBUTION - SPRING MEADOWS | FSD | 1 | 6/24/1977 12:00:00 AM
VA4085770 | TC | TC | MN | RT | Y | DS001 | TCR01 |  | SPRING MEADOWS-MEADOW GATE | DISTRIBUTION - SPRING MEADOWS |  | 6 | 6/24/1977 12:00:00 AM
VA4085770 | GE | MPN | YR | RT | Y | WL002 | RW002 | TAP BEFORE TREATMENT-MEADOWGATE WELL #2 | SPRING MEADOWS-MEADOW GATE | MG #2 WELL (EP#2) |  | 1 | 6/24/1977 12:00:00 AM
VA4085770 | GE | MPN | YR | RT | Y | WL003 | RW003 | TAP BEFORE TREATMENTSPRING MEAD. WELL 1 | SPRING MEADOWS-MEADOW GATE | SM #1 WELL (EP#3) |  | 1 | 6/24/1977 12:00:00 AM
VA4085770 | GE | MPN | YR | RT | Y | WL004 | RW004 | TAP BEFORE TREATMENT-SPRING MEAD. WELL 2 | SPRING MEADOWS-MEADOW GATE | SM #2 WELL (EP#4) |  | 1 | 6/24/1977 12:00:00 AM
VA4085770 | GE | MPN | YR | RT | Y | WL05A | RW05A | TAP BEFORE TREATMENT | SPRING MEADOWS-MEADOW GATE | SM #3A WELL (EP#5) |  | 1 | 6/24/1977 12:00:00 AM
VA4085885 | TC | TC | QT | RT | Y | DS001 | TCR01 |  | VILLAGE GREEN SHOPPING CENTER | DISTRIBUTION - VILLAGE GREEN |  | 1 | 8/3/1998 12:00:00 AM
VA4085885 | GE | MPN | YR | RT | Y | WL001 | RW001 | TAP BEFORE TREAMENT | VILLAGE GREEN SHOPPING CENTER | DRILLED WELL |  | 1 | 8/3/1998 12:00:00 AM
VA4085902 | TC | TC | MN | RT | Y | DS001 | TCR01 |  | WALNUT GROVE NO 1 | DISTRIBUTION - WALNUT GROVE |  | 3 | 6/24/1977 12:00:00 AM
VA4085902 | GE | MPN | YR | RT | Y | WL01A | RW01A | TAP PRIOR TRTMNT, OUTSIDE | WALNUT GROVE NO 1 | WELL #1A (3- OUTSIDE) |  | 1 | 6/24/1977 12:00:00 AM
VA4085902 | GE | MPN | YR | RT | Y | WL01B | RW01B | WL01B- FURTHER OUTSIDE | WALNUT GROVE NO 1 | WL01B- FURTHER OUTSIDE |  | 1 | 6/24/1977 12:00:00 AM
VA4085920 | PB | PBCU | 3Y | RT | Y | DS001 | LC001 | MENS ROOM TAP RECG | RHAPSODY | DISTRIBUTION - RHAPSODY | FSD | 1 | 3/1/1981 12:00:00 AM
VA4085920 | PB | PBCU | 3Y | RT | Y | DS001 | LC002 | COFFEE ROOM RECG | RHAPSODY | DISTRIBUTION - RHAPSODY | FSD | 1 | 3/1/1981 12:00:00 AM
VA4085920 | PB | PBCU | 3Y | RT | Y | DS001 | LC003 | MENS ROOM TAP 1WHS | RHAPSODY | DISTRIBUTION - RHAPSODY | FSD | 1 | 3/1/1981 12:00:00 AM
VA4085920 | PB | PBCU | 3Y | RT | Y | DS001 | LC004 | MENS ROOM TAP 2WHS | RHAPSODY | DISTRIBUTION - RHAPSODY | FSD | 1 | 3/1/1981 12:00:00 AM
VA4085920 | PB | PBCU | 3Y | RT | Y | DS001 | LC005 | WOMENS ROOM RECG | RHAPSODY | DISTRIBUTION - RHAPSODY | FSD | 1 | 3/1/1981 12:00:00 AM
VA4085920 | TC | TC | MN | RT | Y | DS001 | TCR01 |  | RHAPSODY | DISTRIBUTION - RHAPSODY |  | 3 | 3/1/1981 12:00:00 AM
VA4085920 | GE | ICMT | 3Y | RT | Y | EP001 | EP001 | TAP @ HYDRO TANK | RHAPSODY | ENTRY POINT |  | 1 | 3/1/1981 12:00:00 AM
VA4085930 | TC | TC | MN | RT | Y | DS001 | TCR01 |  | WEE CARE | DIST SYSTEM - WEE CARE |  | 3 | 9/17/2019 12:00:00 AM
VA4085940 | TC | TC | QT | RT | Y | DS001 | TCR01 |  | WILLIAMSVILLE WELLNESS | DISTRIBUTION - WILLIAMSVILLE WELLNESS |  | 1 | 1/15/2016 12:00:00 AM
VA4085940 | GE | MPN | YR | RT | Y | WL001 | RW001 | WELL 1 RAW TAP - BEFORE CL2 | WILLIAMSVILLE WELLNESS | WELL 1 |  | 1 | 1/15/2016 12:00:00 AM
VA4087092 | TC | TC | QT | RT | Y | DS001 | TCR01 |  | BREEZ-IN #6 | DISTRIBUTION SYSTEM |  | 1 | 5/4/2022 12:00:00 AM
VA4087098 | TC | TC | QT | RT | Y | DS001 | TCR01 |  | BUBBAS BAR AND GRILL | DISTRIBUTION SYSTEM |  | 1 | 7/17/2017 12:00:00 AM
VA4087125 | GE | THH5 | QT | RT | Y | DS001 | DB013 | SHADY GR. PS | HENRICO COUNTY WATER SYSTEM | DISTRIBUTION- HENRICO ZONE |  | 1 | 7/1/1979 12:00:00 AM
VA4087125 | GE | THH5 | QT | RT | Y | DS001 | DB015 | THREE CHOPT TANK | HENRICO COUNTY WATER SYSTEM | DISTRIBUTION- HENRICO ZONE |  | 1 | 7/1/1979 12:00:00 AM
VA4087125 | GE | THH5 | QT | RT | Y | DS001 | DB017 | 3705 BROADGATE DR | HENRICO COUNTY WATER SYSTEM | DISTRIBUTION- HENRICO ZONE |  | 1 | 7/1/1979 12:00:00 AM
VA4087125 | TC | TC | MN | RT | Y | DS001 | TCR01 |  | HENRICO COUNTY WATER SYSTEM | DISTRIBUTION- HENRICO ZONE |  | 450 | 7/1/1979 12:00:00 AM
VA4087125 | TC | TC | MN | RT | Y | DS001 | TCR01 |  | HENRICO COUNTY WATER SYSTEM | DISTRIBUTION- HENRICO ZONE |  | 540 | 7/1/1979 12:00:00 AM
VA4087125 | GE | THH5 | QT | RT | Y | DS002 | DB026 | 101 LINSTEAD RD | HENRICO COUNTY WATER SYSTEM | DISTRIBUTION- RICHMOND ZONE |  | 1 | 7/1/1979 12:00:00 AM
VA4087125 | GE | THH5 | QT | RT | Y | DS002 | DB027 | 9101 WRVA RD | HENRICO COUNTY WATER SYSTEM | DISTRIBUTION- RICHMOND ZONE |  | 1 | 7/1/1979 12:00:00 AM
VA4087125 | GE | THH5 | QT | RT | Y | DS002 | DB028 | 22 N. DAISY AVE | HENRICO COUNTY WATER SYSTEM | DISTRIBUTION- RICHMOND ZONE |  | 1 | 7/1/1979 12:00:00 AM
VA4087125 | GE | BROM | MN | RT | Y | EP001 | EP001 | WTP ENTRY POINT #1 | HENRICO COUNTY WATER SYSTEM | HENRICO WTP ENTRY POINT |  | 3 | 7/1/1979 12:00:00 AM
VA4087125 | GE | CYN | 9Y | RT | Y | EP001 | EP001 | WTP ENTRY POINT #1 | HENRICO COUNTY WATER SYSTEM | HENRICO WTP ENTRY POINT |  | 1 | 7/1/1979 12:00:00 AM
VA4087125 | GE | FL2 | MN | ST | N | EP001 | EP001 | WTP ENTRY POINT #1 | HENRICO COUNTY WATER SYSTEM | HENRICO WTP ENTRY POINT |  | 3 | 7/1/1979 12:00:00 AM
VA4087125 | GE | ICMT | YR | RT | Y | EP001 | EP001 | WTP ENTRY POINT #1 | HENRICO COUNTY WATER SYSTEM | HENRICO WTP ENTRY POINT |  | 1 | 7/1/1979 12:00:00 AM
VA4087125 | GE | NIT | YR | RT | Y | EP001 | EP001 | WTP ENTRY POINT #1 | HENRICO COUNTY WATER SYSTEM | HENRICO WTP ENTRY POINT |  | 1 | 7/1/1979 12:00:00 AM
VA4087125 | GE | VOC | YR | RT | Y | EP001 | EP001 | WTP ENTRY POINT #1 | HENRICO COUNTY WATER SYSTEM | HENRICO WTP ENTRY POINT |  | 1 | 7/1/1979 12:00:00 AM
VA4087125 | GE | TOCA | MN | RT | Y | IN001 | RW001 | RAW WATER INTAKE | HENRICO COUNTY WATER SYSTEM | HENRICO RAW WATER INTAKE |  | 3 | 7/1/1979 12:00:00 AM
VA4087125 | GE | TOC | MN | RT | Y | TP001 | FILIN | FILTER INLET CHANNEL | HENRICO COUNTY WATER SYSTEM | HENRICO WATER TREATMENT PLANT |  | 3 | 7/1/1979 12:00:00 AM
VA4087125 | GE | TOC | MN | RT | Y | TP001 | LAB01 | DEIONIZED WATER | HENRICO COUNTY WATER SYSTEM | HENRICO WATER TREATMENT PLANT |  | 3 | 7/1/1979 12:00:00 AM
VA4087125 | GE | TOC | MN | RT | Y | TP001 | UP001 | COMBINED FILTER EFFL | HENRICO COUNTY WATER SYSTEM | HENRICO WATER TREATMENT PLANT |  | 3 | 7/1/1979 12:00:00 AM
VA4087200 | TC | TC | QT | RT | Y | DS01 | TCR01 |  | DEEP BOTTOM PARK | DISTRIBUTION SYSTEM |  | 1 | 6/14/2021 12:00:00 AM
VA4087200 | GE | NIT | YR | RT | Y | EP01 | EP01 | TAP @ JANITOR'S SINK | DEEP BOTTOM PARK | ENTRY POINT |  | 1 | 6/14/2021 12:00:00 AM
VA4087205 | TC | TC | MN | RT | Y | DS001 | TCR01 |  | DOLLAR GENERAL - DARBYTOWN ROAD | DISTRIBUTION SYSTEM |  | 3 | 1/1/2023 12:00:00 AM
VA4087240 | TC | TC | MN | RT | Y | DS001 | TCR01 |  | CEDAR FORK (PREV. VERIZON) | DISTRIBUTION SYSTEM |  | 3 | 11/30/2011 12:00:00 AM
VA4087240 | GE | NIT | YR | RT | Y | EP001 | EP001 | 5000 GAL HYDRO TANK | CEDAR FORK (PREV. VERIZON) | ENTRY POINT |  | 1 | 11/30/2011 12:00:00 AM
VA4087720 | TC | TC | QT | RT | Y | DS001 | TCR01 |  | OSBORNE PARK | DISTRIBUTION |  | 1 | 4/11/2006 12:00:00 AM
VA4087720 | GE | MPN | YR | RT | Y | WL002 | RW002 | WELL HEAD #2 | OSBORNE PARK | WELL HEAD #2 |  | 1 | 4/11/2006 12:00:00 AM
VA4087760 | TC | TC | QT | RT | Y | DS001 | TCR01 |  | POPLAR SPRINGS BAPTIST CHURCH | DISTRIBUTION SYSTEM |  | 1 | 12/23/1997 12:00:00 AM
VA4087760 | GE | MPN | YR | RT | Y | WL001 | RW001 | WELL DISCHARGE PIPE | POPLAR SPRINGS BAPTIST CHURCH | WELL |  | 1 | 12/23/1997 12:00:00 AM
VA4087815 | TC | TC | QT | RT | Y | DS001 | TCR01 |  | ST ANTHONYS CHURCH | DISTRIBUTION SYSTEM |  | 1 | 1/1/1979 12:00:00 AM
VA4087815 | GE | MPN | YR | RT | Y | WL002 | RW002 | TAP BEFORE FILTERS | ST ANTHONYS CHURCH | TAP BEFORE FILTERS |  | 1 | 1/1/1979 12:00:00 AM
VA4087850 | TC | TC | QT | RT | Y | DS001 | TCR01 |  | KINGSLAND REACH MARINA | DISTRIBUTION SYSTEM |  | 1 | 10/1/2017 12:00:00 AM
VA4087850 | GE | NIT | YR | RT | Y | EP001 | EP001 | LILLY PAD CAFE' TAP | KINGSLAND REACH MARINA | ENTRY POINT |  | 1 | 10/1/2017 12:00:00 AM
VA4087860 | TC | TC | MN | RT | Y | DS001 | TCR01 |  | TUCKAWAY WEST CHILD CARE CTR. | DISTRIBUTION SYSTEM |  | 3 | 2/19/1991 12:00:00 AM
VA4087860 | GE | MPN | YR | RT | Y | WL001 | RW001 | TAP BEFORE BLADDER TANK | TUCKAWAY WEST CHILD CARE CTR. | DRILLED WELL |  | 1 | 2/19/1991 12:00:00 AM
VA4087928 | TC | TC | MN | RT | Y | DS001 | TCR01 |  | WHITE OAK EARLY CHILDCARE CENTER | DISTRIBUTION SYSTEM |  | 3 | 12/6/2016 12:00:00 AM
VA4087928 | GE | MPN | YR | RT | Y | WL001 | RW001 | WELL 1 | WHITE OAK EARLY CHILDCARE CENTER | WELL 1 |  | 1 | 12/6/2016 12:00:00 AM
VA4097210 | TC | TC | MN | RT | Y | DS001 | TCR01 |  | BRADLEY MART | DISTRIBUTION SYSTEM |  | 3 | 12/23/1997 12:00:00 AM
VA4097210 | GE | NIT | YR | RT | Y | EP001 | EP001 | STORAGE TANK | BRADLEY MART | ENTRY POINT |  | 1 | 12/23/1997 12:00:00 AM
VA4097300 | PB | PBCU | 3Y | RT | Y | DS003 | LCR002 | BOY'S BATHROOM | KING AND QUEEN CENTRAL HIGH SC | DISTRIBUTION SYSTEM | FSD | 1 | 6/18/1990 12:00:00 AM
VA4097300 | PB | PBCU | 3Y | RT | Y | DS003 | LCR004 | KITCHEN SINK | KING AND QUEEN CENTRAL HIGH SC | DISTRIBUTION SYSTEM | FSD | 1 | 6/18/1990 12:00:00 AM
VA4097300 | PB | PBCU | 3Y | RT | Y | DS003 | LCR005 | GIRLS BATHROOM | KING AND QUEEN CENTRAL HIGH SC | DISTRIBUTION SYSTEM | FSD | 1 | 6/18/1990 12:00:00 AM
VA4097300 | PB | PBCU | 3Y | RT | Y | DS003 | LCR006 | TRANSPORTATION RM | KING AND QUEEN CENTRAL HIGH SC | DISTRIBUTION SYSTEM | FSD | 1 | 6/18/1990 12:00:00 AM
VA4097300 | PB | PBCU | 3Y | RT | Y | DS003 | LCR010 | CAFETERIA SINK | KING AND QUEEN CENTRAL HIGH SC | DISTRIBUTION SYSTEM | FSD | 1 | 6/18/1990 12:00:00 AM
VA4097300 | TC | TC | MN | RT | Y | DS003 | TCR01 |  | KING AND QUEEN CENTRAL HIGH SC | DISTRIBUTION SYSTEM |  | 3 | 6/18/1990 12:00:00 AM
VA4097300 | GE | CYN | 9Y | RT | Y | EP001 | EP001 | 5000 GAL HYDRO TANK | KING AND QUEEN CENTRAL HIGH SC | ENTRY POINT |  | 1 | 6/18/1990 12:00:00 AM
VA4097300 | GE | NIT | YR | RT | Y | EP001 | EP001 | 5000 GAL HYDRO TANK | KING AND QUEEN CENTRAL HIGH SC | ENTRY POINT |  | 1 | 6/18/1990 12:00:00 AM
VA4097302 | GE | THH5 | YR | RT | Y | DS001 | DS010 | MENS RESTROOM | KING AND QUEEN COURTHOUSE COMPLEX | DISTRIBUTION SYSTEM |  | 1 | 10/5/1999 12:00:00 AM
VA4097302 | TC | TC | MN | RT | Y | DS001 | TCR01 |  | KING AND QUEEN COURTHOUSE COMPLEX | DISTRIBUTION SYSTEM |  | 3 | 10/5/1999 12:00:00 AM
VA4097302 | GE | CYN | 9Y | RT | Y | EP001 | EP001 | 5000 GAL HYDRO TANK | KING AND QUEEN COURTHOUSE COMPLEX | ENTRY POINT |  | 1 | 10/5/1999 12:00:00 AM
VA4097302 | GE | NIT | YR | RT | Y | EP001 | EP001 | 5000 GAL HYDRO TANK | KING AND QUEEN COURTHOUSE COMPLEX | ENTRY POINT |  | 1 | 10/5/1999 12:00:00 AM
VA4097302 | GE | MPN | YR | RT | Y | WL001 | RW001 | IN TANKHOUSE ON WELL DISCHG PIPING | KING AND QUEEN COURTHOUSE COMPLEX | DRILLED WELL |  | 1 | 10/5/1999 12:00:00 AM
VA4097350 | TC | TC | MN | RT | Y | DS003 | TCR01 |  | LAWSON ELEMENTARY SCHOOL | DISTRIBUTION SYSTEM |  | 3 | 5/16/1991 12:00:00 AM
VA4097350 | GE | NIT | YR | RT | Y | EP001 | EP001 | 5000 GAL HYDRO TANK | LAWSON ELEMENTARY SCHOOL | ENTRY POINT |  | 1 | 5/16/1991 12:00:00 AM
VA4097350 | GE | MPN | YR | RT | Y | WL001 | RW001 | IN TANK HOUSE | LAWSON ELEMENTARY SCHOOL | DRILLED WELL |  | 1 | 5/16/1991 12:00:00 AM
VA4097400 | TC | TC | QT | RT | Y | DS001 | TCR01 |  | NICKS STEAK & SPAGHETTI | DISTRIBUTION |  | 1 | 6/26/1998 12:00:00 AM
VA4097630 | TC | TC | QT | RT | Y | DS001 | TCR01 |  | RAINBOW ACRES CAMPGROUND | DISTRIBUTION SYSTEM |  | 1 | 2/11/2003 12:00:00 AM
VA4097720 | PB | PBCU | 3Y | RT | Y | DS005 | LCR01 | 135 CLARANCE ROAD | TUCKER RECREATION PARK | DISTRIBUTION SYSTEM | FSD | 1 | 4/5/1991 12:00:00 AM
VA4097720 | PB | PBCU | 3Y | RT | Y | DS005 | LCR02 | 151 CREEK ROAD | TUCKER RECREATION PARK | DISTRIBUTION SYSTEM | FSD | 1 | 4/5/1991 12:00:00 AM
VA4097720 | PB | PBCU | 3Y | RT | Y | DS005 | LCR03 | 144 HATCHELL ROAD | TUCKER RECREATION PARK | DISTRIBUTION SYSTEM | FSD | 1 | 4/5/1991 12:00:00 AM
VA4097720 | PB | PBCU | 3Y | RT | Y | DS005 | LCR04 | 244 BARN ROAD | TUCKER RECREATION PARK | DISTRIBUTION SYSTEM | FSD | 1 | 4/5/1991 12:00:00 AM
VA4097720 | PB | PBCU | 3Y | RT | Y | DS005 | LCR05 | 112 CORNFIELD ROAD | TUCKER RECREATION PARK | DISTRIBUTION SYSTEM | FSD | 1 | 4/5/1991 12:00:00 AM
VA4097720 | TC | TC | MN | RT | Y | DS005 | TCR01 |  | TUCKER RECREATION PARK | DISTRIBUTION SYSTEM |  | 3 | 4/5/1991 12:00:00 AM
VA4097800 | TC | TC | MN | RT | Y | DS004 | TCR01 |  | WALKERTON WATER SYSTEM, INC. | DISTRIBUTION SYSTEM |  | 3 | 6/24/1977 12:00:00 AM
VA4097800 | GE | CYN | 9Y | RT | Y | EP001 | EP001 | 5000 GAL HYDRO TANK | WALKERTON WATER SYSTEM, INC. | ENTRY POINT |  | 1 | 6/24/1977 12:00:00 AM
VA4097800 | GE | NIT | YR | RT | Y | EP001 | EP001 | 5000 GAL HYDRO TANK | WALKERTON WATER SYSTEM, INC. | ENTRY POINT |  | 1 | 6/24/1977 12:00:00 AM
VA4097800 | GE | MPN | YR | RT | Y | WL002 | RW002 | ON PIPING ADJACENT TO CL INJECTION POINT | WALKERTON WATER SYSTEM, INC. | DRILLED WELL #2 |  | 1 | 6/24/1977 12:00:00 AM
VA4097800 | GE | MPN | YR | RT | Y | WL002A | RW002A | WELL NO. 2A | WALKERTON WATER SYSTEM, INC. | WELL NO. 2A |  | 1 | 6/24/1977 12:00:00 AM
VA4097850 | TC | TC | MN | RT | Y | DS003 | TCR01 |  | WESTMORELAND SUBDIVISION | DISTRIBUTION SYSTEM |  | 3 | 6/18/1974 12:00:00 AM
VA4101010 | GE | THH5 | YR | RT | Y | DS004 | DBP01 | COOL SPRING RM 156 | ACQUINTON/HAMILTON HOLMES | DISTRIBUTION SYSTEM |  | 1 | 3/8/1991 12:00:00 AM
VA4101010 | PB | PBCU | 3Y | RT | Y | DS004 | LCR01 | HHMS-SCHOOL | ACQUINTON/HAMILTON HOLMES | DISTRIBUTION SYSTEM | FSD | 1 | 3/8/1991 12:00:00 AM
VA4101010 | PB | PBCU | 3Y | RT | Y | DS004 | LCR02 | HAMILTON HOL | ACQUINTON/HAMILTON HOLMES | DISTRIBUTION SYSTEM | FSD | 1 | 3/8/1991 12:00:00 AM
VA4101010 | PB | PBCU | 3Y | RT | Y | DS004 | LCR09 | HHMS RM 113 | ACQUINTON/HAMILTON HOLMES | DISTRIBUTION SYSTEM | FSD | 1 | 3/8/1991 12:00:00 AM
VA4101010 | PB | PBCU | 3Y | RT | Y | DS004 | LCR10 | H H KITCHEN SINK | ACQUINTON/HAMILTON HOLMES | DISTRIBUTION SYSTEM | FSD | 1 | 3/8/1991 12:00:00 AM
VA4101010 | PB | PBCU | 3Y | RT | Y | DS004 | LCR11 | AES KITCHEN SINK | ACQUINTON/HAMILTON HOLMES | DISTRIBUTION SYSTEM | FSD | 1 | 3/8/1991 12:00:00 AM
VA4101010 | PB | PBCU | 3Y | RT | Y | DS004 | LCR12 | AES TEACHERS | ACQUINTON/HAMILTON HOLMES | DISTRIBUTION SYSTEM | FSD | 1 | 3/8/1991 12:00:00 AM
VA4101010 | PB | PBCU | 3Y | RT | Y | DS004 | LCR16 | AES RM 17 SI | ACQUINTON/HAMILTON HOLMES | DISTRIBUTION SYSTEM | FSD | 1 | 3/8/1991 12:00:00 AM
VA4101010 | PB | PBCU | 3Y | RT | Y | DS004 | LCR21 | CSPS CLINIC- | ACQUINTON/HAMILTON HOLMES | DISTRIBUTION SYSTEM | FSD | 1 | 3/8/1991 12:00:00 AM
VA4101010 | PB | PBCU | 3Y | RT | Y | DS004 | LCR25 | CSPS RM 142 | ACQUINTON/HAMILTON HOLMES | DISTRIBUTION SYSTEM | FSD | 1 | 3/8/1991 12:00:00 AM
VA4101010 | PB | PBCU | 3Y | RT | Y | DS004 | LCR29 | CSPS OFFICE | ACQUINTON/HAMILTON HOLMES | DISTRIBUTION SYSTEM | FSD | 1 | 3/8/1991 12:00:00 AM
VA4101010 | TC | TC | MN | RT | Y | DS004 | TCR01 |  | ACQUINTON/HAMILTON HOLMES | DISTRIBUTION SYSTEM |  | 9 | 3/8/1991 12:00:00 AM
VA4101010 | GE | ICMT | 3Y | RT | Y | EP001 | EP001 | HYDROPNEUMATIC TAN | ACQUINTON/HAMILTON HOLMES | ENTRY POINT |  | 1 | 3/8/1991 12:00:00 AM
VA4101010 | GE | NIT | YR | RT | Y | EP001 | EP001 | HYDROPNEUMATIC TAN | ACQUINTON/HAMILTON HOLMES | ENTRY POINT |  | 1 | 3/8/1991 12:00:00 AM
VA4101010 | GE | MPN | YR | RT | Y | WL002 | RW002 | WELL NO. 2 WELL HEAD | ACQUINTON/HAMILTON HOLMES | DRILLED WELL # 2 |  | 1 | 3/8/1991 12:00:00 AM
VA4101030 | PB | PBCU | 3Y | RT | Y | DS001 | LCR02 | 109 OAK CREEK LANE | BLACK CREEK SUBDIVISION | DISTRIBUTION SYSTEM | FSD | 1 | 5/9/2002 12:00:00 AM
VA4101030 | PB | PBCU | 3Y | RT | Y | DS001 | LCR03 | 153 BLACK CREEK LN | BLACK CREEK SUBDIVISION | DISTRIBUTION SYSTEM | FSD | 1 | 5/9/2002 12:00:00 AM
VA4101030 | PB | PBCU | 3Y | RT | Y | DS001 | LCR05 | 34 OAK CREEK LANE | BLACK CREEK SUBDIVISION | DISTRIBUTION SYSTEM | FSD | 1 | 5/9/2002 12:00:00 AM
VA4101030 | PB | PBCU | 3Y | RT | Y | DS001 | LCR07 | 207 BLACK CREEK LANE | BLACK CREEK SUBDIVISION | DISTRIBUTION SYSTEM | FSD | 1 | 5/9/2002 12:00:00 AM
VA4101030 | PB | PBCU | 3Y | RT | Y | DS001 | LCR08 | 5 BLACK CREEK LANE | BLACK CREEK SUBDIVISION | DISTRIBUTION SYSTEM | FSD | 1 | 5/9/2002 12:00:00 AM
VA4101030 | TC | TC | MN | RT | Y | DS001 | TCR01 |  | BLACK CREEK SUBDIVISION | DISTRIBUTION SYSTEM |  | 3 | 5/9/2002 12:00:00 AM
VA4101030 | GE | MPN | YR | RT | Y | WL001 | WL001 | WELL | BLACK CREEK SUBDIVISION | DRILLED WELL |  | 1 | 5/9/2002 12:00:00 AM
VA4101060 | TC | TC | MN | RT | Y | DS005 | TCR01 |  | BRAXTONS LANDING | DISTRIBUTION SYSTEM |  | 3 | 2/12/1993 12:00:00 AM
VA4101060 | GE | NIT | YR | RT | Y | EP001 | EP001 | 1000 GAL HYDRO TANK | BRAXTONS LANDING | ENTRY POINT |  | 1 | 2/12/1993 12:00:00 AM
VA4101085 | TC | TC | MN | RT | Y | DS001 | TCR01 |  | PAMUNKEY RIDGE CAMP (MAIN WELL) | DISTRIBUTION SYSTEM |  | 3 | 1/1/2001 12:00:00 AM
VA4101086 | TC | TC | QT | RT | Y | DS001 | TCR01 |  | PAMUNKEY RIDGE CAMP (EQUESTRIAN WELL) | DISTRIBUTION |  | 1 | 3/27/2003 12:00:00 AM
VA4101097 | TC | TC | MN | RT | Y | DS001 | TCR01 |  | CEDAR CREST | DISTRIBUTION SYSTEM |  | 3 | 10/1/2006 12:00:00 AM
VA4101097 | GE | ICMT | 3Y | RT | Y | EP001 | EP001 | PRESSURE TANK | CEDAR CREST | ENTRY POINT |  | 1 | 10/1/2006 12:00:00 AM
VA4101097 | GE | NIT | YR | RT | Y | EP001 | EP001 | PRESSURE TANK | CEDAR CREST | ENTRY POINT |  | 1 | 10/1/2006 12:00:00 AM
VA4101097 | GE | VOC | 3Y | RT | Y | EP001 | EP001 | PRESSURE TANK | CEDAR CREST | ENTRY POINT |  | 1 | 10/1/2006 12:00:00 AM
VA4101097 | GE | MPN | YR | RT | Y | WL001 | WL001 | RAW WATER TAP | CEDAR CREST | WELL # 1 |  | 1 | 10/1/2006 12:00:00 AM
VA4101097 | GE | MPN | YR | RT | Y | WL002 | WL002 | RAW WATER TAP | CEDAR CREST | WELL # 2 |  | 1 | 10/1/2006 12:00:00 AM
VA4101105 | TC | TC | MN | RT | Y | DS001 | TCR01 |  | LOT 2 COMMERCE PARK COMMONS | DISTRIBUTION SYSTEM |  | 3 | 1/1/2008 12:00:00 AM
VA4101105 | GE | NIT | YR | RT | Y | EP001 | EP001 | BLADDER TANK | LOT 2 COMMERCE PARK COMMONS | ENTRY POINT |  | 1 | 1/1/2008 12:00:00 AM
VA4101110 | GE | THH5 | YR | RT | Y | DS001 | DBP01 | KING WILLIAM HIGH MAIN OFFICE | CENTRAL GARAGE WATER SYSTEM | DISTRIBUTION SYSTEM |  | 1 | 12/1/2001 12:00:00 AM
VA4101110 | PB | PBCU | 3Y | RT | Y | DS001 | LCR02 | FOOD LION FOUNTAIN | CENTRAL GARAGE WATER SYSTEM | DISTRIBUTION SYSTEM | FSD | 1 | 12/1/2001 12:00:00 AM
VA4101110 | PB | PBCU | 3Y | RT | Y | DS001 | LCR07 | FAMILY DOLLAR FOUNT | CENTRAL GARAGE WATER SYSTEM | DISTRIBUTION SYSTEM | FSD | 1 | 12/1/2001 12:00:00 AM
VA4101110 | PB | PBCU | 3Y | RT | Y | DS001 | LCR08 | BANK OF ESSEX SINK | CENTRAL GARAGE WATER SYSTEM | DISTRIBUTION SYSTEM | FSD | 1 | 12/1/2001 12:00:00 AM
VA4101110 | PB | PBCU | 3Y | RT | Y | DS001 | LCR09 | ESSEX BANK MENS RR | CENTRAL GARAGE WATER SYSTEM | DISTRIBUTION SYSTEM | FSD | 1 | 12/1/2001 12:00:00 AM
VA4101110 | PB | PBCU | 3Y | RT | Y | DS001 | LCR10 | ESSEX BANK WOMEN R | CENTRAL GARAGE WATER SYSTEM | DISTRIBUTION SYSTEM | FSD | 1 | 12/1/2001 12:00:00 AM
VA4101110 | PB | PBCU | 3Y | RT | Y | DS001 | LCR13 | MAIN HALL H2O FOUNT | CENTRAL GARAGE WATER SYSTEM | DISTRIBUTION SYSTEM | FSD | 1 | 12/1/2001 12:00:00 AM
VA4101110 | PB | PBCU | 3Y | RT | Y | DS001 | LCR14 | KWHS ROOM 1 LAB | CENTRAL GARAGE WATER SYSTEM | DISTRIBUTION SYSTEM | FSD | 1 | 12/1/2001 12:00:00 AM
VA4101110 | PB | PBCU | 3Y | RT | Y | DS001 | LCR17 | KWHS GIRL BR SCIENCE | CENTRAL GARAGE WATER SYSTEM | DISTRIBUTION SYSTEM | FSD | 1 | 12/1/2001 12:00:00 AM
VA4101110 | PB | PBCU | 3Y | RT | Y | DS001 | LCR19 | KWHS RM 25 FOUNTAIN | CENTRAL GARAGE WATER SYSTEM | DISTRIBUTION SYSTEM | FSD | 1 | 12/1/2001 12:00:00 AM
VA4101110 | PB | PBCU | 3Y | RT | Y | DS001 | LCR22 | RENNIE'S WOMENS RR | CENTRAL GARAGE WATER SYSTEM | DISTRIBUTION SYSTEM | FSD | 1 | 12/1/2001 12:00:00 AM
VA4101110 | TC | TC | MN | RT | Y | DS001 | TCR01 |  | CENTRAL GARAGE WATER SYSTEM | DISTRIBUTION SYSTEM |  | 6 | 12/1/2001 12:00:00 AM
VA4101110 | GE | MPN | YR | RT | Y | WL003 | RW003 | MCCAULEY PARK WELL | CENTRAL GARAGE WATER SYSTEM | MCCAULEY PARK WELL |  | 1 | 12/1/2001 12:00:00 AM
VA4101110 | GE | MPN | YR | RT | Y | WL004 | WL004 | KENNINGTON WELL | CENTRAL GARAGE WATER SYSTEM | KENNINGTON WELL |  | 1 | 12/1/2001 12:00:00 AM
VA4101115 | TC | TC | QT | RT | Y | DS001 | TCR01 |  | DOLLAR GENERAL RT.617 | DISTRIBUTION SYSTEM |  | 1 | 1/1/2023 12:00:00 AM
VA4101115 | GE | NIT | YR | RT | Y | EP001 | EP001 | ENTRY POINT | DOLLAR GENERAL RT.617 | ENTRY POINT |  | 1 | 1/1/2023 12:00:00 AM
VA4101125 | PB | PBCU | 3Y | RT | Y | DS001 | LCR01 | RESTROOM SINK IN INFANT ROOM | FUN FARM CENTERS | DISTRIBUTION SYSTEM | FSD | 1 | 9/14/2015 12:00:00 AM
VA4101125 | PB | PBCU | 3Y | RT | Y | DS001 | LCR02 | HAND SINK IN KITCHEN ROOM | FUN FARM CENTERS | DISTRIBUTION SYSTEM | FSD | 1 | 9/14/2015 12:00:00 AM
VA4101125 | PB | PBCU | 3Y | RT | Y | DS001 | LCR03 | RESTROOM SINK IN 2 YR OLD ROOM | FUN FARM CENTERS | DISTRIBUTION SYSTEM | FSD | 1 | 9/14/2015 12:00:00 AM
VA4101125 | PB | PBCU | 3Y | RT | Y | DS001 | LCR04 | HAND SINK IN MULTI USE ROOM | FUN FARM CENTERS | DISTRIBUTION SYSTEM | FSD | 1 | 9/14/2015 12:00:00 AM
VA4101125 | PB | PBCU | 3Y | RT | Y | DS001 | LCR05 | RESTROOM SINK IN GYM | FUN FARM CENTERS | DISTRIBUTION SYSTEM | FSD | 1 | 9/14/2015 12:00:00 AM
VA4101125 | TC | TC | MN | RT | Y | DS001 | TCR01 |  | FUN FARM CENTERS | DISTRIBUTION SYSTEM |  | 3 | 9/14/2015 12:00:00 AM
VA4101125 | GE | ICMT | 3Y | RT | Y | EP001 | EP001 | ENTRY POINT | FUN FARM CENTERS | ENTRY POINT |  | 1 | 9/14/2015 12:00:00 AM
VA4101307 | TC | TC | QT | RT | Y | DS001 | TCR01 |  | KING WILLIAM COUNTY PARK | KING WILLIAM COUNTY PARKS DEPT |  | 1 | 12/23/1997 12:00:00 AM
VA4101310 | TC | TC | MN | RT | Y | DS003 | TCR01 |  | OLD KING WILLIAM COURTHOUSE | DISTRIBUTION SYSTEM |  | 3 | 6/24/1997 12:00:00 AM
VA4101315 | PB | PBCU | 3Y | RT | Y | DS001 | LCR01 | BREAK ROOM SINK #183 | NEW KING WILLIAM COURTHOUSE | DISTRIBUTION SYSTEM | FSD | 1 | 10/1/2007 12:00:00 AM
VA4101315 | PB | PBCU | 3Y | RT | Y | DS001 | LCR02 | J+D RROOM SINK #207 | NEW KING WILLIAM COURTHOUSE | DISTRIBUTION SYSTEM | FSD | 1 | 10/1/2007 12:00:00 AM
VA4101315 | PB | PBCU | 3Y | RT | Y | DS001 | LCR03 | DISTRICT RR SINK#202 | NEW KING WILLIAM COURTHOUSE | DISTRIBUTION SYSTEM | FSD | 1 | 10/1/2007 12:00:00 AM
VA4101315 | PB | PBCU | 3Y | RT | Y | DS001 | LCR09 | CIRCUIT RR SINK 134 | NEW KING WILLIAM COURTHOUSE | DISTRIBUTION SYSTEM | FSD | 1 | 10/1/2007 12:00:00 AM
VA4101315 | PB | PBCU | 3Y | RT | Y | DS001 | LCR10 | DISPATCH FOUNTAIN 144 | NEW KING WILLIAM COURTHOUSE | DISTRIBUTION SYSTEM | FSD | 1 | 10/1/2007 12:00:00 AM
VA4101315 | TC | TC | MN | RT | Y | DS001 | TCR01 |  | NEW KING WILLIAM COURTHOUSE | DISTRIBUTION SYSTEM |  | 3 | 10/1/2007 12:00:00 AM
VA4101500 | TC | TC | MN | RT | Y | DS004 | TCR01 |  | MARLE HILL SUBDIVISION | DISTRIBUTION SYSTEM |  | 3 | 6/30/1977 12:00:00 AM
VA4101500 | GE | MPN | YR | RT | Y | WL001 | RW001 | WELL HEAD | MARLE HILL SUBDIVISION | DRILLED WELL |  | 1 | 6/30/1977 12:00:00 AM
VA4101500 | GE | THH5 | 3Y | RT | Y | DS004 | DBP01 | SEC A LOT 1 | MARLE HILL SUBDIVISION | DISTRIBUTION SYSTEM |  | 1 | 1977-06-30
VA4101503 | TC | TC | MN | RT | Y | DS001 | TCR01 |  | MARLE HILL SECTION 3 | DISTRIBUTION SYSTEM |  | 3 | 1/17/2007 12:00:00 AM
VA4101503 | GE | MPN | YR | RT | Y | WL001 | RW001 | WELL # 1 | MARLE HILL SECTION 3 | WELL # 1, SECTION 3 |  | 1 | 1/17/2007 12:00:00 AM
VA4101503 | GE | THH5 | 3Y | RT | Y | DS001 | DBP01 | LOT 40, OXFORD CT | MARLE HILL SECTION 3 | DISTRIBUTION SYSTEM |  | 1 | 2007-01-17
VA4101550 | TC | TC | MN | RT | Y | DS003 | TCR01 |  | MT. OLIVE CHURCH COMM. WELL CO | DISTRIBUTION SYSTEM |  | 3 | 11/27/1991 12:00:00 AM
VA4101600 | GE | THH5 | YR | RT | Y | DS009 | DBP01 | LOT 3 - 11 WHITE PINE CT. | OAK SPRINGS | DISTRIBUTION SYSTEM |  | 1 | 8/21/1991 12:00:00 AM
VA4101600 | PB | PBCU | 3Y | RT | Y | DS009 | LCR03 | 88 CORRAN DRIVE | OAK SPRINGS | DISTRIBUTION SYSTEM | FSD | 1 | 8/21/1991 12:00:00 AM
VA4101600 | PB | PBCU | 3Y | RT | Y | DS009 | LCR04 | 544 OAK SPRINGS DR | OAK SPRINGS | DISTRIBUTION SYSTEM | FSD | 1 | 8/21/1991 12:00:00 AM
VA4101600 | PB | PBCU | 3Y | RT | Y | DS009 | LCR09 | 173 GWYNN DRIVE | OAK SPRINGS | DISTRIBUTION SYSTEM | FSD | 1 | 8/21/1991 12:00:00 AM
VA4101600 | PB | PBCU | 3Y | RT | Y | DS009 | LCR10 | 251 CORRAN DRIVE | OAK SPRINGS | DISTRIBUTION SYSTEM | FSD | 1 | 8/21/1991 12:00:00 AM
VA4101600 | PB | PBCU | 3Y | RT | Y | DS009 | LCR13 | 325 OAK SPRINGS CR | OAK SPRINGS | DISTRIBUTION SYSTEM | FSD | 1 | 8/21/1991 12:00:00 AM
VA4101600 | PB | PBCU | 3Y | RT | Y | DS009 | LCR14 | 334 OAK SPRINGS CR | OAK SPRINGS | DISTRIBUTION SYSTEM | FSD | 1 | 8/21/1991 12:00:00 AM
VA4101600 | PB | PBCU | 3Y | RT | Y | DS009 | LCR16 | 153 CORANN DR | OAK SPRINGS | DISTRIBUTION SYSTEM | FSD | 1 | 8/21/1991 12:00:00 AM
VA4101600 | PB | PBCU | 3Y | RT | Y | DS009 | LCR17 | 177 CORANN DR | OAK SPRINGS | DISTRIBUTION SYSTEM | FSD | 1 | 8/21/1991 12:00:00 AM
VA4101600 | PB | PBCU | 3Y | RT | Y | DS009 | LCR20 | 218 ROSEBUD RUN | OAK SPRINGS | DISTRIBUTION SYSTEM | FSD | 1 | 8/21/1991 12:00:00 AM
VA4101600 | PB | PBCU | 3Y | RT | Y | DS009 | LCR21 | 107 PARKWOOD DR | OAK SPRINGS | DISTRIBUTION SYSTEM | FSD | 1 | 8/21/1991 12:00:00 AM
VA4101600 | TC | TC | MN | RT | Y | DS009 | TCR01 |  | OAK SPRINGS | DISTRIBUTION SYSTEM |  | 3 | 8/21/1991 12:00:00 AM
VA4101600 | GE | ICMT | 3Y | RT | Y | EP001 | EP001 | HYDRO TANK - WELL 1A | OAK SPRINGS | ENTRY POINT NO 1 |  | 1 | 8/21/1991 12:00:00 AM
VA4101600 | GE | RADA | 6Y | RT | Y | EP001 | EP001 | HYDRO TANK - WELL 1A | OAK SPRINGS | ENTRY POINT NO 1 |  | 1 | 8/21/1991 12:00:00 AM
VA4101600 | GE | MPN | YR | RT | Y | WL002 | RW002 | WELL HEAD #2 | OAK SPRINGS | WELL # 2 |  | 1 | 8/21/1991 12:00:00 AM
VA4101650 | TC | TC | MN | RT | Y | DS001 | TCR01 |  | M & M PIZZA | DISTRIBUTION SYSTEM |  | 3 | 1/13/1998 12:00:00 AM
VA4101650 | GE | NIT | YR | RT | Y | EP001 | EP001 | STORAGE TANK | M & M PIZZA | ENTRY POINT |  | 1 | 1/13/1998 12:00:00 AM
VA4101670 | TC | TC | MN | RT | Y | DS003 | TCR01 |  | FONTAINBLEAU INDUSTRIAL PARK | DISTRIBUTION SYSTEM |  | 3 | 12/11/1997 12:00:00 AM
VA4101678 | TC | TC | QT | RT | Y | DS01 | TCR01 |  | RT 360 COMPLEX | DISTRIBUTION SYSTEM |  | 1 | 9/22/2023 12:00:00 AM
VA4101715 | TC | TC | QT | RT | Y | DS001 | TCR01 |  | SHARON ROAD SHOPPING CENTER | DISTRIBUTION SYSTEM |  | 1 | 10/24/2003 12:00:00 AM
VA4101800 | TC | TC | MN | RT | Y | DS001 | TCR01 |  | VENTER HEIGHTS SUBDIVISION | DISTRIBUTION SYSTEM |  | 3 | 3/18/1974 12:00:00 AM
VA4101800 | GE | MPN | YR | RT | Y | WL002 | RW002 | WELL HEAD #2 | VENTER HEIGHTS SUBDIVISION | DRILLED WELL #2 |  | 1 | 3/18/1974 12:00:00 AM
VA4101800 | GE | MPN | YR | RT | Y | WL01A | RW01A | DRILLED WELL 1A | VENTER HEIGHTS SUBDIVISION | DRILLED WELL #1A |  | 1 | 3/18/1974 12:00:00 AM
VA4101900 | GE | THH5 | YR | RT | Y | DS006 | DBP02 | 790 RIVER ROAD | WEST POINT, TOWN OF | DISTRIBUTION SYSTEM |  | 1 | 12/7/1973 12:00:00 AM
VA4101900 | TC | TC | MN | RT | Y | DS006 | TCR01 |  | WEST POINT, TOWN OF | DISTRIBUTION SYSTEM |  | 9 | 12/7/1973 12:00:00 AM
VA4101900 | GE | MPN | YR | RT | Y | WL001 | RW001 | WELL HEAD #1 | WEST POINT, TOWN OF | DRILLED WELL #1 |  | 1 | 12/7/1973 12:00:00 AM
VA4101900 | GE | MPN | YR | RT | Y | WL002 | RW002 | WELL HEAD #2 | WEST POINT, TOWN OF | DRILLED WELL #2 |  | 1 | 12/7/1973 12:00:00 AM
VA4101900 | GE | MPN | YR | RT | Y | WL003 | WL003 | WELL # 3 | WEST POINT, TOWN OF | DRILLED WELL #3 |  | 1 | 12/7/1973 12:00:00 AM
VA4101950 | TC | TC | MN | RT | Y | DS003 | TCR01 |  | WOODRUFF SUBDIVISION | DISTRIBUTION SYSTEM |  | 3 | 7/7/1997 12:00:00 AM
VA4101950 | GE | MPN | YR | RT | Y | WL001 | WL001 | WELL # 1 SAMPLE TAP | WOODRUFF SUBDIVISION | WELL # 1 |  | 1 | 7/7/1997 12:00:00 AM
VA4101950 | GE | MPN | YR | RT | Y | WL002 | WL002 | WELL # 1A SAMPLE TAP | WOODRUFF SUBDIVISION | WELL # 1A |  | 1 | 7/7/1997 12:00:00 AM
VA4103050 | TC | TC | QT | RT | Y | DS001 | TCR01 |  | YMCA/APYC CAMP KEKOKA | DISTRIBUTION SYSTEM |  | 1 | 1/1/2000 12:00:00 AM
VA4103100 | TC | TC | MN | RT | Y | DS001 | TCR01 |  | BALL POINT | DISTRIBUTION SYSTEM |  | 3 | 6/1/1981 12:00:00 AM
VA4103100 | GE | MPN | YR | RT | Y | WL01A | RW01A | RAW TAP | BALL POINT | WELL 1A |  | 1 | 6/1/1981 12:00:00 AM
VA4103120 | TC | TC | QT | RT | Y | DS001 | TCR01 |  | BELLE ISLE STATE PARK | DISTRIBUTION SYSTEM |  | 1 | 3/12/1998 12:00:00 AM
VA4103120 | GE | MPN | YR | RT | Y | WL001 | WH001 | WELL RAW WATER DIS. | BELLE ISLE STATE PARK | WELL NO. 1 |  | 1 | 3/12/1998 12:00:00 AM
VA4103130 | TC | TC | MN | RT | Y | DS001 | TCR01 |  | BLACK STUMP | DISTRIBUTION SYSTEM |  | 3 | 3/1/1983 12:00:00 AM
VA4103150 | TC | TC | QT | RT | Y | DS001 | TCR01 |  | BRIGHTWATERS | DISTRIBUTION SYSTEM |  | 1 | 6/24/1977 12:00:00 AM
VA4103150 | GE | NIT | YR | RT | Y | EP001 | EP001 | PRESSURE TANK | BRIGHTWATERS | ENTRY POINT @ WELL NO. 1 |  | 1 | 6/24/1977 12:00:00 AM
VA4103200 | TC | TC | MN | RT | Y | DS003 | TCR01 |  | CHURCHFIELDS | DISTRIBUTION SYSTEM |  | 3 | 10/26/1977 12:00:00 AM
VA4103200 | GE | MPN | YR | RT | Y | WL001 | RW001 | WELL DISCHARGE PIPE | CHURCHFIELDS | DRILLED WELL |  | 1 | 10/26/1977 12:00:00 AM
VA4103200 | GE | THH5 | 3Y | RT | Y | DS003 | DBP01 | 363 WILSON LN | CHURCHFIELDS | DISTRIBUTION SYSTEM |  | 1 | 1977-10-26
VA4103209 | TC | TC | QT | RT | Y | DS001 | TCR01 |  | KC`S CRABS AND CUES | CKS DISTRIBUTION SYSTEM |  | 1 | 3/29/2019 12:00:00 AM
VA4103225 | TC | TC | MN | RT | Y | DS005 | TCR01 |  | CORBIN - LEWIS ESTATES | DISTRIBUTION SYSTEM |  | 3 | 6/16/1989 12:00:00 AM
VA4103225 | GE | MPN | YR | RT | Y | WL001 | RW001 | WELL DISCHARGE PIPE | CORBIN - LEWIS ESTATES | DRILLED WELL |  | 1 | 6/16/1989 12:00:00 AM
VA4103225 | GE | THH5 | 3Y | RT | Y | DS005 | DBP01 | 396 CAMPBELL RD | CORBIN - LEWIS ESTATES | DISTRIBUTION SYSTEM |  | 1 | 1989-06-16
VA4103230 | TC | TC | MN | RT | Y | DS001 | TCR01 |  | CORROTOMAN BY THE BAY | DISTRIBUTION SYSTEM |  | 3 | 6/24/1977 12:00:00 AM
VA4103230 | GE | MPN | YR | RT | Y | WL001 | RW001 | WELL #1 DISCHARGE | CORROTOMAN BY THE BAY | DRILLED WELL #1 - STATION #24 |  | 1 | 6/24/1977 12:00:00 AM
VA4103230 | GE | MPN | YR | RT | Y | WL002 | RW002 | WELL DISCHARGE | CORROTOMAN BY THE BAY | DRILLED WELL #2 - STATION #25 |  | 1 | 6/24/1977 12:00:00 AM
VA4103230 | GE | THH5 | 3Y | RT | Y | DS001 | DBP01 | LOT 359 | CORROTOMAN BY THE BAY | DISTRIBUTION SYSTEM |  | 1 | 1977-06-24
VA4103245 | TC | TC | MN | RT | Y | DS001 | TCR01 |  | COTTAGES AT THE GOLDEN EAGLE | DISTRIBUTION SYSTEM |  | 3 | 9/9/1982 12:00:00 AM
VA4103245 | GE | VOC | 3Y | RT | Y | EP001 | EP001 | PRESSURE TANK | COTTAGES AT THE GOLDEN EAGLE | ENTRY POINT @ WELL NO. 1 |  | 1 | 9/9/1982 12:00:00 AM
VA4103245 | GE | MPN | YR | RT | Y | WL01A | WL01A | WELL DISCHARGE PIPE | COTTAGES AT THE GOLDEN EAGLE | WELL NO. 1A |  | 1 | 9/9/1982 12:00:00 AM
VA4103250 | TC | TC | MN | RT | Y | DS001 | TCR01 |  | COVE COLONY | DISTRIBUTION SYSTEM |  | 3 | 6/24/1977 12:00:00 AM
VA4103250 | GE | MPN | YR | RT | Y | WL01A | RW01A | CONCRETE PIT | COVE COLONY | WELL 1A |  | 1 | 6/24/1977 12:00:00 AM
VA4103250 | GE | THH5 | 3Y | RT | Y | DS001 | DBP01 | 712 MYER CREEK RD | COVE COLONY | DISTRIBUTION SYSTEM |  | 1 | 1977-06-24
VA4103338 | TC | TC | MN | RT | Y | DS005 | TCR01 |  | FOREST HILLS SUBD | DISTRIBUTION SYSTEM |  | 3 | 9/4/1990 12:00:00 AM
VA4103338 | GE | CYN | 9Y | RT | Y | EP001 | EP001 | PRESSURE TANK | FOREST HILLS SUBD | ENTRY POINT @ WELL NO. 1 |  | 1 | 9/4/1990 12:00:00 AM
VA4103340 | TC | TC | QT | RT | Y | DS001 | TCR01 |  | FOUNDATION FOR HISTORIC CHRIST CHURCH | DISTRIBUITION SYSTEM |  | 1 | 8/8/2002 12:00:00 AM
VA4103340 | GE | MPN | YR | RT | Y | WL001 | RW001 | RAW TAP | FOUNDATION FOR HISTORIC CHRIST CHURCH | WELL |  | 1 | 8/8/2002 12:00:00 AM
VA4103350 | TC | TC | MN | RT | Y | DS003 | TCR01 |  | FOXWELLS | DISTRIBUTION SYSTEM |  | 3 | 3/9/1965 12:00:00 AM
VA4103350 | GE | RADA | 6Y | RT | Y | EP001 | EP001 | PRESSURE TANK @ WELL NO 1A | FOXWELLS | ENTRY POINT @ WELL NO. 1A |  | 1 | 3/9/1965 12:00:00 AM
VA4103350 | GE | MPN | YR | RT | Y | WL002 | RW002 | WELL NO. 2 RAW WATER TAP | FOXWELLS | WELL NO. 2 |  | 1 | 3/9/1965 12:00:00 AM
VA4103350 | GE | MPN | YR | RT | Y | WL01A | RW01A | WELL NO. 1A | FOXWELLS | WELL NO. 1A |  | 1 | 3/9/1965 12:00:00 AM
VA4103365 | TC | TC | QT | RT | Y | DS001 | TCR01 |  | GOLDEN EAGLE COUNTRY CLUB | DISTRIBUTION SYSTEM |  | 1 | 8/8/2002 12:00:00 AM
VA4103375 | TC | TC | MN | RT | Y | DS001 | TCR01 |  | GRANVILLE BAY SUBDIVISION | DISTRIBUTION SYSTEM |  | 3 | 5/15/1981 12:00:00 AM
VA4103500 | TC | TC | MN | RT | Y | DS001 | TCR01 |  | HERITAGE POINT | DISTRIBUTION SYSTEM |  | 3 | 9/11/1979 12:00:00 AM
VA4103500 | GE | MPN | YR | RT | Y | WL01A | WL01A | WELL SAMPLE TAP | HERITAGE POINT | WELL 1A |  | 1 | 9/11/1979 12:00:00 AM
VA4103500 | GE | MPN | YR | RT | Y | WL02A | WL02A | WELL-2A DISCHRG. TAP | HERITAGE POINT | WELL NO. 2A |  | 1 | 9/11/1979 12:00:00 AM
VA4103500 | GE | THH5 | 3Y | RT | Y | DS001 | DBP01 | ZAMJHON - LOT 137 | HERITAGE POINT | DISTRIBUTION SYSTEM |  | 1 | 1979-09-11
VA4103540 | PB | PBCU | 3Y | RT | Y | DS001 | LC002 | 380 HIGHBANK RD | HIGHBANK | DISTRIBUTION SYSTEM | FSD | 1 | 2/23/2004 12:00:00 AM
VA4103540 | PB | PBCU | 3Y | RT | Y | DS001 | LC003 | 410 HIGHBANK RD | HIGHBANK | DISTRIBUTION SYSTEM | FSD | 1 | 2/23/2004 12:00:00 AM
VA4103540 | PB | PBCU | 3Y | RT | Y | DS001 | LC005 | 379 HIGHBANK RD | HIGHBANK | DISTRIBUTION SYSTEM | FSD | 1 | 2/23/2004 12:00:00 AM
VA4103540 | PB | PBCU | 3Y | RT | Y | DS001 | LC006 | 373 HIGHBANK RD | HIGHBANK | DISTRIBUTION SYSTEM | FSD | 1 | 2/23/2004 12:00:00 AM
VA4103540 | PB | PBCU | 3Y | RT | Y | DS001 | LC009 | 392 HIGHBANK RD | HIGHBANK | DISTRIBUTION SYSTEM | FSD | 1 | 2/23/2004 12:00:00 AM
VA4103540 | TC | TC | MN | RT | Y | DS001 | TCR01 |  | HIGHBANK | DISTRIBUTION SYSTEM |  | 3 | 2/23/2004 12:00:00 AM
VA4103550 | GE | THH5 | YR | RT | Y | DS001 | DBP01 | 62 OLD MILL COVE RD | IRVINGTON COMMUNITY OF | DISTRIBUTION SYSTEM |  | 1 | 7/24/1958 12:00:00 AM
VA4103550 | TC | TC | MN | RT | Y | DS001 | TCR01 |  | IRVINGTON COMMUNITY OF | DISTRIBUTION SYSTEM |  | 6 | 7/24/1958 12:00:00 AM
VA4103550 | GE | VOC | YR | RT | Y | EP002 | EP002 | PRESSURE TANK NO. 2 | IRVINGTON COMMUNITY OF | ENTRY POINT @ WELL NO. 2 & WELL NO 2A |  | 1 | 7/24/1958 12:00:00 AM
VA4103550 | GE | MPN | YR | RT | Y | WL002 | RW002 | WELL #2 DISCHARGE | IRVINGTON COMMUNITY OF | DRILLED WELL #2 |  | 1 | 7/24/1958 12:00:00 AM
VA4103550 | GE | MPN | YR | RT | Y | WL02A | RW02A | DRILLED WELL NO 2A | IRVINGTON COMMUNITY OF | DRILLED WELL NO 2A |  | 1 | 7/24/1958 12:00:00 AM
VA4103600 | GE | THH5 | YR | RT | Y | DS001 | DBP01 | CARLSON JR. - 54 VENEBLE DR | KILMARNOCK, TOWN OF | DISTRIBUTION SYSTEM |  | 1 | 7/17/1934 12:00:00 AM
VA4103600 | TC | TC | MN | RT | Y | DS001 | TCR01 |  | KILMARNOCK, TOWN OF | DISTRIBUTION SYSTEM |  | 6 | 7/17/1934 12:00:00 AM
VA4103600 | GE | ICMT | 3Y | RT | Y | EP002 | EP002 | ELEVATED TANK #2 | KILMARNOCK, TOWN OF | ENTRY POINT @ WELL NO. 2 |  | 1 | 7/17/1934 12:00:00 AM
VA4103600 | GE | NIT | YR | RT | Y | EP002 | EP002 | ELEVATED TANK #2 | KILMARNOCK, TOWN OF | ENTRY POINT @ WELL NO. 2 |  | 1 | 7/17/1934 12:00:00 AM
VA4103600 | GE | CYN | 3Y | RT | Y | EP003 | EP003 | WELL DISCHARGE FROM WELL #3 WELL HOUSE | KILMARNOCK, TOWN OF | ENTRY POINT @ WELL NO. 3A |  | 1 | 7/17/1934 12:00:00 AM
VA4103600 | GE | ICMT | 3Y | RT | Y | EP003 | EP003 | WELL DISCHARGE FROM WELL #3 WELL HOUSE | KILMARNOCK, TOWN OF | ENTRY POINT @ WELL NO. 3A |  | 1 | 7/17/1934 12:00:00 AM
VA4103600 | GE | NIT | YR | RT | Y | EP003 | EP003 | WELL DISCHARGE FROM WELL #3 WELL HOUSE | KILMARNOCK, TOWN OF | ENTRY POINT @ WELL NO. 3A |  | 1 | 7/17/1934 12:00:00 AM
VA4103600 | GE | RADA | QT | RT | Y | EP003 | EP003 | WELL DISCHARGE FROM WELL #3 WELL HOUSE | KILMARNOCK, TOWN OF | ENTRY POINT @ WELL NO. 3A |  | 1 | 7/17/1934 12:00:00 AM
VA4103600 | GE | NIT | YR | RT | Y | EP004 | EP004 | ELEVATED TANK #4 | KILMARNOCK, TOWN OF | ENTRY POINT @ WELL NO. 4 |  | 1 | 7/17/1934 12:00:00 AM
VA4103600 | GE | MPN | YR | RT | Y | WL002 | RW002 | WELL DISCHARGE PIPE | KILMARNOCK, TOWN OF | WELL NO. 2 |  | 1 | 7/17/1934 12:00:00 AM
VA4103600 | GE | MPN | YR | RT | Y | WL004 | RW004 | WELL DISCHARGE PIPE | KILMARNOCK, TOWN OF | WELL NO. 4 |  | 1 | 7/17/1934 12:00:00 AM
VA4103600 | GE | MPN | YR | RT | Y | WL03A | RW03A | WELL DISCHARGE TAP | KILMARNOCK, TOWN OF | WELL NO. 3A |  | 1 | 7/17/1934 12:00:00 AM
VA4103630 | TC | TC | MN | RT | Y | DS001 | TCR01 |  | TARTAN | TARTAN DISTRIBUTION SYSTEM |  | 3 | 6/24/1977 12:00:00 AM
VA4103630 | TC | TC | MN | RT | Y | DS002 | TCR01 |  | TARTAN | THE GREEN DISTRIBUTION SYSTEM |  | 3 | 6/24/1977 12:00:00 AM
VA4103630 | GE | ICMT | 3Y | RT | Y | EP002 | EP002 | PRESSURE TANK | TARTAN | THE GREEN ENTRY POINT @ WELL NO. 1 |  | 1 | 6/24/1977 12:00:00 AM
VA4103630 | GE | THH5 | 3Y | RT | Y | DS001 | DBP01 | 275 GOLF COURSE LN | TARTAN | TARTAN DISTRIBUTION SYSTEM |  | 1 | 1977-06-24
VA4103680 | TC | TC | MN | RT | Y | DS001 | TCR01 |  | LANCASTER COURTHOUSE | DIST SYST |  | 3 | 5/26/1953 12:00:00 AM
VA4103680 | GE | MPN | YR | RT | Y | WL01A | WL01A | WELL SAMPLE TAP | LANCASTER COURTHOUSE | WELL #1A |  | 1 | 5/26/1953 12:00:00 AM
VA4103687 | PB | PBCU | 3Y | RT | Y | DS003 | LC001 | K1-KITCHEN | LANCASTER HIGH SCHOOL | DISTRIBUTION SYSTEM | FSD | 1 | 1/30/1990 12:00:00 AM
VA4103687 | PB | PBCU | 3Y | RT | Y | DS003 | LC002 | K2-KITCHEN | LANCASTER HIGH SCHOOL | DISTRIBUTION SYSTEM | FSD | 1 | 1/30/1990 12:00:00 AM
VA4103687 | PB | PBCU | 3Y | RT | Y | DS003 | LC003 | K3-KITCHEN | LANCASTER HIGH SCHOOL | DISTRIBUTION SYSTEM | FSD | 1 | 1/30/1990 12:00:00 AM
VA4103687 | PB | PBCU | 3Y | RT | Y | DS003 | LC004 | WF1-NEXT TO CAFET | LANCASTER HIGH SCHOOL | DISTRIBUTION SYSTEM | FSD | 1 | 1/30/1990 12:00:00 AM
VA4103687 | PB | PBCU | 3Y | RT | Y | DS003 | LC005 | WF2-NEXT TO CAFET | LANCASTER HIGH SCHOOL | DISTRIBUTION SYSTEM | FSD | 1 | 1/30/1990 12:00:00 AM
VA4103687 | TC | TC | MN | RT | Y | DS003 | TCR01 |  | LANCASTER HIGH SCHOOL | DISTRIBUTION SYSTEM |  | 3 | 1/30/1990 12:00:00 AM
VA4103695 | PB | PBCU | 3Y | RT | Y | DS001 | LC001 | K1-KITCHEN STEEL SINK | LANCASTER PRIMARY SCHOOL | DISTRIBUTION SYSTEM | FSD | 1 | 1/30/1990 12:00:00 AM
VA4103695 | PB | PBCU | 3Y | RT | Y | DS001 | LC002 | K2-KITCHEN STEEL SINK | LANCASTER PRIMARY SCHOOL | DISTRIBUTION SYSTEM | FSD | 1 | 1/30/1990 12:00:00 AM
VA4103695 | PB | PBCU | 3Y | RT | Y | DS001 | LC003 | K3-KITCHEN STEEL SINK | LANCASTER PRIMARY SCHOOL | DISTRIBUTION SYSTEM | FSD | 1 | 1/30/1990 12:00:00 AM
VA4103695 | PB | PBCU | 3Y | RT | Y | DS001 | LC004 | K4-KITCHEN HAND SINK | LANCASTER PRIMARY SCHOOL | DISTRIBUTION SYSTEM | FSD | 1 | 1/30/1990 12:00:00 AM
VA4103695 | PB | PBCU | 3Y | RT | Y | DS001 | LC005 | F1-BOTTLE FILLER RM 35 | LANCASTER PRIMARY SCHOOL | DISTRIBUTION SYSTEM | FSD | 1 | 1/30/1990 12:00:00 AM
VA4103695 | TC | TC | MN | RT | Y | DS001 | TCR01 |  | LANCASTER PRIMARY SCHOOL | DISTRIBUTION SYSTEM |  | 3 | 1/30/1990 12:00:00 AM
VA4103695 | GE | NIT | YR | RT | Y | EP001 | EP001 | PRESSURE TANK | LANCASTER PRIMARY SCHOOL | ENTRY POINT 1A |  | 1 | 1/30/1990 12:00:00 AM
VA4103710 | TC | TC | MN | RT | Y | DS001 | TCR01 |  | LANCASTER SHORES | DISTRIBUTION SYSTEM |  | 3 | 6/24/1977 12:00:00 AM
VA4103710 | GE | ICMT | 3Y | RT | Y | EP001 | EP001 | PRESSURE TANK | LANCASTER SHORES | ENTRY POINT @ WELL NO. 1A |  | 1 | 6/24/1977 12:00:00 AM
VA4103710 | GE | VOC | 3Y | RT | Y | EP001 | EP001 | PRESSURE TANK | LANCASTER SHORES | ENTRY POINT @ WELL NO. 1A |  | 1 | 6/24/1977 12:00:00 AM
VA4103710 | GE | MPN | YR | RT | Y | WL001 | RW001 | WELL DISCHARGE PIPE | LANCASTER SHORES | DRILLED WELL #1A |  | 1 | 6/24/1977 12:00:00 AM
VA4103710 | GE | THH5 | 3Y | RT | Y | DS001 | DBP01 | 32 SHORE VIEW DRIVE | LANCASTER SHORES | DISTRIBUTION SYSTEM |  | 1 | 1977-06-24
VA4103725 | TC | TC | MN | RT | Y | DS001 | TCR01 |  | DREAM FIELDS | DISTRIBUTION SYSTEM |  | 3 | 5/24/2017 12:00:00 AM
VA4103750 | PB | PBCU | 3Y | RT | Y | DS001 | LC001 | 43 OWINGS CT | LAUREL POINT | DISTRIBUTION SYSTEM | FSD | 1 | 12/4/1973 12:00:00 AM
VA4103750 | PB | PBCU | 3Y | RT | Y | DS001 | LC002 | 1653 LAUREL POINT RD | LAUREL POINT | DISTRIBUTION SYSTEM | FSD | 1 | 12/4/1973 12:00:00 AM
VA4103750 | PB | PBCU | 3Y | RT | Y | DS001 | LC004 | 1095 LAUREL POINT RD | LAUREL POINT | DISTRIBUTION SYSTEM | FSD | 1 | 12/4/1973 12:00:00 AM
VA4103750 | PB | PBCU | 3Y | RT | Y | DS001 | LC006 | 135 STONY POINT DR. | LAUREL POINT | DISTRIBUTION SYSTEM | FSD | 1 | 12/4/1973 12:00:00 AM
VA4103750 | PB | PBCU | 3Y | RT | Y | DS001 | LC007 | 71 LAUREL LANE | LAUREL POINT | DISTRIBUTION SYSTEM | FSD | 1 | 12/4/1973 12:00:00 AM
VA4103750 | TC | TC | MN | RT | Y | DS001 | TCR01 |  | LAUREL POINT | DISTRIBUTION SYSTEM |  | 3 | 12/4/1973 12:00:00 AM
VA4103750 | GE | NIT | YR | RT | Y | EP001 | EP001 | PRESSURE TANK NO.1 | LAUREL POINT | ENTRY POINT @ WELL1 |  | 1 | 12/4/1973 12:00:00 AM
VA4103750 | GE | NIT | YR | RT | Y | EP002 | EP002 | PUMP HOUSE NO. 2 | LAUREL POINT | ENTRY POINT @ WELL2 |  | 1 | 12/4/1973 12:00:00 AM
VA4103800 | TC | TC | MN | RT | Y | DS001 | TCR01 |  | LIVELY, COMMUNITY OF | DISTRIBUTION SYSTEM |  | 3 | 6/24/1977 12:00:00 AM
VA4103800 | GE | MPN | YR | RT | Y | WL002 | WH002 | WELL #2 DISCHARGE | LIVELY, COMMUNITY OF | DRILLED WELL2 |  | 1 | 6/24/1977 12:00:00 AM
VA4103800 | GE | MPN | YR | RT | Y | WL003 | RW003 | WELL NO. 1A | LIVELY, COMMUNITY OF | WELL NO. 1A |  | 1 | 6/24/1977 12:00:00 AM
VA4103817 | PB | PBCU | 3Y | RT | Y | DS001 | LCR01 | 53 FITZUGH STREET (LOT 3A) | MILBURN SUBDIVISION | DISTRIBUTION SYSTEM | FSD | 1 | 3/27/2009 12:00:00 AM
VA4103817 | PB | PBCU | 3Y | RT | Y | DS001 | LCR03 | 64 DUNTON LN | MILBURN SUBDIVISION | DISTRIBUTION SYSTEM | FSD | 1 | 3/27/2009 12:00:00 AM
VA4103817 | PB | PBCU | 3Y | RT | Y | DS001 | LCR04 | 33 FITZHUGH ST | MILBURN SUBDIVISION | DISTRIBUTION SYSTEM | FSD | 1 | 3/27/2009 12:00:00 AM
VA4103817 | PB | PBCU | 3Y | RT | Y | DS001 | LCR05 | 30 FITZHUGH ST | MILBURN SUBDIVISION | DISTRIBUTION SYSTEM | FSD | 1 | 3/27/2009 12:00:00 AM
VA4103817 | PB | PBCU | 3Y | RT | Y | DS001 | LCR07 | 248 DAWSON LN | MILBURN SUBDIVISION | DISTRIBUTION SYSTEM | FSD | 1 | 3/27/2009 12:00:00 AM
VA4103817 | TC | TC | MN | RT | Y | DS001 | TCR01 |  | MILBURN SUBDIVISION | DISTRIBUTION SYSTEM |  | 3 | 3/27/2009 12:00:00 AM
VA4103817 | GE | RADA | 6Y | RT | Y | EP001 | EP001 | ENTRY POINT | MILBURN SUBDIVISION | SAMPLING STATION |  | 1 | 3/27/2009 12:00:00 AM
VA4103817 | GE | THH5 | 3Y | RT | Y | DS001 | DBP01 | 248 DAWSON LANE | MILBURN SUBDIVISION | DISTRIBUTION SYSTEM |  | 1 | 2009-03-27
VA4103820 | TC | TC | MN | RT | Y | DS001 | TCR01 |  | MOSQUITO POINT | DISTRIBUTION SYSTEM |  | 3 | 1/1/1970 12:00:00 AM
VA4103825 | PB | PBCU | 3Y | RT | Y | DS001 | LC001 | 564 RIVERSIDE DR | SLOOP POINTE | DISTRIBUTION PIPE NETWORK | FSD | 1 | 8/23/2006 12:00:00 AM
VA4103825 | PB | PBCU | 3Y | RT | Y | DS001 | LC003 | 576 RIVERSIDE DR | SLOOP POINTE | DISTRIBUTION PIPE NETWORK | FSD | 1 | 8/23/2006 12:00:00 AM
VA4103825 | PB | PBCU | 3Y | RT | Y | DS001 | LC005 | 590 RIVERSIDE DR | SLOOP POINTE | DISTRIBUTION PIPE NETWORK | FSD | 1 | 8/23/2006 12:00:00 AM
VA4103825 | PB | PBCU | 3Y | RT | Y | DS001 | LC006 | 586 RIVERSIDE DRIVE | SLOOP POINTE | DISTRIBUTION PIPE NETWORK | FSD | 1 | 8/23/2006 12:00:00 AM
VA4103825 | PB | PBCU | 3Y | RT | Y | DS001 | LC007 | 570 RIVERSIDE DRIVE | SLOOP POINTE | DISTRIBUTION PIPE NETWORK | FSD | 1 | 8/23/2006 12:00:00 AM
VA4103825 | TC | TC | MN | RT | Y | DS001 | TCR01 |  | SLOOP POINTE | DISTRIBUTION PIPE NETWORK |  | 3 | 8/23/2006 12:00:00 AM
VA4103825 | GE | VOC | 3Y | RT | Y | EP001 | EP001 | HYDRO TANK TAP | SLOOP POINTE | ENTRY POINT-HYDRO TANK TAP |  | 1 | 8/23/2006 12:00:00 AM
VA4103825 | GE | MPN | YR | RT | Y | WL001 | RAW1 | WELL 1 RAW WATER SAMPLE TAP | SLOOP POINTE | WELL NO. 1 |  | 1 | 8/23/2006 12:00:00 AM
VA4103825 | GE | THH5 | 3Y | RT | Y | DS001 | DBP01 | 588 RIVERSIDE DRIVE | SLOOP POINTE | DISTRIBUTION PIPE NETWORK |  | 1 | 2006-08-23
VA4103830 | GE | THH5 | YR | RT | Y | DS001 | DBP02 | 806 JOHN NECK ROAD (LOT 154) | WEEMS | DISTRIBUTION SYSTEM |  | 1 | 11/30/1973 12:00:00 AM
VA4103830 | TC | TC | MN | RT | Y | DS001 | TCR01 |  | WEEMS | DISTRIBUTION SYSTEM |  | 3 | 11/30/1973 12:00:00 AM
VA4103830 | GE | MPN | YR | RT | Y | WL002 | RW002 | NW WELL SAMP. TAP | WEEMS | WELL2 @ NTH WEEMS |  | 1 | 11/30/1973 12:00:00 AM
VA4103830 | GE | MPN | YR | RT | Y | WL004 | RW003 | WEEMS WELL 3A | WEEMS | WEEMS WELL 3A |  | 1 | 11/30/1973 12:00:00 AM
VA4103870 | GE | THH5 | 3Y | RT | Y | DS001 | DBP01 | 700 ENV UTILITY | RAPPAHANNOCK WESTMINSTER CANTERBURY | DISTRIBUTION SYSTEM |  | 1 | 6/12/1985 12:00:00 AM
VA4103870 | TC | TC | MN | RT | Y | DS001 | TCR01 |  | RAPPAHANNOCK WESTMINSTER CANTERBURY | DISTRIBUTION SYSTEM |  | 3 | 6/12/1985 12:00:00 AM
VA4103870 | GE | MPN | YR | RT | Y | WL002 | RW002 | WELL HEAD NO. 2 | RAPPAHANNOCK WESTMINSTER CANTERBURY | WELL NO. 2 |  | 1 | 6/12/1985 12:00:00 AM
VA4103870 | GE | MPN | YR | RT | Y | WL004 | RW004 | WELL HEAD NO. 4 | RAPPAHANNOCK WESTMINSTER CANTERBURY | WELL NO. 4 |  | 1 | 6/12/1985 12:00:00 AM
VA4103947 | TC | TC | MN | RT | Y | DS001 | TCR01 |  | VINEYARD GROVE | DISTRIBUTION SYSTEM--VINEYARD GROVE |  | 3 | 4/27/2006 12:00:00 AM
VA4103947 | GE | MPN | YR | RT | Y | WL001 | RAW1 | WELL 1 RAW WATER SAMPLE TAP | VINEYARD GROVE | WELL NO.1 |  | 1 | 4/27/2006 12:00:00 AM
VA4103950 | TC | TC | MN | RT | Y | DS001 | TCR01 |  | WAVERLY SUBDIVISION | DISTRIBUTION SYSTEM |  | 3 | 6/30/1977 12:00:00 AM
VA4103977 | TC | TC | QT | RT | Y | DS001 | TCR01 |  | WHISPERING PINES MOTEL | DISTRIBUTION SYSTEM |  | 1 | 12/12/2002 12:00:00 AM
VA4103980 | GE | THH5 | YR | RT | Y | DS001 | DBP02 | 147 RIVER BLUFF RD. | WHITE STONE | DISTRIBUTION SYSTEM |  | 1 | 5/20/1947 12:00:00 AM
VA4103980 | TC | TC | MN | RT | Y | DS001 | TCR01 |  | WHITE STONE | DISTRIBUTION SYSTEM |  | 3 | 5/20/1947 12:00:00 AM
VA4103980 | GE | ICMT | 3Y | RT | Y | EP001 | EP001 | HYDRO TANK @ WELL 1 | WHITE STONE | ENTRY POINT (WELL 1) |  | 1 | 5/20/1947 12:00:00 AM
VA4103980 | GE | ICMT | 3Y | RT | Y | EP002 | EP002 | HYDRO TANK @ WELL 2 | WHITE STONE | ENTRY POINT (WELL 2A) |  | 1 | 5/20/1947 12:00:00 AM
VA4103980 | GE | MPN | YR | RT | Y | WL001 | RW001 | WELL #1 DISCHARGE | WHITE STONE | WELL 1 |  | 1 | 5/20/1947 12:00:00 AM
VA4103985 | GE | THH5 | YR | RT | Y | DS001 | DBP01 | 23 LIGHTSHIP WAY | WINDMILL POINT | DISTRIBUTION SYSTEM |  | 1 | 9/27/2002 12:00:00 AM
VA4103985 | TC | TC | MN | RT | Y | DS001 | TCR01 |  | WINDMILL POINT | DISTRIBUTION SYSTEM |  | 3 | 9/27/2002 12:00:00 AM
VA4103985 | GE | NIT | YR | RT | Y | EP001 | EP001 | PRESSURE TANK | WINDMILL POINT | ENTRY POINT |  | 1 | 9/27/2002 12:00:00 AM
VA4103985 | GE | MPN | YR | RT | Y | WL001 | RW001 | RAW WATER TAP-WL NO. 1 | WINDMILL POINT | WELL NO. 1 |  | 1 | 9/27/2002 12:00:00 AM
VA4103993 | TC | TC | QT | RT | Y | DS001 | TCR01 |  | YANKEE POINT MARINA | DISTRIBUTION SYSTEM |  | 1 | 9/27/2002 12:00:00 AM
VA4103993 | GE | NIT | YR | RT | Y | EP001 | EP001 | PRESSURE TANK | YANKEE POINT MARINA | ENTRY POINT |  | 1 | 9/27/2002 12:00:00 AM
VA4115004 | TC | TC | QT | RT | Y | DS001 | TCR01 |  | FOOD LION-MATHEWS | DISTRIBUTION SYSTEM |  | 1 | 3/22/2018 12:00:00 AM
VA4115004 | GE | MPN | YR | RT | Y | WL001 | WL001 | WELL HEAD | FOOD LION-MATHEWS | WELL |  | 1 | 3/22/2018 12:00:00 AM
VA4115010 | TC | TC | QT | RT | Y | DS001 | TCR01 |  | HARDEE`S-MATHEWS | DISTRIBUTION SYSTEM |  | 1 | 12/29/1997 12:00:00 AM
VA4115010 | GE | MPN | YR | RT | Y | WL001 | WL001 | WELL # 1 | HARDEE`S-MATHEWS | WELL |  | 1 | 12/29/1997 12:00:00 AM
VA4115018 | TC | TC | QT | RT | Y | DS001 | TCR01 |  | LINDA`S DINER | DISTRIBUTION SYSTEM |  | 1 | 6/15/1998 12:00:00 AM
VA4115085 | TC | TC | QT | RT | Y | DS001 | TCR01 |  | THE BEAN SPOT | DISTRIBUTION SYSTEM |  | 1 | 8/6/2024 12:00:00 AM
VA4115350 | TC | TC | MN | RT | Y | DS006 | TCR01 |  | GWYNNS ISLAND CONDO | DISTRIBUTION SYSTEM |  | 3 | 9/20/1988 12:00:00 AM
VA4115350 | GE | MPN | YR | RT | Y | WL001 | RW001 | WELL NO. 1 | GWYNNS ISLAND CONDO | WELL NO. 1 |  | 1 | 9/20/1988 12:00:00 AM
VA4115350 | GE | THH5 | 3Y | RT | Y | DS006 | DBP01 | BLDG 3, UNIT 4 | GWYNNS ISLAND CONDO | DISTRIBUTION SYSTEM |  | 1 | 1988-09-20
VA4115400 | PB | PBCU | 3Y | RT | Y | DS001 | LCR10 | 436 CHES SHORES RD | CHESAPEAKE SHORES | DISTRIBUTION SYSTEM | FSD | 1 | 2/11/1975 12:00:00 AM
VA4115400 | PB | PBCU | 3Y | RT | Y | DS001 | LCR13 | 108 CHES SHORES RD | CHESAPEAKE SHORES | DISTRIBUTION SYSTEM | FSD | 1 | 2/11/1975 12:00:00 AM
VA4115400 | PB | PBCU | 3Y | RT | Y | DS001 | LCR17 | 150 CHESAPEAKE SHORE RD | CHESAPEAKE SHORES | DISTRIBUTION SYSTEM | FSD | 1 | 2/11/1975 12:00:00 AM
VA4115400 | PB | PBCU | 3Y | RT | Y | DS001 | LCR28 | 45 CHESAPEAKE SHORE RD | CHESAPEAKE SHORES | DISTRIBUTION SYSTEM | FSD | 1 | 2/11/1975 12:00:00 AM
VA4115400 | PB | PBCU | 3Y | RT | Y | DS001 | LCR29 | 458 CHESAPEAKE SHORE RD | CHESAPEAKE SHORES | DISTRIBUTION SYSTEM | FSD | 1 | 2/11/1975 12:00:00 AM
VA4115400 | TC | TC | MN | RT | Y | DS001 | TCR01 |  | CHESAPEAKE SHORES | DISTRIBUTION SYSTEM |  | 3 | 2/11/1975 12:00:00 AM
VA4115430 | TC | TC | MN | RT | Y | DS001 | TCR01 |  | SEAFOOD SHACK | DISTRIBUTION |  | 3 | 2/27/2019 12:00:00 AM
VA4115430 | GE | MPN | YR | RT | Y | WL001 | RW001 | WELLHEAD | SEAFOOD SHACK | WELL #1 |  | 1 | 2/27/2019 12:00:00 AM
VA4115440 | TC | TC | QT | RT | Y |  |  |  | DOLLAR GENERAL-DUTTON |  |  | 1 | 2/22/2024 12:00:00 AM
VA4115450 | TC | TC | MN | RT | Y | DS001 | TCR01 |  | COBBS SHORES | DISTRIBUTION SYSTEM |  | 3 | 12/4/1964 12:00:00 AM
VA4115450 | GE | MPN | YR | RT | Y | WL001 | RW001 | WELL NO. 1 | COBBS SHORES | WELL NO. 1 |  | 1 | 12/4/1964 12:00:00 AM
VA4115450 | GE | ICMT | 3Y | RT | Y | EP001 | EP001 | 5000 GAL HYDRO TANK | COBBS SHORES | ENTRY POINT |  | 1 | 1964-12-04
VA4115452 | PB | PBCU | 3Y | RT | Y | DS002 | LCR01 | F1 OUTSIDE HOSE BIB | STAR FIELDS, LLC | DISTRIBUTION SYSTEM | FSD | 1 | 8/19/1988 12:00:00 AM
VA4115452 | PB | PBCU | 3Y | RT | Y | DS002 | LCR02 | F2 BATHROOM SINK | STAR FIELDS, LLC | DISTRIBUTION SYSTEM | FSD | 1 | 8/19/1988 12:00:00 AM
VA4115452 | PB | PBCU | 3Y | RT | Y | DS002 | LCR03 | F3 BATHROOM SINK | STAR FIELDS, LLC | DISTRIBUTION SYSTEM | FSD | 1 | 8/19/1988 12:00:00 AM
VA4115452 | PB | PBCU | 3Y | RT | Y | DS002 | LCR04 | F7 OUTSIDE HOSE BIB | STAR FIELDS, LLC | DISTRIBUTION SYSTEM | FSD | 1 | 8/19/1988 12:00:00 AM
VA4115452 | PB | PBCU | 3Y | RT | Y | DS002 | LCR05 | F8 KITCHEN SINK | STAR FIELDS, LLC | DISTRIBUTION SYSTEM | FSD | 1 | 8/19/1988 12:00:00 AM
VA4115452 | TC | TC | MN | RT | Y | DS002 | TCR01 |  | STAR FIELDS, LLC | DISTRIBUTION SYSTEM |  | 3 | 8/19/1988 12:00:00 AM
VA4115455 | PB | PBCU | 3Y | RT | Y | DS006 | LCR01 | 200 A | CRICKET HILL APARTMENTS | DISTRIBUTION SYSTEM | FSD | 1 | 7/12/1989 12:00:00 AM
VA4115455 | PB | PBCU | 3Y | RT | Y | DS006 | LCR02 | 300 B | CRICKET HILL APARTMENTS | DISTRIBUTION SYSTEM | FSD | 1 | 7/12/1989 12:00:00 AM
VA4115455 | PB | PBCU | 3Y | RT | Y | DS006 | LCR03 | 400 C | CRICKET HILL APARTMENTS | DISTRIBUTION SYSTEM | FSD | 1 | 7/12/1989 12:00:00 AM
VA4115455 | PB | PBCU | 3Y | RT | Y | DS006 | LCR04 | 500 D | CRICKET HILL APARTMENTS | DISTRIBUTION SYSTEM | FSD | 1 | 7/12/1989 12:00:00 AM
VA4115455 | PB | PBCU | 3Y | RT | Y | DS006 | LCR05 | 600 E | CRICKET HILL APARTMENTS | DISTRIBUTION SYSTEM | FSD | 1 | 7/12/1989 12:00:00 AM
VA4115455 | TC | TC | MN | RT | Y | DS006 | TCR01 |  | CRICKET HILL APARTMENTS | DISTRIBUTION SYSTEM |  | 3 | 7/12/1989 12:00:00 AM
VA4115455 | GE | NIT | YR | RT | Y | EP001 | EP001 | 2000 GAL HYDRO TANK | CRICKET HILL APARTMENTS | ENTRY POINT |  | 1 | 7/12/1989 12:00:00 AM
VA4115455 | GE | MPN | YR | RT | Y | WL001 | RW001 | WELL NO. 1 | CRICKET HILL APARTMENTS | WELL NO. 1 |  | 1 | 7/12/1989 12:00:00 AM
VA4115455 | GE | RADA | 6Y | RT | Y | EP001 | EP001 | 2000 GAL HYDRO TANK | CRICKET HILL APARTMENTS | ENTRY POINT |  | 1 | 1989-07-12
VA4115457 | TC | TC | QT | RT | Y | DS001 | TCR01 |  | DOLLAR GENERAL-HUDGINS | DISTRIBUTION SYSTEM |  | 1 | 1/7/2019 12:00:00 AM
VA4115465 | TC | TC | QT | RT | Y | DS001 | TCR01 |  | MATHEWS FAMILY YMCA | YMCA WELLNESS CENTER |  | 1 | 8/22/2018 12:00:00 AM
VA4115465 | GE | MPN | YR | RT | Y | WL001 | RW001 | WELLHEAD #1 | MATHEWS FAMILY YMCA | WELL #1 |  | 1 | 8/22/2018 12:00:00 AM
VA4115475 | TC | TC | QT | RT | Y | DS001 | TCR01 |  | MI CASA AZTECA | DISTRIBUTION SYSTEM |  | 1 | 2/27/2020 12:00:00 AM
VA4115475 | GE | NIT | YR | RT | Y | EP001 | EP001 | STORAGE TANK | MI CASA AZTECA | ENTRY POINT |  | 1 | 2/27/2020 12:00:00 AM
VA4115490 | TC | TC | MN | RT | Y | DS001 | TCR01 |  | SUN GWYNNS ISLAND RV RESORT | DISTRIBUTION SYSTEM |  | 3 | 6/2/2003 12:00:00 AM
VA4115490 | GE | NIT | YR | RT | Y | EP001 | EP001 | STORAGE TANK | SUN GWYNNS ISLAND RV RESORT | ENTRY POINT |  | 1 | 6/2/2003 12:00:00 AM
VA4115490 | GE | MPN | YR | RT | Y | WL002 | RW002 | WELL # 2 | SUN GWYNNS ISLAND RV RESORT | WELL #2 RAW WATER SAMPLE TAP |  | 1 | 6/2/2003 12:00:00 AM
VA4115505 | TC | TC | QT | RT | Y | DS001 | TCR01 |  | MILFOOD HAVEN TRUST | SUNSET PANCAKE HOUSE DISTRIBUTION SYSTEM |  | 1 | 3/1/2013 12:00:00 AM
VA4115505 | GE | NIT | YR | RT | Y | EP001 | EP001 | PRESSURE TANK | MILFOOD HAVEN TRUST | SUNSET PANCAKE HOUSE ENTRY POINT |  | 1 | 3/1/2013 12:00:00 AM
VA4115505 | GE | MPN | YR | RT | Y | WL001 | RW001 | RAW TAP | MILFOOD HAVEN TRUST | WELL |  | 1 | 3/1/2013 12:00:00 AM
VA4115515 | TC | TC | QT | RT | Y | DS001 | TCR01 |  | 384 OLD FERRY ROAD | DISTRIBUTION SYSTEM |  | 1 | 7/27/2018 12:00:00 AM
VA4115515 | GE | NIT | YR | RT | Y | EP001 | EP001 | BLADDER TANK | 384 OLD FERRY ROAD | ENTRY POINT |  | 1 | 7/27/2018 12:00:00 AM
VA4115525 | TC | TC | QT | RT | Y | DS001 | TCR01 |  | HORN HARBOR MARINA | DISTRIBUTION SYSTEM |  | 1 | 1/1/2000 12:00:00 AM
VA4115525 | GE | NIT | YR | RT | Y | EP001 | EP001 | BLADDER TANK | HORN HARBOR MARINA | ENTRY POINT |  | 1 | 1/1/2000 12:00:00 AM
VA4115526 | TC | TC | QT | RT | Y | DS005 | TCR01 |  | HUDGINS POINT CONDOMINIUMS | DISTRIBUTION SYSTEM |  | 1 | 3/22/1989 12:00:00 AM
VA4115526 | GE | NIT | YR | RT | Y | EP001 | EP001 | 1000 GAL HYDRO TANK | HUDGINS POINT CONDOMINIUMS | ENTRY POINT |  | 1 | 3/22/1989 12:00:00 AM
VA4115601 | TC | TC | MN | RT | Y | DS001 | TCR01 |  | MATHEWS ELEMENTARY SCHOOL | DISTRIBUTION SYSTEM |  | 3 | 9/2/1996 12:00:00 AM
VA4115601 | GE | NIT | YR | RT | Y | EP001 | EP001 | 1500 GAL HYDRO TANK | MATHEWS ELEMENTARY SCHOOL | ENTRY POINT |  | 1 | 9/2/1996 12:00:00 AM
VA4115601 | GE | VOC | YR | RT | Y | EP001 | EP001 | 1500 GAL HYDRO TANK | MATHEWS ELEMENTARY SCHOOL | ENTRY POINT |  | 1 | 9/2/1996 12:00:00 AM
VA4115601 | GE | MPN | YR | RT | Y | WL001 | RW001 | WELL NO. 1 | MATHEWS ELEMENTARY SCHOOL | WELL NO. 1 |  | 1 | 9/2/1996 12:00:00 AM
VA4115601 | GE | THH5 | 3Y | RT | Y | DS001 | DBP01 | KITCHEN LOCK RM SINK | MATHEWS ELEMENTARY SCHOOL | DISTRIBUTION SYSTEM |  | 1 | 1996-09-02
VA4115639 | PB | PBCU | 6M | RT | Y | DS001 | LCR03 | JURY RESTROOM | NEW MATHEWS COURTHOUSE | DISTRIBUTION SYSTEM | FSD | 1 | 8/1/2005 12:00:00 AM
VA4115639 | PB | PBCU | 6M | RT | Y | DS001 | LCR04 | COMM. OF REVENUE RR | NEW MATHEWS COURTHOUSE | DISTRIBUTION SYSTEM | FSD | 1 | 8/1/2005 12:00:00 AM
VA4115639 | PB | PBCU | 6M | RT | Y | DS001 | LCR05 | JANITORS SINK REVENU | NEW MATHEWS COURTHOUSE | DISTRIBUTION SYSTEM | FSD | 1 | 8/1/2005 12:00:00 AM
VA4115639 | PB | PBCU | 6M | RT | Y | DS001 | LCR06 | TREASURER OFFICE RR | NEW MATHEWS COURTHOUSE | DISTRIBUTION SYSTEM | FSD | 1 | 8/1/2005 12:00:00 AM
VA4115639 | PB | PBCU | 6M | RT | Y | DS001 | LCR08 | COUNTY ATY JAN SINK | NEW MATHEWS COURTHOUSE | DISTRIBUTION SYSTEM | FSD | 1 | 8/1/2005 12:00:00 AM
VA4115639 | TC | TC | MN | RT | Y | DS001 | TCR01 |  | NEW MATHEWS COURTHOUSE | DISTRIBUTION SYSTEM |  | 3 | 8/1/2005 12:00:00 AM
VA4115639 | GE | NIT | YR | RT | Y | EP001 | EP001 | 3,000 GAL PRESSURE | NEW MATHEWS COURTHOUSE | ENTRY POINT |  | 1 | 8/1/2005 12:00:00 AM
VA4115639 | GE | MPN | YR | RT | Y | WL001 | WL01 | WELL RAW WATER | NEW MATHEWS COURTHOUSE | WELL # 1 |  | 1 | 8/1/2005 12:00:00 AM
VA4115641 | TC | TC | QT | RT | Y | DS001 | TCR01 |  | MATHEWS COUNTY HUMAN SERVICES | MATHEWS COUNTY HD/SS |  | 1 | 12/29/1997 12:00:00 AM
VA4115641 | GE | MPN | YR | RT | Y | WL001 | RW01 | RAW WATER TAP | MATHEWS COUNTY HUMAN SERVICES | WELL |  | 1 | 12/29/1997 12:00:00 AM
VA4115643 | PB | PBCU | 6M | RT | Y | DS001 | LCR01 | LIBRARY - OFFICE #1 | MATHEWS HIGH SCHOOL | DISTRIBUTION SYSTEM | FSD | 1 | 6/1/1977 12:00:00 AM
VA4115643 | PB | PBCU | 6M | RT | Y | DS001 | LCR02 | FACULTY BATHROOM (F) #2 | MATHEWS HIGH SCHOOL | DISTRIBUTION SYSTEM | FSD | 1 | 6/1/1977 12:00:00 AM
VA4115643 | PB | PBCU | 6M | RT | Y | DS001 | LCR03 | BOYS BATHROOM (OLD) #3 | MATHEWS HIGH SCHOOL | DISTRIBUTION SYSTEM | FSD | 1 | 6/1/1977 12:00:00 AM
VA4115643 | PB | PBCU | 6M | RT | Y | DS001 | LCR04 | CAFETERIA FOUNTAIN #4 | MATHEWS HIGH SCHOOL | DISTRIBUTION SYSTEM | FSD | 1 | 6/1/1977 12:00:00 AM
VA4115643 | PB | PBCU | 6M | RT | Y | DS001 | LCR05 | KITCHEN #5 | MATHEWS HIGH SCHOOL | DISTRIBUTION SYSTEM | FSD | 1 | 6/1/1977 12:00:00 AM
VA4115643 | PB | PBCU | 6M | RT | Y | DS001 | LCR06 | ROOM 119 (NURSE STATION) #6 | MATHEWS HIGH SCHOOL | DISTRIBUTION SYSTEM | FSD | 1 | 6/1/1977 12:00:00 AM
VA4115643 | PB | PBCU | 6M | RT | Y | DS001 | LCR07 | GIRLS LOCKER ROOM #7 | MATHEWS HIGH SCHOOL | DISTRIBUTION SYSTEM | FSD | 1 | 6/1/1977 12:00:00 AM
VA4115643 | PB | PBCU | 6M | RT | Y | DS001 | LCR08 | BOYS LOCKER ROOM #8 | MATHEWS HIGH SCHOOL | DISTRIBUTION SYSTEM | FSD | 1 | 6/1/1977 12:00:00 AM
VA4115643 | PB | PBCU | 6M | RT | Y | DS001 | LCR09 | BOYS BATHROOM (NEW) #9 | MATHEWS HIGH SCHOOL | DISTRIBUTION SYSTEM | FSD | 1 | 6/1/1977 12:00:00 AM
VA4115643 | PB | PBCU | 6M | RT | Y | DS001 | LCR10 | FOUNTAIN AUTO SHOP #10 | MATHEWS HIGH SCHOOL | DISTRIBUTION SYSTEM | FSD | 1 | 6/1/1977 12:00:00 AM
VA4115643 | TC | TC | MN | RT | Y | DS001 | TCR01 |  | MATHEWS HIGH SCHOOL | DISTRIBUTION SYSTEM |  | 3 | 6/1/1977 12:00:00 AM
VA4115643 | GE | MPN | YR | RT | Y | WL001 | RW001 | WELL NO. 1 | MATHEWS HIGH SCHOOL | WELL NO. 1 |  | 1 | 6/1/1977 12:00:00 AM
VA4115646 | PB | PBCU | 3Y | RT | Y | DS006 | LCR06 | LIBRARY OFFICE SINK | THOMAS HUNTER SCHOOL | DISTRIBUTION SYSTEM | FSD | 1 | 7/17/1986 12:00:00 AM
VA4115646 | PB | PBCU | 3Y | RT | Y | DS006 | LCR11 | ART ROOM REAR SINK | THOMAS HUNTER SCHOOL | DISTRIBUTION SYSTEM | FSD | 1 | 7/17/1986 12:00:00 AM
VA4115646 | PB | PBCU | 3Y | RT | Y | DS006 | LCR13 | ART ROOM SINK, BY HALLWAY | THOMAS HUNTER SCHOOL | DISTRIBUTION SYSTEM | FSD | 1 | 7/17/1986 12:00:00 AM
VA4115646 | PB | PBCU | 3Y | RT | Y | DS006 | LCR14 | MAINT OFFICE SINK | THOMAS HUNTER SCHOOL | DISTRIBUTION SYSTEM | FSD | 1 | 7/17/1986 12:00:00 AM
VA4115646 | PB | PBCU | 3Y | RT | Y | DS006 | LCR20 | NURSE STATION SINK | THOMAS HUNTER SCHOOL | DISTRIBUTION SYSTEM | FSD | 1 | 7/17/1986 12:00:00 AM
VA4115646 | TC | TC | MN | RT | Y | DS006 | TCR01 |  | THOMAS HUNTER SCHOOL | DISTRIBUTION SYSTEM |  | 3 | 7/17/1986 12:00:00 AM
VA4115646 | GE | MPN | YR | RT | Y | WL001 | RW001 | WELL NO. 1 | THOMAS HUNTER SCHOOL | WELL NO. 1 |  | 1 | 7/17/1986 12:00:00 AM
VA4115649 | TC | TC | QT | RT | Y | DS001 | TCR01 |  | MATHEWS YACHT CLUB | DISTRIBUTION SYSTEM |  | 1 | 10/10/1990 12:00:00 AM
VA4115649 | GE | MPN | YR | RT | Y | WL001 | WL001 | WELL FAUCET | MATHEWS YACHT CLUB | DRILLED WELL |  | 1 | 10/10/1990 12:00:00 AM
VA4115651 | GE | THH5 | QT | RT | Y | DS006 | DBP01 | MULTIPURPOSE BLDG | MILFORD HAVEN COAST GUARD STA | DISTRIBUTION SYSTEM |  | 1 | 3/18/1983 12:00:00 AM
VA4115651 | PB | PBCU | 6M | RT | Y | DS006 | LCR01 | BERTHING WING SINK | MILFORD HAVEN COAST GUARD STA | DISTRIBUTION SYSTEM | FSD | 1 | 3/18/1983 12:00:00 AM
VA4115651 | PB | PBCU | 6M | RT | Y | DS006 | LCR02 | ATON BUILDING SINK | MILFORD HAVEN COAST GUARD STA | DISTRIBUTION SYSTEM | FSD | 1 | 3/18/1983 12:00:00 AM
VA4115651 | PB | PBCU | 6M | RT | Y | DS006 | LCR03 | OOD BERTHING SINK | MILFORD HAVEN COAST GUARD STA | DISTRIBUTION SYSTEM | FSD | 1 | 3/18/1983 12:00:00 AM
VA4115651 | PB | PBCU | 6M | RT | Y | DS006 | LCR04 | GALLEY STATION SINK | MILFORD HAVEN COAST GUARD STA | DISTRIBUTION SYSTEM | FSD | 1 | 3/18/1983 12:00:00 AM
VA4115651 | PB | PBCU | 6M | RT | Y | DS006 | LCR05 | OINC HEAD SINK | MILFORD HAVEN COAST GUARD STA | DISTRIBUTION SYSTEM | FSD | 1 | 3/18/1983 12:00:00 AM
VA4115651 | TC | TC | MN | RT | Y | DS006 | TCR01 |  | MILFORD HAVEN COAST GUARD STA | DISTRIBUTION SYSTEM |  | 3 | 3/18/1983 12:00:00 AM
VA4115651 | GE | MPN | YR | RT | Y | WL001 | RW001 | WELL NO. 1 | MILFORD HAVEN COAST GUARD STA | WELL NO. 1 |  | 1 | 3/18/1983 12:00:00 AM
VA4115651 | GE | RADA | 6Y | RT | Y | EP001 | EP001 | 2 BLADDER TANKS | MILFORD HAVEN COAST GUARD STA | ENTRY POINT |  | 1 | 1983-03-18
VA4115655 | TC | TC | QT | RT | Y | DS001 | TCR01 |  | MOBJACK BAY MARINA | DISTRIBUTION SYSTEM |  | 1 | 2/4/1998 12:00:00 AM
VA4115655 | GE | NIT | YR | RT | Y | EP001 | EP001 | BLADDER TANK | MOBJACK BAY MARINA | ENTRY POINT |  | 1 | 2/4/1998 12:00:00 AM
VA4115690 | TC | TC | MN | RT | Y | DS950 | TCR01 |  | SUN NEW POINT RV RESORT | NEW POINT CAMPGROUND TES |  | 3 | 2/4/1998 12:00:00 AM
VA4115690 | GE | NIT | YR | RT | Y | EP001 | EP001 | ENTRY POINT #1 | SUN NEW POINT RV RESORT | ENTRY POINT #1 |  | 1 | 2/4/1998 12:00:00 AM
VA4115690 | GE | MPN | YR | RT | Y | WL004 | WL004 | DRILLED WELL # 4 | SUN NEW POINT RV RESORT | DRILLED WELL # 4 |  | 1 | 2/4/1998 12:00:00 AM
VA4115690 | GE | MPN | YR | RT | Y | WL005 | WL05 | WELL HEAD | SUN NEW POINT RV RESORT | DRILLED WELL # 5 |  | 1 | 2/4/1998 12:00:00 AM
VA4115705 | TC | TC | MN | RT | Y | DS001 | TCR01 |  | NORTH RIVER PARK | DISTRIBUTION SYSTEM |  | 3 | 7/27/1988 12:00:00 AM
VA4115705 | GE | MPN | YR | RT | Y | WL001 | RW001 | WELL NO. 1 | NORTH RIVER PARK | WELL NO. 1 |  | 1 | 7/27/1988 12:00:00 AM
VA4115705 | GE | THH5 | 3Y | RT | Y | DS001 | DBP01 | LOT 8 OUTSIDE FAUCET | NORTH RIVER PARK | DISTRIBUTION SYSTEM |  | 1 | 1988-07-27
VA4115710 | TC | TC | QT | RT | Y | DS950 | TCR01 |  | HOWARD - DOOLEY CAFE | DISTRIBUTION SYSTEM |  | 1 | 12/29/1997 12:00:00 AM
VA4115710 | GE | NIT | YR | RT | Y | EP001 | EP001 | PRESSURE TANK | HOWARD - DOOLEY CAFE | ENTRY POINT |  | 1 | 12/29/1997 12:00:00 AM
VA4115720 | TC | TC | QT | RT | Y | DS001 | TCR01 |  | QUEENS CREEK MARINA AND SUPPLY | DISTRIBUTION SYSTEM |  | 1 | 1/1/2000 12:00:00 AM
VA4115720 | GE | NIT | YR | RT | Y | EP001 | EP001 | NONE | QUEENS CREEK MARINA AND SUPPLY | ENTRY POINT |  | 1 | 1/1/2000 12:00:00 AM
VA4115720 | GE | MPN | YR | RT | Y | WL001 | RW001 | DRILLED WELL | QUEENS CREEK MARINA AND SUPPLY | DRILLED WELL |  | 1 | 1/1/2000 12:00:00 AM
VA4115735 | TC | TC | QT | RT | Y | DS001 | TCR01 |  | RICHARDSON'S CAFE | RICHARDSON'S CAFE RESTAURANT |  | 1 | 11/7/2017 12:00:00 AM
VA4115740 | PB | PBCU | 3Y | RT | Y | DS001 | LCR03 | ROOM 12 BATHROOM | RIVERSIDE CONVALESCENT CENTER | DISTRIBUTION SYSTEM | FSD | 1 | 11/6/1986 12:00:00 AM
VA4115740 | PB | PBCU | 3Y | RT | Y | DS001 | LCR05 | ADMN. OFFICE SINK | RIVERSIDE CONVALESCENT CENTER | DISTRIBUTION SYSTEM | FSD | 1 | 11/6/1986 12:00:00 AM
VA4115740 | PB | PBCU | 3Y | RT | Y | DS001 | LCR06 | VISITOR S BATHROOM | RIVERSIDE CONVALESCENT CENTER | DISTRIBUTION SYSTEM | FSD | 1 | 11/6/1986 12:00:00 AM
VA4115740 | PB | PBCU | 3Y | RT | Y | DS001 | LCR07 | KITCHEN TAP | RIVERSIDE CONVALESCENT CENTER | DISTRIBUTION SYSTEM | FSD | 1 | 11/6/1986 12:00:00 AM
VA4115740 | PB | PBCU | 3Y | RT | Y | DS001 | LCR09 | NURSES STAT R.ROOM | RIVERSIDE CONVALESCENT CENTER | DISTRIBUTION SYSTEM | FSD | 1 | 11/6/1986 12:00:00 AM
VA4115740 | TC | TC | MN | RT | Y | DS001 | TCR01 |  | RIVERSIDE CONVALESCENT CENTER | DISTRIBUTION SYSTEM |  | 3 | 11/6/1986 12:00:00 AM
VA4115740 | GE | NIT | YR | RT | Y | EP001 | EP001 | AFTER ION EXCHANGE | RIVERSIDE CONVALESCENT CENTER | ENTRY POINT |  | 1 | 11/6/1986 12:00:00 AM
VA4115740 | GE | MPN | YR | RT | Y | WL002 | RW002 | WELL NO. 2 | RIVERSIDE CONVALESCENT CENTER | WELL NO. 2 |  | 1 | 11/6/1986 12:00:00 AM
VA4115740 | GE | RADA | 3Y | RT | Y | EP001 | EP001 | AFTER ION EXCHANGE | RIVERSIDE CONVALESCENT CENTER | ENTRY POINT |  | 1 | 1986-11-06
VA4115750 | TC | TC | MN | RT | Y | DS001 | TCR01 |  | ALEXANDER WATER SYSTEM | DISTRIBUTION SYSTEM |  | 3 | 12/13/2018 12:00:00 AM
VA4115750 | GE | NIT | YR | RT | Y | EP001 | EP001 | ENTRY POINT | ALEXANDER WATER SYSTEM | ENTRY POINT |  | 1 | 12/13/2018 12:00:00 AM
VA4115780 | TC | TC | QT | RT | Y | DS001 | TCR01 |  | THE ISLANDER | DISTRIBUTION SYSTEM |  | 1 | 1/1/2000 12:00:00 AM
VA4115780 | GE | NIT | YR | RT | Y | EP001 | EP001 | PRESSURE TANK | THE ISLANDER | ENTRY POINT |  | 1 | 1/1/2000 12:00:00 AM
VA4115780 | GE | MPN | YR | RT | Y | WL001 | WL001 | WELL # 1 | THE ISLANDER | DRILLED WELL # 1 |  | 1 | 1/1/2000 12:00:00 AM
VA4115780 | GE | MPN | YR | RT | Y | WL003 | WL003 | WELL # 3 | THE ISLANDER | DRILLED WELL # 3 |  | 1 | 1/1/2000 12:00:00 AM
VA4115850 | TC | TC | QT | RT | Y | DS02 | TCR01 |  | SOUTHWIND CAFE | CAFE DISTRIBUTION |  | 1 | 8/1/1998 12:00:00 AM
VA4115850 | GE | NIT | YR | RT | Y | EP002 | EP002 | BLADDER TANK | SOUTHWIND CAFE | CAFE ENTRY POINT |  | 1 | 8/1/1998 12:00:00 AM
VA4115850 | GE | MPN | YR | RT | Y | WL001 | RW001 | WELL WL001 | SOUTHWIND CAFE | WELL |  | 1 | 8/1/1998 12:00:00 AM
VA4115851 | TC | TC | QT | RT | Y | DS001 | TCR01 |  | TOWNE CENTER-MATHEWS | DISTRIBUTION SYSTEM |  | 1 | 8/3/2005 12:00:00 AM
VA4115851 | GE | NIT | YR | RT | Y | EP001 | EP001 | BLADDER TANK | TOWNE CENTER-MATHEWS | ENTRY POINT |  | 1 | 8/3/2005 12:00:00 AM
VA4115851 | GE | MPN | YR | RT | Y | WL001 | WL001 | RAW WATER TAP | TOWNE CENTER-MATHEWS | DRILLED WELL |  | 1 | 8/3/2005 12:00:00 AM
VA4115945 | TC | TC | QT | RT | Y | DS001 | TCR01 |  | MATHEWS YOUTH CENTER | DISTRIBUTION SYSTEM |  | 1 | 5/17/2002 12:00:00 AM
VA4115945 | GE | NIT | YR | RT | Y | EP001 | EP001 | PRESSURE TANK | MATHEWS YOUTH CENTER | ENTRY POINT |  | 1 | 5/17/2002 12:00:00 AM
VA4115945 | GE | MPN | YR | RT | Y | WL001 | WL001 | PRESSURE TANK TAP | MATHEWS YOUTH CENTER | WELL |  | 1 | 5/17/2002 12:00:00 AM
VA4115955 | TC | TC | QT | RT | Y | DS001 | TCR01 |  | WHITE DOG BISTRO | DISTRIBUTION SYSTEM |  | 1 | 11/10/2017 12:00:00 AM
VA4119235 | TC | TC | QT | RT | Y | DS001 | TCR01 |  | BIG OAK CAFE | DISTRIBUTION SYSTEM |  | 1 | 5/15/2015 12:00:00 AM
VA4119260 | TC | TC | QT | RT | Y | DS001 | TCR01 |  | HEART OF HARTFIELD, LLC | MENS RESTROOM COLD WATER SINK TAP |  | 1 | 4/1/2021 12:00:00 AM
VA4119270 | TC | TC | QT | RT | Y | DS001 | TCR01 |  | SUNSET MARINA | DISTRIBUTION SYSTEM |  | 1 | 1/1/2000 12:00:00 AM
VA4119275 | TC | TC | QT | RT | Y | DS001 | TCR01 |  | BUSH PARK CAMPING RESORT -TES | DISTRIBUTION SYSTEM |  | 1 | 12/29/1997 12:00:00 AM
VA4119277 | PB | PBCU | 3Y | RT | Y | DS008 | LCR002 | 406 BUTLER LANE | BUSH PARK MOBILE HOME PARK | DISTRIBUTION SYSTEM | FSD | 1 | 1/1/1981 12:00:00 AM
VA4119277 | PB | PBCU | 3Y | RT | Y | DS008 | LCR010 | 198 MAE LANE | BUSH PARK MOBILE HOME PARK | DISTRIBUTION SYSTEM | FSD | 1 | 1/1/1981 12:00:00 AM
VA4119277 | PB | PBCU | 3Y | RT | Y | DS008 | LCR011 | 326 BUTLER LANE | BUSH PARK MOBILE HOME PARK | DISTRIBUTION SYSTEM | FSD | 1 | 1/1/1981 12:00:00 AM
VA4119277 | PB | PBCU | 3Y | RT | Y | DS008 | LCR06 | 338 BUTLER LANE | BUSH PARK MOBILE HOME PARK | DISTRIBUTION SYSTEM | FSD | 1 | 1/1/1981 12:00:00 AM
VA4119277 | PB | PBCU | 3Y | RT | Y | DS008 | LCR08 | 377 BUTLER LANE | BUSH PARK MOBILE HOME PARK | DISTRIBUTION SYSTEM | FSD | 1 | 1/1/1981 12:00:00 AM
VA4119277 | TC | TC | MN | RT | Y | DS008 | TCR01 |  | BUSH PARK MOBILE HOME PARK | DISTRIBUTION SYSTEM |  | 3 | 1/1/1981 12:00:00 AM
VA4119277 | GE | NIT | YR | RT | Y | EP001 | EP001 | HYDRO TANK WELL #3 | BUSH PARK MOBILE HOME PARK | ENTRY POINT |  | 1 | 1/1/1981 12:00:00 AM
VA4119277 | GE | MPN | YR | RT | Y | WL005 | RW005 | WELL # 5 | BUSH PARK MOBILE HOME PARK | WELL NO. 5 |  | 1 | 1/1/1981 12:00:00 AM
VA4119277 | GE | THH5 | 3Y | RT | Y | DS008 | DBP01 | LOT NO. 64 | BUSH PARK MOBILE HOME PARK | DISTRIBUTION SYSTEM |  | 1 | 1981-01-01
VA4119280 | TC | TC | QT | RT | Y | DS001 | TCR01 |  | CAFE BY THE BAY | DISTRIBUTION SYSTEM |  | 1 | 11/14/2017 12:00:00 AM
VA4119300 | TC | TC | MN | RT | Y | DS001 | TCR01 |  | CEDAR POINTE | DISTRIBUTION SYSTEM |  | 3 | 7/16/1991 12:00:00 AM
VA4119300 | GE | MPN | YR | RT | Y | WL002 | RW001A | WELLHEAD / WELL 1A | CEDAR POINTE | WELL NO. 1A |  | 1 | 7/16/1991 12:00:00 AM
VA4119300 | GE | THH5 | 3Y | RT | Y | DS001 | DBP01 | 68 ROBINSON CRK TERR | CEDAR POINTE | DISTRIBUTION SYSTEM |  | 1 | 1991-07-16
VA4119405 | TC | TC | MN | RT | Y | DS009 | TCR01 |  | COVES AT WILTON CREEK | DISTRIBUTION SYSTEM |  | 3 | 9/25/1987 12:00:00 AM
VA4119405 | GE | MPN | YR | RT | Y | WL002 | RW002 | WELL NO. 2 | COVES AT WILTON CREEK | WELL NO. 2 |  | 1 | 9/25/1987 12:00:00 AM
VA4119405 | GE | MPN | YR | RT | Y | WL004 | RW004 | WELL NO. 4 | COVES AT WILTON CREEK | WELL NO. 4 |  | 1 | 9/25/1987 12:00:00 AM
VA4119405 | GE | MPN | YR | RT | Y | WL006 | RW006 | WELL NO. 6 | COVES AT WILTON CREEK | WELL NO. 6 |  | 1 | 9/25/1987 12:00:00 AM
VA4119405 | GE | MPN | YR | RT | Y |  |  |  | COVES AT WILTON CREEK |  |  | 1 | 9/25/1987 12:00:00 AM
VA4119405 | GE | THH5 | 3Y | RT | Y | DS009 | DBP01 | LOT 17,OUTSIDE SPIG. | COVES AT WILTON CREEK | DISTRIBUTION SYSTEM |  | 1 | 1987-09-25
VA4119412 | TC | TC | QT | RT | Y | DS001 | TCR01 |  | FISHING BAY TRACE | DISTRIBUTION SYSTEM |  | 1 | 9/14/2006 12:00:00 AM
VA4119420 | TC | TC | QT | RT | Y | DS001 | TCR01 |  | DELTAVILLE BOATYARD | DISTRIBUTION SYSTEM |  | 1 | 12/29/1997 12:00:00 AM
VA4119420 | GE | MPN | YR | RT | Y | WL001 | RW001 | WELLHEAD | DELTAVILLE BOATYARD | WELL NO.1 |  | 1 | 12/29/1997 12:00:00 AM
VA4119472 | TC | TC | QT | RT | Y | DS001 | TCR01 |  | HARDEE`S-SALUDA | DISTRIBUTION SYSTEM |  | 1 | 12/29/1997 12:00:00 AM
VA4119515 | TC | TC | MN | RT | Y | DS005 | TCR01 |  | KILMERS POINT | DISTRIBUTION SYSTEM |  | 3 | 8/26/1988 12:00:00 AM
VA4119515 | GE | MPN | YR | RT | Y | WL001 | RW001 | WELL NO. 1 | KILMERS POINT | WELL NO. 1 |  | 1 | 8/26/1988 12:00:00 AM
VA4119515 | GE | THH5 | 3Y | RT | Y | DS005 | DBP01 | 219 KILMER'S DRIVE | KILMERS POINT | DISTRIBUTION SYSTEM |  | 1 | 1988-08-26
VA4119523 | TC | TC | QT | RT | Y | DS001 | TCR01 |  | LOCKLIES, LLC | DISTRIBUTION SYSTEM |  | 1 | 8/2/2012 12:00:00 AM
VA4119525 | TC | TC | MN | RT | Y | DS001 | TCR01 |  | LUCYS COVE | DISTRIBUTION SYSTEM |  | 3 | 3/18/1983 12:00:00 AM
VA4119525 | GE | MPN | YR | RT | Y | WL001 | RW001 | WELL NO. 1 | LUCYS COVE | WELL NO. 1 |  | 1 | 3/18/1983 12:00:00 AM
VA4119527 | TC | TC | MN | RT | Y | DS005 | TCR01 |  | MEADOWS MOBILE HOME ESTATES | DISTRIBUTION SYSTEM |  | 3 | 2/15/1991 12:00:00 AM
VA4119527 | GE | CYN | 3Y | RT | Y | EP001 | EP001 | 2000 GAL HYDRO TANK | MEADOWS MOBILE HOME ESTATES | ENTRY POINT |  | 1 | 2/15/1991 12:00:00 AM
VA4119527 | GE | MPN | YR | RT | Y |  |  |  | MEADOWS MOBILE HOME ESTATES |  |  | 1 | 2/15/1991 12:00:00 AM
VA4119535 | PB | PBCU | 3Y | RT | Y | DS007 | LC01 | EAST WING BATHROOM | DOCKSIDE HEALTH & REHAB CENTER | DISTRIBUTION SYSTEM | FSD | 1 | 7/5/1983 12:00:00 AM
VA4119535 | PB | PBCU | 3Y | RT | Y | DS007 | LC04 | SOUTH WING BATH SK | DOCKSIDE HEALTH & REHAB CENTER | DISTRIBUTION SYSTEM | FSD | 1 | 7/5/1983 12:00:00 AM
VA4119535 | PB | PBCU | 3Y | RT | Y | DS007 | LC05 | SINK # 133 | DOCKSIDE HEALTH & REHAB CENTER | DISTRIBUTION SYSTEM | FSD | 1 | 7/5/1983 12:00:00 AM
VA4119535 | PB | PBCU | 3Y | RT | Y | DS007 | LC09 | SINK ROOM 132 | DOCKSIDE HEALTH & REHAB CENTER | DISTRIBUTION SYSTEM | FSD | 1 | 7/5/1983 12:00:00 AM
VA4119535 | PB | PBCU | 3Y | RT | Y | DS007 | LC10 | ROOM 134 | DOCKSIDE HEALTH & REHAB CENTER | DISTRIBUTION SYSTEM | FSD | 1 | 7/5/1983 12:00:00 AM
VA4119535 | TC | TC | MN | RT | Y | DS007 | TCR01 |  | DOCKSIDE HEALTH & REHAB CENTER | DISTRIBUTION SYSTEM |  | 3 | 7/5/1983 12:00:00 AM
VA4119535 | GE | NIT | YR | RT | Y | EP001 | EP001 | 1000 GAL HYDRO TANK | DOCKSIDE HEALTH & REHAB CENTER | ENTRY POINT NO 1 |  | 1 | 7/5/1983 12:00:00 AM
VA4119535 | GE | NIT | YR | RT | Y | EP002 | EP002 | 2000 GAL HYDRO TANK | DOCKSIDE HEALTH & REHAB CENTER | ENTRY POINT NO 2 |  | 1 | 7/5/1983 12:00:00 AM
VA4119535 | GE | VOC | 3Y | RT | Y | EP002 | EP002 | 2000 GAL HYDRO TANK | DOCKSIDE HEALTH & REHAB CENTER | ENTRY POINT NO 2 |  | 1 | 7/5/1983 12:00:00 AM
VA4119535 | GE | MPN | YR | RT | Y | WL002 | RW002 | WELL NO. 2 | DOCKSIDE HEALTH & REHAB CENTER | DRILLED WELL #2 |  | 1 | 7/5/1983 12:00:00 AM
VA4119535 | GE | THH5 | 3Y | RT | Y | DS007 | DBP01 | SINK IN KITCHEN | DOCKSIDE HEALTH & REHAB CENTER | DISTRIBUTION SYSTEM |  | 1 | 1983-07-05
VA4119555 | TC | TC | QT | RT | Y | DS001 | TCR01 |  | NORTH RIVERSIDE PLAZA A | DISTRIBUTION SYSTEM |  | 1 | 3/22/2017 12:00:00 AM
VA4119556 | TC | TC | QT | RT | Y | DS001 | TCR01 |  | NORTH RIVERSIDE PLAZA B | DISTRIBUTION SYSTEM |  | 1 | 3/22/2017 12:00:00 AM
VA4119565 | TC | TC | QT | RT | Y | DS001 | TCR01 |  | PIANKATANK RIVER GOLF CLUB | DISTRIBUTION SYSTEM |  | 2 | 7/18/1996 12:00:00 AM
VA4119565 | GE | NIT | YR | RT | Y | EP001 | EP001 | STORAGE TANK | PIANKATANK RIVER GOLF CLUB | ENTRY POINT |  | 1 | 7/18/1996 12:00:00 AM
VA4119570 | TC | TC | QT | RT | Y | DS950 | TCR01 |  | PILOT HOUSE INN | PILOT HOUSE INN |  | 1 | 1/1/1990 12:00:00 AM
VA4119581 | TC | TC | QT | RT | Y | DS001 | TCR01 |  | REGATTA POINT YACHT CLUB | DISTRIBUTION SYSTEM |  | 1 | 9/4/2014 12:00:00 AM
VA4119581 | GE | MPN | YR | RT | Y | WL001 | MPN01 | WELL | REGATTA POINT YACHT CLUB | WELL |  | 1 | 9/4/2014 12:00:00 AM
VA4119583 | TC | TC | QT | RT | Y | DS001 | TCR01 |  | REGENT POINT MARINA | DISTRIBUTION SYSTEM |  | 1 | 1/1/1985 12:00:00 AM
VA4119583 | GE | MPN | YR | RT | Y | WL001 | RW001 | RAW TAP | REGENT POINT MARINA | DRILLED WELL |  | 1 | 1/1/1985 12:00:00 AM
VA4119586 | TC | TC | QT | RT | Y | DS001 | TCR01 |  | REMLIK MARINA | DISTRIBUTION SYSTEM |  | 1 | 12/9/2017 12:00:00 AM
VA4119587 | PB | PBCU | YR | RT | Y | DS001 | LC011 | 589 STOVE POINT RD | MIDDLESEX WATER AUTHORITY | DISTRIBUTION SYSTEM | FSD | 1 | 4/5/2022 12:00:00 AM
VA4119587 | PB | PBCU | YR | RT | Y | DS001 | LC018 | 233 BERRLYVILLE SHORES | MIDDLESEX WATER AUTHORITY | DISTRIBUTION SYSTEM | FSD | 1 | 4/5/2022 12:00:00 AM
VA4119587 | PB | PBCU | YR | RT | Y | DS001 | LC034 | 221 SPECK AVE | MIDDLESEX WATER AUTHORITY | DISTRIBUTION SYSTEM | FSD | 1 | 4/5/2022 12:00:00 AM
VA4119587 | PB | PBCU | YR | RT | Y | DS001 | LC035 | 380 RICHMOND RD | MIDDLESEX WATER AUTHORITY | DISTRIBUTION SYSTEM | FSD | 1 | 4/5/2022 12:00:00 AM
VA4119587 | PB | PBCU | YR | RT | Y | DS001 | LC036 | 374 RIVERSIDE DR | MIDDLESEX WATER AUTHORITY | DISTRIBUTION SYSTEM | FSD | 1 | 4/5/2022 12:00:00 AM
VA4119587 | PB | PBCU | YR | RT | Y | DS001 | LC046 | 24 LILY TRAIL | MIDDLESEX WATER AUTHORITY | DISTRIBUTION SYSTEM | FSD | 1 | 4/5/2022 12:00:00 AM
VA4119587 | PB | PBCU | YR | RT | Y | DS001 | LC049 | 50 S. CHESAPEAKE BLVD | MIDDLESEX WATER AUTHORITY | DISTRIBUTION SYSTEM | FSD | 1 | 4/5/2022 12:00:00 AM
VA4119587 | PB | PBCU | YR | RT | Y | DS001 | LC050 | 439 LOVERS LN. | MIDDLESEX WATER AUTHORITY | DISTRIBUTION SYSTEM | FSD | 1 | 4/5/2022 12:00:00 AM
VA4119587 | PB | PBCU | YR | RT | Y | DS001 | LC054 | 541 HONEYSUCKLE LN. | MIDDLESEX WATER AUTHORITY | DISTRIBUTION SYSTEM | FSD | 1 | 4/5/2022 12:00:00 AM
VA4119587 | PB | PBCU | YR | RT | Y | DS001 | LC055 | 2742 GENERAL PULLER HWY | MIDDLESEX WATER AUTHORITY | DISTRIBUTION SYSTEM | FSD | 1 | 4/5/2022 12:00:00 AM
VA4119587 | TC | TC | MN | RT | Y | DS001 | TCR01 |  | MIDDLESEX WATER AUTHORITY | DISTRIBUTION SYSTEM |  | 6 | 4/5/2022 12:00:00 AM
VA4119587 | GE | MPN | YR | RT | Y | WL001 | RW001 | WELLHEAD | MIDDLESEX WATER AUTHORITY | WELL NO. 1 |  | 1 | 4/5/2022 12:00:00 AM
VA4119587 | GE | MPN | YR | RT | Y | WL002 | RW002 | WELLHEAD | MIDDLESEX WATER AUTHORITY | WELL NO. 2 |  | 1 | 4/5/2022 12:00:00 AM
VA4119590 | TC | TC | QT | RT | Y | DS001 | TCR01 |  | PIANKATANK CAMP & CONFERENCE CENTER | DISTRIBUTION SYSTEM |  | 1 | 1/1/1901 12:00:00 AM
VA4119590 | GE | MPN | YR | RT | Y | WL003 | RW003 | WL003 | PIANKATANK CAMP & CONFERENCE CENTER | DRILLED WELL 3 |  | 1 | 1/1/1901 12:00:00 AM
VA4119600 | TC | TC | MN | RT | Y | DS001 | TCR01 |  | TOWN OF SALUDA | DISTRIBUTION SYSTEM |  | 3 | 12/7/1951 12:00:00 AM
VA4119685 | TC | TC | QT | RT | Y | DS001 | TCR01 |  | SANDY BOTTOM DELTAVILLE LLC | DISTRIBUTION SYSTEM |  | 1 | 5/1/2024 12:00:00 AM
VA4119745 | TC | TC | QT | RT | Y | DS001 | TCR01 |  | TIMBERNECK MARINA | DISTRIBUTION SYSTEM |  | 1 | 6/9/2019 12:00:00 AM
VA4119745 | GE | MPN | YR | RT | Y | WL001A | MPN01 | WELL 1A | TIMBERNECK MARINA | WELL 1A |  | 1 | 6/9/2019 12:00:00 AM
VA4119790 | TC | TC | MN | RT | Y | DS005 | TCR01 |  | URBANNA HARBOUR, LLC | DISTRIBUTION SYSTEM |  | 3 | 12/8/1993 12:00:00 AM
VA4119790 | GE | MPN | YR | RT | Y | WL001 | RW001 | WELL DISCHARGE PIPE | URBANNA HARBOUR, LLC | DRILLED WELL |  | 1 | 12/8/1993 12:00:00 AM
VA4119790 | GE | THH5 | 3Y | RT | Y | DS005 | DBP01 | PARKER LOT 14 | URBANNA HARBOUR, LLC | DISTRIBUTION SYSTEM |  | 1 | 1993-12-08
VA4119800 | GE | THH5 | YR | RT | Y | DS001 | DBP01 | J W GREEN/GLEBE DR | TOWN OF URBANNA | DISTRIBUTION SYSTEM |  | 1 | 9/9/1959 12:00:00 AM
VA4119800 | TC | TC | MN | RT | Y | DS001 | TCR01 |  | TOWN OF URBANNA | DISTRIBUTION SYSTEM |  | 3 | 9/9/1959 12:00:00 AM
VA4119800 | GE | MPN | YR | RT | Y | WL005 | RW005 | PUMPHOUSE | TOWN OF URBANNA | DRILLED WELL #5 |  | 1 | 9/9/1959 12:00:00 AM
VA4119810 | TC | TC | MN | RT | Y | DS001 | TCR01 |  | URBANNA SEAFOOD | DISTRIBUTION SYSTEM |  | 3 | 9/3/2015 12:00:00 AM
VA4119820 | TC | TC | QT | RT | Y | DS001 | TCR01 |  | VIRGINIA MOTOR SPEEDWAY | DISTRIBUTION SYSTEM |  | 1 | 4/7/1999 12:00:00 AM
VA4127025 | PB | PBCU | YR | RT | Y | DS001 | LCR01 | TRAILER BATHROOM | ALLIED PALLET COMPANY | DISTRIBUTION SYSTEM | FSD | 1 | 5/20/2019 12:00:00 AM
VA4127025 | PB | PBCU | YR | RT | Y | DS001 | LCR02 | MAIN OFFICE - KOSEL BATHROOM | ALLIED PALLET COMPANY | DISTRIBUTION SYSTEM | FSD | 1 | 5/20/2019 12:00:00 AM
VA4127025 | PB | PBCU | YR | RT | Y | DS001 | LCR03 | MAIN OFFICE - GIRL'S BATHROOM | ALLIED PALLET COMPANY | DISTRIBUTION SYSTEM | FSD | 1 | 5/20/2019 12:00:00 AM
VA4127025 | PB | PBCU | YR | RT | Y | DS001 | LCR04 | OUTSIDE BATHROOM | ALLIED PALLET COMPANY | DISTRIBUTION SYSTEM | FSD | 1 | 5/20/2019 12:00:00 AM
VA4127025 | PB | PBCU | YR | RT | Y | DS001 | LCR05 | RITHER BATHROOM | ALLIED PALLET COMPANY | DISTRIBUTION SYSTEM | FSD | 1 | 5/20/2019 12:00:00 AM
VA4127025 | TC | TC | MN | RT | Y | DS001 | TCR01 |  | ALLIED PALLET COMPANY | DISTRIBUTION SYSTEM |  | 3 | 5/20/2019 12:00:00 AM
VA4127055 | PB | PBCU | 3Y | RT | Y | DS001 | LC001 | 7707 WALNUT CIRCLE | BROOKWOOD MANOR | DISTRIBUTION SYSTEM | FSD | 1 | 5/8/1974 12:00:00 AM
VA4127055 | PB | PBCU | 3Y | RT | Y | DS001 | LC004 | 7716 TIMBER DRIVE | BROOKWOOD MANOR | DISTRIBUTION SYSTEM | FSD | 1 | 5/8/1974 12:00:00 AM
VA4127055 | PB | PBCU | 3Y | RT | Y | DS001 | LC007 | 7715 TIMBER DRIVE | BROOKWOOD MANOR | DISTRIBUTION SYSTEM | FSD | 1 | 5/8/1974 12:00:00 AM
VA4127055 | PB | PBCU | 3Y | RT | Y | DS001 | LC008 | 2635 WALNUT DRIVE | BROOKWOOD MANOR | DISTRIBUTION SYSTEM | FSD | 1 | 5/8/1974 12:00:00 AM
VA4127055 | PB | PBCU | 3Y | RT | Y | DS001 | LC009 | 2711 WALNUT DRIVE | BROOKWOOD MANOR | DISTRIBUTION SYSTEM | FSD | 1 | 5/8/1974 12:00:00 AM
VA4127055 | TC | TC | MN | RT | Y | DS001 | TCR01 |  | BROOKWOOD MANOR | DISTRIBUTION SYSTEM |  | 3 | 5/8/1974 12:00:00 AM
VA4127055 | GE | MPN | YR | RT | Y | WL001 | RW001 | RAW TAP | BROOKWOOD MANOR | WELL NO. 1 |  | 1 | 5/8/1974 12:00:00 AM
VA4127055 | GE | MPN | YR | RT | Y | WL002 | RW002 | RAW TAP | BROOKWOOD MANOR | WELL NO.2 |  | 1 | 5/8/1974 12:00:00 AM
VA4127060 | TC | TC | MN | RT | Y | DS001 | TCR01 |  | QUINTON FIRE DEPARTMENT | DISTRIBUTION SYSTEM |  | 3 | 6/15/2000 12:00:00 AM
VA4127075 | TC | TC | MN | RT | Y | DS001 | TCR01 |  | ROCKAHOCK CAMPGROUNDS, INC | DISTRIBUTION SYSTEM |  | 3 | 8/10/1979 12:00:00 AM
VA4127075 | GE | ICMT | 3Y | RT | Y | EP001 | EP001 | HYDROPNEUMATIC TANK | ROCKAHOCK CAMPGROUNDS, INC | ENTRY POINT |  | 1 | 8/10/1979 12:00:00 AM
VA4127075 | GE | VOC | 3Y | RT | Y | EP001 | EP001 | HYDROPNEUMATIC TANK | ROCKAHOCK CAMPGROUNDS, INC | ENTRY POINT |  | 1 | 8/10/1979 12:00:00 AM
VA4127075 | GE | MPN | YR | RT | Y | WL001 | RW001 | WELL NO. 1 | ROCKAHOCK CAMPGROUNDS, INC | WELL NO. 1 |  | 1 | 8/10/1979 12:00:00 AM
VA4127115 | GE | THH5 | YR | RT | Y | DS001 | DBP01 | 141 FOUR ISLAND TRAIL | THE COLONIES | DISTRIBUTION SYSTEM |  | 1 | 11/8/2021 12:00:00 AM
VA4127115 | PB | PBCU | YR | RT | Y | DS001 | LC001 | 15604 RIVER BEND RD | THE COLONIES | DISTRIBUTION SYSTEM | FSD | 1 | 11/8/2021 12:00:00 AM
VA4127115 | PB | PBCU | YR | RT | Y | DS001 | LC002 | 350 COLONY TRAIL | THE COLONIES | DISTRIBUTION SYSTEM | FSD | 1 | 11/8/2021 12:00:00 AM
VA4127115 | PB | PBCU | YR | RT | Y | DS001 | LC003 | 141 FOUR ISLAND TRL | THE COLONIES | DISTRIBUTION SYSTEM | FSD | 1 | 11/8/2021 12:00:00 AM
VA4127115 | PB | PBCU | YR | RT | Y | DS001 | LC004 | 103 FOUR ISLAND TRL | THE COLONIES | DISTRIBUTION SYSTEM | FSD | 1 | 11/8/2021 12:00:00 AM
VA4127115 | PB | PBCU | YR | RT | Y | DS001 | LC005 | 1100 COLONY TRAIL | THE COLONIES | DISTRIBUTION SYSTEM | FSD | 1 | 11/8/2021 12:00:00 AM
VA4127115 | PB | PBCU | YR | RT | Y | DS001 | LC006 | 1232 COLONY TRAIL | THE COLONIES | DISTRIBUTION SYSTEM | FSD | 1 | 11/8/2021 12:00:00 AM
VA4127115 | PB | PBCU | YR | RT | Y | DS001 | LC007 | 15401 ROLFE COURT | THE COLONIES | DISTRIBUTION SYSTEM | FSD | 1 | 11/8/2021 12:00:00 AM
VA4127115 | PB | PBCU | YR | RT | Y | DS001 | LC008 | 15401 CHICKAHOMINY C | THE COLONIES | DISTRIBUTION SYSTEM | FSD | 1 | 11/8/2021 12:00:00 AM
VA4127115 | PB | PBCU | YR | RT | Y | DS001 | LC009 | 510 COLONY TRAIL | THE COLONIES | DISTRIBUTION SYSTEM | FSD | 1 | 11/8/2021 12:00:00 AM
VA4127115 | PB | PBCU | YR | RT | Y | DS001 | LC010 | 15302 MOYSONIKE CT | THE COLONIES | DISTRIBUTION SYSTEM | FSD | 1 | 11/8/2021 12:00:00 AM
VA4127115 | TC | TC | MN | RT | Y | DS001 | TCR01 |  | THE COLONIES | DISTRIBUTION SYSTEM |  | 3 | 11/8/2021 12:00:00 AM
VA4127115 | GE | ICMT | 3Y | RT | Y | EP001 | EP001 | HYDROPNEUMATIC TANK | THE COLONIES | ENTRY POINT - BOTH WELLS |  | 1 | 11/8/2021 12:00:00 AM
VA4127115 | GE | VOC | 3Y | RT | Y | EP001 | EP001 | HYDROPNEUMATIC TANK | THE COLONIES | ENTRY POINT - BOTH WELLS |  | 1 | 11/8/2021 12:00:00 AM
VA4127115 | GE | MPN | YR | RT | Y | WL001 | RW001 | WELL NO. 1-WL001 | THE COLONIES | WELL NO. 1 |  | 1 | 11/8/2021 12:00:00 AM
VA4127115 | GE | MPN | YR | RT | Y | WL002 | RW002 | WELL NO. 2/WL002 | THE COLONIES | WELL NO. 2 |  | 1 | 11/8/2021 12:00:00 AM
VA4127141 | PB | PBCU | 3Y | RT | Y | DS001 | LC001 | BLDG 6-BOYS RR-SDE B | CUMBERLAND HOSPITAL | DISTRIBUTION SYSTEM | FSD | 1 | 7/5/1983 12:00:00 AM
VA4127141 | PB | PBCU | 3Y | RT | Y | DS001 | LC002 | BLDG 1-MAINT OFFICE | CUMBERLAND HOSPITAL | DISTRIBUTION SYSTEM | FSD | 1 | 7/5/1983 12:00:00 AM
VA4127141 | PB | PBCU | 3Y | RT | Y | DS001 | LC003 | BLDG 8 - BOYS RESTRM | CUMBERLAND HOSPITAL | DISTRIBUTION SYSTEM | FSD | 1 | 7/5/1983 12:00:00 AM
VA4127141 | PB | PBCU | 3Y | RT | Y | DS001 | LC004 | BLDG 3 - CUSTOD CLST | CUMBERLAND HOSPITAL | DISTRIBUTION SYSTEM | FSD | 1 | 7/5/1983 12:00:00 AM
VA4127141 | PB | PBCU | 3Y | RT | Y | DS001 | LC005 | BLDG 6 - BOYS RR-SDE | CUMBERLAND HOSPITAL | DISTRIBUTION SYSTEM | FSD | 1 | 7/5/1983 12:00:00 AM
VA4127141 | TC | TC | MN | RT | Y | DS001 | TCR01 |  | CUMBERLAND HOSPITAL | DISTRIBUTION SYSTEM |  | 3 | 7/5/1983 12:00:00 AM
VA4127141 | GE | ICMT | 3Y | RT | Y | EP001 | EP001 | ELEVATED TANK | CUMBERLAND HOSPITAL | ENTRY POINT - BOTH WELLS |  | 1 | 7/5/1983 12:00:00 AM
VA4127141 | GE | VOC | 3Y | RT | Y | EP001 | EP001 | ELEVATED TANK | CUMBERLAND HOSPITAL | ENTRY POINT - BOTH WELLS |  | 1 | 7/5/1983 12:00:00 AM
VA4127141 | GE | MPN | YR | RT | Y | WL001 | WL001 | WELL NO. 1 DIS. PIPE | CUMBERLAND HOSPITAL | WELL NO. 1 |  | 1 | 7/5/1983 12:00:00 AM
VA4127141 | GE | MPN | YR | RT | Y | WL002 | WL002 | WELL NO. 2 DIS. PIPE | CUMBERLAND HOSPITAL | WELL NO. 2 |  | 1 | 7/5/1983 12:00:00 AM
VA4127141 | GE | THH5 | 3Y | RT | Y | DS001 | DBP01 | BLDG 2 - MEN'S RR | CUMBERLAND HOSPITAL | DISTRIBUTION SYSTEM |  | 1 | 1983-07-05
VA4127145 | TC | TC | MN | RT | Y | DS001 | TCR01 |  | DON MIGUEL'S RESTAURANT | DISTRIBUTION SYSTEM |  | 3 | 1/1/2000 12:00:00 AM
VA4127145 | TC | TC | QT | RT | Y | DS001 | TCR01 |  | DON MIGUEL'S RESTAURANT | DISTRIBUTION SYSTEM |  | 1 | 1/1/2000 12:00:00 AM
VA4127145 | GE | NIT | YR | RT | Y | EP001 | EP001 | STORAGE TANK | DON MIGUEL'S RESTAURANT | ENTRY POINT |  | 1 | 1/1/2000 12:00:00 AM
VA4127145 | GE | MPN | YR | RT | Y | WL002 | RW002 | WELL NO.2/WL002 | DON MIGUEL'S RESTAURANT | WELL NO.2 |  | 1 | 1/1/2000 12:00:00 AM
VA4127150 | TC | TC | QT | RT | Y | DS001 | TCR01 |  | EAGLES LANDING, INC. | DISTRIBUTION SYSTEM |  | 1 | 7/17/2017 12:00:00 AM
VA4127150 | GE | NIT | YR | RT | Y | EP001 | EP001 | TANK | EAGLES LANDING, INC. | ENTRY POINT |  | 1 | 7/17/2017 12:00:00 AM
VA4127160 | TC | TC | QT | RT | Y | DS001 | TCR01 |  | CHICKAHOMINY RECREATIONAL PARK | DISTRIBUTION SYSTEM |  | 1 | 8/15/1979 12:00:00 AM
VA4127190 | GE | THH5 | YR | RT | Y | DS001 | DBP05 | 11403 WINDING RIVER ROAD | CENTRAL WATER SYSTEM | DISTRIBUTION SYSTEM |  | 1 | 1/5/2009 12:00:00 AM
VA4127190 | GE | THH5 | YR | RT | Y | DS001 | DBP06 | 3475 VIRGINIA RAIL DRIVE | CENTRAL WATER SYSTEM | DISTRIBUTION SYSTEM |  | 1 | 1/5/2009 12:00:00 AM
VA4127190 | TC | TC | MN | RT | Y | DS001 | TCR01 |  | CENTRAL WATER SYSTEM | DISTRIBUTION SYSTEM |  | 27 | 1/5/2009 12:00:00 AM
VA4127190 | GE | ICMT | 3Y | RT | Y | EP001 | EP001 | AFTER CHLORINE | CENTRAL WATER SYSTEM | DISCHARGE LINE - ROUTE 618 WELL |  | 1 | 1/5/2009 12:00:00 AM
VA4127190 | GE | NIT | YR | RT | Y | EP001 | EP001 | AFTER CHLORINE | CENTRAL WATER SYSTEM | DISCHARGE LINE - ROUTE 618 WELL |  | 1 | 1/5/2009 12:00:00 AM
VA4127190 | GE | NIT | YR | RT | Y | EP002A | EP002A | WELL DISCHARGE LINE - TALLEYSVILLE WELL | CENTRAL WATER SYSTEM | WELL DISCHARGE LINE - TALLEYSVILLE WELL |  | 1 | 1/5/2009 12:00:00 AM
VA4127190 | GE | MPN | MN | RT | Y | WL001 | WL001 | WELL HEAD | CENTRAL WATER SYSTEM | ROUTE 618 WELL |  | 3 | 1/5/2009 12:00:00 AM
VA4127190 | GE | MPN | YR | RT | Y | WL002A | WL002A | WELL NO. 2A | CENTRAL WATER SYSTEM | TALLEYSVILLE - WELL NO. 2A |  | 1 | 1/5/2009 12:00:00 AM
VA4127198 | PB | PBCU | 3Y | RT | Y | DS001 | LC002 | 3025 CARDINAL COURT | FIVE LAKES NO 1 | DISTRIBUTION SYSTEM | FSD | 1 | 2/16/1977 12:00:00 AM
VA4127198 | PB | PBCU | 3Y | RT | Y | DS001 | LC003 | 7107 CLUB DRIVE | FIVE LAKES NO 1 | DISTRIBUTION SYSTEM | FSD | 1 | 2/16/1977 12:00:00 AM
VA4127198 | PB | PBCU | 3Y | RT | Y | DS001 | LC007 | 3123 BROOK BOULEVRD | FIVE LAKES NO 1 | DISTRIBUTION SYSTEM | FSD | 1 | 2/16/1977 12:00:00 AM
VA4127198 | PB | PBCU | 3Y | RT | Y | DS001 | LC010 | 2801 BRIANWOOD CRT | FIVE LAKES NO 1 | DISTRIBUTION SYSTEM | FSD | 1 | 2/16/1977 12:00:00 AM
VA4127198 | PB | PBCU | 3Y | RT | Y | DS001 | LC012 | 7215 CLUB DRIVE | FIVE LAKES NO 1 | DISTRIBUTION SYSTEM | FSD | 1 | 2/16/1977 12:00:00 AM
VA4127198 | TC | TC | MN | RT | Y | DS001 | TCR01 |  | FIVE LAKES NO 1 | DISTRIBUTION SYSTEM |  | 3 | 2/16/1977 12:00:00 AM
VA4127198 | GE | MPN | YR | RT | Y | WL001 | RW001 | RAW TAP | FIVE LAKES NO 1 | WELL NO. 1 |  | 1 | 2/16/1977 12:00:00 AM
VA4127200 | GE | THH5 | YR | RT | Y | DS001 | DBP04 | 2701 NEW KENT HIGHWAY | BOTTOMS BRIDGE | DISTRIBUTION SYSTEM |  | 1 | 1/6/2009 12:00:00 AM
VA4127200 | TC | TC | MN | RT | Y | DS001 | TCR01 |  | BOTTOMS BRIDGE | DISTRIBUTION SYSTEM |  | 9 | 1/6/2009 12:00:00 AM
VA4127200 | GE | NIT | YR | RT | Y | EP002 | EP002 | 60000 GAL GROUND TANK | BOTTOMS BRIDGE | ENTRY POINT - WELL NO 2 |  | 1 | 1/6/2009 12:00:00 AM
VA4127200 | GE | MPN | YR | RT | Y | EP004 | EP004 | WELL DISCHARGE LINE | BOTTOMS BRIDGE | ENTRY POINT - BB WELL NO. 1 |  | 1 | 1/6/2009 12:00:00 AM
VA4127200 | GE | NIT | YR | RT | Y | EP004 | EP004 | WELL DISCHARGE LINE | BOTTOMS BRIDGE | ENTRY POINT - BB WELL NO. 1 |  | 1 | 1/6/2009 12:00:00 AM
VA4127200 | GE | MPN | YR | RT | Y | WL006 | RW006 | WELL HEAD | BOTTOMS BRIDGE | WELL NO. 2 (FORMERLY 5 LAKES WELL NO.6) |  | 1 | 1/6/2009 12:00:00 AM
VA4127400 | TC | TC | QT | RT | Y | DS001 | TCR01 |  | BROTHERS ITALIAN RESTAURANT - P. FORGE | DISTRIBUTION SYSTEM |  | 1 | 11/6/2013 12:00:00 AM
VA4127440 | TC | TC | MN | RT | Y | DS001 | TCR01 |  | LAKESIDE RESTAURANT | DISTRIBUTION SYSTEM |  | 3 | 12/29/1997 12:00:00 AM
VA4127442 | TC | TC | QT | RT | Y | DS001 | TCR01 |  | COLONIAL HARBOR MARINA INC | DISTRIBUTION SYSTEM |  | 1 | 1/1/2000 12:00:00 AM
VA4127445 | TC | TC | MN | RT | Y | DS002 | TCR01 |  | LITTLE PIECE OF HEAVEN DAY CARE | LITTLE PIECE OF HEAVEN DAY CARE DS |  | 3 | 12/30/2003 12:00:00 AM
VA4127445 | GE | CYN | 9Y | RT | Y | EP001 | EP001 | BLADDER TANK | LITTLE PIECE OF HEAVEN DAY CARE | ENTRY POINT |  | 1 | 12/30/2003 12:00:00 AM
VA4127445 | GE | ICMT | 3Y | RT | Y | EP001 | EP001 | BLADDER TANK | LITTLE PIECE OF HEAVEN DAY CARE | ENTRY POINT |  | 1 | 12/30/2003 12:00:00 AM
VA4127445 | GE | MPN | YR | RT | Y | WL001 | RW001 | WELL NO 1/WL001 | LITTLE PIECE OF HEAVEN DAY CARE | WELL NO. 1 |  | 1 | 12/30/2003 12:00:00 AM
VA4127450 | PB | PBCU | 3Y | RT | Y | DS001 | LC001 | FOOD LION-BAKERY SK | MINITREE GLEN | DISTRIBUTION SYSTEM | FSD | 1 | 1/12/1998 12:00:00 AM
VA4127450 | PB | PBCU | 3Y | RT | Y | DS001 | LC002 | FOOD LION-PRODU SNK | MINITREE GLEN | DISTRIBUTION SYSTEM | FSD | 1 | 1/12/1998 12:00:00 AM
VA4127450 | PB | PBCU | 3Y | RT | Y | DS001 | LC003 | FOOD LION-FLORST SNK | MINITREE GLEN | DISTRIBUTION SYSTEM | FSD | 1 | 1/12/1998 12:00:00 AM
VA4127450 | PB | PBCU | 3Y | RT | Y | DS001 | LC004 | PHARMACY-PUB RR SK | MINITREE GLEN | DISTRIBUTION SYSTEM | FSD | 1 | 1/12/1998 12:00:00 AM
VA4127450 | PB | PBCU | 3Y | RT | Y | DS001 | LC005 | PHARMACY-EMP RR SNK | MINITREE GLEN | DISTRIBUTION SYSTEM | FSD | 1 | 1/12/1998 12:00:00 AM
VA4127450 | TC | TC | MN | RT | Y | DS001 | TCR01 |  | MINITREE GLEN | DISTRIBUTION SYSTEM |  | 3 | 1/12/1998 12:00:00 AM
VA4127450 | GE | NIT | YR | RT | Y | EP001 | EP001 | 5000 GAL HYDRO TANK | MINITREE GLEN | ENTRY POINT |  | 1 | 1/12/1998 12:00:00 AM
VA4127450 | GE | MPN | YR | RT | Y | WL001 | RW001 | WELL | MINITREE GLEN | WELL |  | 1 | 1/12/1998 12:00:00 AM
VA4127450 | GE | THH5 | 3Y | RT | Y | DS001 | DBP01 | 9100 ECKERD DRUG | MINITREE GLEN | DISTRIBUTION SYSTEM |  | 1 | 1998-01-12
VA4127455 | TC | TC | MN | RT | Y | DS001 | TCR01 |  | LONG ACRES MOBILE HOME PARK | DISTRIBUTION SYSTEM |  | 3 | 3/1/1982 12:00:00 AM
VA4127455 | GE | NIT | YR | RT | Y | EP001 | EP001 | HYDROPNUEMATIC TANK | LONG ACRES MOBILE HOME PARK | ENTRY POINT |  | 1 | 3/1/1982 12:00:00 AM
VA4127490 | TC | TC | QT | RT | Y | DS001 | TCR01 |  | PATSY`S RESTAURANT | REST. & MOTEL DISTRIBUTION SYS. |  | 1 | 2/3/2000 12:00:00 AM
VA4127525 | TC | TC | MN | RT | Y | DS001 | TCR01 |  | NEW KENT BUSINESS CENTER | DISTRIBUTION SYSTEM |  | 3 | 11/2/2012 12:00:00 AM
VA4127525 | GE | ICMT | 3Y | RT | Y | EP001 | EP001 | ENTRY POINT | NEW KENT BUSINESS CENTER | ENTRY POINT |  | 1 | 11/2/2012 12:00:00 AM
VA4127525 | GE | NIT | YR | RT | Y | EP001 | EP001 | ENTRY POINT | NEW KENT BUSINESS CENTER | ENTRY POINT |  | 1 | 11/2/2012 12:00:00 AM
VA4127525 | GE | MPN | YR | RT | Y | WL001 | WL001 | WELL NO. 1 | NEW KENT BUSINESS CENTER | WELL NO. 1 |  | 1 | 11/2/2012 12:00:00 AM
VA4127530 | GE | THH5 | YR | RT | Y | DS001 | DBP03 | HYDRANT-LOT 30-OAKRISE RD | NEW KENT COURTHOUSE | DISTRIBUTION SYSTEM |  | 1 | 1/12/1998 12:00:00 AM
VA4127530 | TC | TC | MN | RT | Y | DS001 | TCR01 |  | NEW KENT COURTHOUSE | DISTRIBUTION SYSTEM |  | 9 | 1/12/1998 12:00:00 AM
VA4127530 | GE | ICMT | 3Y | RT | Y | EP002 | EP002 | AFTER CHLORINE INJECTION POINT | NEW KENT COURTHOUSE | ENTRY POINT - WELL NO. 2 |  | 1 | 1/12/1998 12:00:00 AM
VA4127530 | GE | NIT | YR | RT | Y | EP002 | EP002 | AFTER CHLORINE INJECTION POINT | NEW KENT COURTHOUSE | ENTRY POINT - WELL NO. 2 |  | 1 | 1/12/1998 12:00:00 AM
VA4127530 | GE | ICMT | 3Y | RT | Y | EP01A | EP001A | AFTER CHLORINE INJECTION POINT | NEW KENT COURTHOUSE | ENTRY POINT - WELL NO. 1A |  | 1 | 1/12/1998 12:00:00 AM
VA4127530 | GE | NIT | YR | RT | Y | EP01A | EP001A | AFTER CHLORINE INJECTION POINT | NEW KENT COURTHOUSE | ENTRY POINT - WELL NO. 1A |  | 1 | 1/12/1998 12:00:00 AM
VA4127530 | GE | MPN | YR | RT | Y | WL002 | WL002 | WELL NO. 2 - WELL HEAD | NEW KENT COURTHOUSE | WELL NO. 2 |  | 1 | 1/12/1998 12:00:00 AM
VA4127530 | GE | MPN | YR | RT | Y | WL01A | WL001A | WELL N0. 1A - WELL HEAD | NEW KENT COURTHOUSE | WELL NO. 1A |  | 1 | 1/12/1998 12:00:00 AM
VA4127570 | GE | THH5 | YR | RT | Y | DS001 | DBP01 | COMM CARR CORP | PARHAM LANDING | DISTRIBUTION SYSTEM |  | 1 | 1/21/1997 12:00:00 AM
VA4127570 | PB | PBCU | 3Y | RT | Y | DS001 | LC001 | JAIL E ADMIN CLER SK | PARHAM LANDING | DISTRIBUTION SYSTEM | FSD | 1 | 1/21/1997 12:00:00 AM
VA4127570 | PB | PBCU | 3Y | RT | Y | DS001 | LC002 | JAIL E ADMN MN RR SK | PARHAM LANDING | DISTRIBUTION SYSTEM | FSD | 1 | 1/21/1997 12:00:00 AM
VA4127570 | PB | PBCU | 3Y | RT | Y | DS001 | LC003 | JAIL E ADMN WM RR SK | PARHAM LANDING | DISTRIBUTION SYSTEM | FSD | 1 | 1/21/1997 12:00:00 AM
VA4127570 | PB | PBCU | 3Y | RT | Y | DS001 | LC004 | JAIL E ADMIN BRK SNK | PARHAM LANDING | DISTRIBUTION SYSTEM | FSD | 1 | 1/21/1997 12:00:00 AM
VA4127570 | PB | PBCU | 3Y | RT | Y | DS001 | LC005 | JAIL E WRHSE RR SNK | PARHAM LANDING | DISTRIBUTION SYSTEM | FSD | 1 | 1/21/1997 12:00:00 AM
VA4127570 | PB | PBCU | 3Y | RT | Y | DS001 | LC007 | JAIL EAST ADM MOP SINK | PARHAM LANDING | DISTRIBUTION SYSTEM | FSD | 1 | 1/21/1997 12:00:00 AM
VA4127570 | PB | PBCU | 3Y | RT | Y | DS001 | LC008 | JAIL EAST ENT HANDCAP FN | PARHAM LANDING | DISTRIBUTION SYSTEM | FSD | 1 | 1/21/1997 12:00:00 AM
VA4127570 | PB | PBCU | 3Y | RT | Y | DS001 | LC009 | WWTP RIGHT LAB SINK | PARHAM LANDING | DISTRIBUTION SYSTEM | FSD | 1 | 1/21/1997 12:00:00 AM
VA4127570 | PB | PBCU | 3Y | RT | Y | DS001 | LC010 | SDI OFFICE RESTROOM SINK | PARHAM LANDING | DISTRIBUTION SYSTEM | FSD | 1 | 1/21/1997 12:00:00 AM
VA4127570 | PB | PBCU | 3Y | RT | Y | DS001 | LC012 | CURTIS SHOP HANDCAP SINK | PARHAM LANDING | DISTRIBUTION SYSTEM | FSD | 1 | 1/21/1997 12:00:00 AM
VA4127570 | TC | TC | MN | RT | Y | DS001 | TCR01 |  | PARHAM LANDING | DISTRIBUTION SYSTEM |  | 3 | 1/21/1997 12:00:00 AM
VA4127570 | GE | MPN | YR | RT | Y | WL001 | RW001 | WELL NO. 1 | PARHAM LANDING | WELL NO. 1 |  | 1 | 1/21/1997 12:00:00 AM
VA4127570 | GE | MPN | YR | RT | Y | WL002 | RW002 | WELL NO. 2 | PARHAM LANDING | WELL NO. 2 |  | 1 | 1/21/1997 12:00:00 AM
VA4127630 | TC | TC | QT | RT | Y | DS001 | TCR01 |  | QUINTON CENTER | DISTRIBUTION SYSTEM |  | 1 | 12/29/1997 12:00:00 AM
VA4127635 | PB | PBCU | 3Y | RT | Y | DS001 | LC001 | 3050 QUINTON PARK TR | QUINTON PARK SUBDIVISION | DISTRIBUTION SYSTEM | FSD | 1 | 12/30/2002 12:00:00 AM
VA4127635 | PB | PBCU | 3Y | RT | Y | DS001 | LC002 | 8099 SWEET DIXIE LN | QUINTON PARK SUBDIVISION | DISTRIBUTION SYSTEM | FSD | 1 | 12/30/2002 12:00:00 AM
VA4127635 | PB | PBCU | 3Y | RT | Y | DS001 | LC003 | 3140 SOLACE CIR | QUINTON PARK SUBDIVISION | DISTRIBUTION SYSTEM | FSD | 1 | 12/30/2002 12:00:00 AM
VA4127635 | PB | PBCU | 3Y | RT | Y | DS001 | LC004 | 7909 NEIGHBORLY LN | QUINTON PARK SUBDIVISION | DISTRIBUTION SYSTEM | FSD | 1 | 12/30/2002 12:00:00 AM
VA4127635 | PB | PBCU | 3Y | RT | Y | DS001 | LC005 | 2999 QUINTON PARK TR | QUINTON PARK SUBDIVISION | DISTRIBUTION SYSTEM | FSD | 1 | 12/30/2002 12:00:00 AM
VA4127635 | TC | TC | MN | RT | Y | DS001 | TCR01 |  | QUINTON PARK SUBDIVISION | DISTRIBUTION SYSTEM |  | 3 | 12/30/2002 12:00:00 AM
VA4127635 | GE | CYN | 9Y | RT | Y | EP001 | EP001 | HYDRO TANK | QUINTON PARK SUBDIVISION | ENTRY POINT |  | 1 | 12/30/2002 12:00:00 AM
VA4127635 | GE | ICMT | 3Y | RT | Y | EP001 | EP001 | HYDRO TANK | QUINTON PARK SUBDIVISION | ENTRY POINT |  | 1 | 12/30/2002 12:00:00 AM
VA4127635 | GE | NIT | YR | RT | Y | EP001 | EP001 | HYDRO TANK | QUINTON PARK SUBDIVISION | ENTRY POINT |  | 1 | 12/30/2002 12:00:00 AM
VA4127635 | GE | VOC | YR | RT | Y | EP001 | EP001 | HYDRO TANK | QUINTON PARK SUBDIVISION | ENTRY POINT |  | 1 | 12/30/2002 12:00:00 AM
VA4127635 | GE | MPN | YR | RT | Y | WL001 | WL001 | WELL HEAD | QUINTON PARK SUBDIVISION | WELL NO. 1 |  | 1 | 12/30/2002 12:00:00 AM
VA4127650 | TC | TC | QT | RT | Y | DS001 | TCR01 |  | RIVERSIDE CAMP 2 | DISTRIBUTION SYSTEM |  | 1 | 1/1/2000 12:00:00 AM
VA4127650 | GE | NIT | YR | RT | Y | EP001 | EP001 | TANK | RIVERSIDE CAMP 2 | ENTRY POINT |  | 1 | 1/1/2000 12:00:00 AM
VA4127655 | TC | TC | QT | RT | Y | DS001 | TCR01 |  | ROYAL NEW KENT GOLF CLUB | DISTRIBUTION SYSTEM |  | 1 | 3/2/2021 12:00:00 AM
VA4127725 | TC | TC | QT | RT | Y | DS001 | TCR01 |  | RIVERSIDE CAMP STORE/SNACK BAR | DISTRIBUTION SYSTEM |  | 1 | 2/4/1998 12:00:00 AM
VA4127725 | GE | NIT | YR | RT | Y | EP001 | EP001 | TANK | RIVERSIDE CAMP STORE/SNACK BAR | ENTRY POINT |  | 1 | 2/4/1998 12:00:00 AM
VA4127800 | PB | PBCU | YR | RT | Y | DS001 | LC001 | 9330 SHERWOOD DR | SHERWOOD ESTATES | DISTRIBUTION SYSTEM | FSD | 1 | 3/13/1978 12:00:00 AM
VA4127800 | PB | PBCU | YR | RT | Y | DS001 | LC002 | 9710 SHERWOOD DR | SHERWOOD ESTATES | DISTRIBUTION SYSTEM | FSD | 1 | 3/13/1978 12:00:00 AM
VA4127800 | PB | PBCU | YR | RT | Y | DS001 | LC003 | 9310 SHERWOOD DR | SHERWOOD ESTATES | DISTRIBUTION SYSTEM | FSD | 1 | 3/13/1978 12:00:00 AM
VA4127800 | PB | PBCU | YR | RT | Y | DS001 | LC004 | 9740 SHERWOOD DR | SHERWOOD ESTATES | DISTRIBUTION SYSTEM | FSD | 1 | 3/13/1978 12:00:00 AM
VA4127800 | PB | PBCU | YR | RT | Y | DS001 | LC005 | 9630 SHERWOOD DR | SHERWOOD ESTATES | DISTRIBUTION SYSTEM | FSD | 1 | 3/13/1978 12:00:00 AM
VA4127800 | TC | TC | MN | RT | Y | DS001 | TCR01 |  | SHERWOOD ESTATES | DISTRIBUTION SYSTEM |  | 3 | 3/13/1978 12:00:00 AM
VA4127800 | GE | MPN | YR | RT | Y | WL001 | RW001 | WELL | SHERWOOD ESTATES | WELL |  | 1 | 3/13/1978 12:00:00 AM
VA4127800 | GE | MPN | YR | RT | Y | WL002 | WL002 | WELL NO. 2 | SHERWOOD ESTATES | WELL NO. 2 |  | 1 | 3/13/1978 12:00:00 AM
VA4127800 | GE | THH5 | 3Y | RT | Y | DS001 | DBP01 | 9321 SHERWOOD DR | SHERWOOD ESTATES | DISTRIBUTION SYSTEM |  | 1 | 1978-03-13
VA4127820 | TC | TC | QT | RT | Y | DS001 | TCR01 |  | PROVIDENCE FORGE PRESBYTERIAN CHURCH | DISTRIBUTION SYSTEM |  | 1 | 12/31/2005 12:00:00 AM
VA4127850 | TC | TC | QT | RT | Y | DS001 | TCR01 |  | VIRGINIA ELITE GYMNASTICS ACADEMY | DISTRIBUTION SYSTEM |  | 1 | 9/14/2020 12:00:00 AM
VA4127855 | TC | TC | QT | RT | Y | DS001 | TCR01 |  | WALGREENS | DISTRIBUTION SYSTEM |  | 1 | 2/22/2023 12:00:00 AM
VA4127860 | TC | TC | QT | RT | Y | DS001 | TCR01 |  | WASHINGTON BURGESS INN | DISTRIBUTION SYSTEM |  | 1 | 2/4/1998 12:00:00 AM
VA4127875 | PB | PBCU | 3Y | RT | Y | DS001 | LC001 | 3911 MOORES LANE | WEDGEWOOD SUBDIVISION | DISTRIBUTION SYSTEM | FSD | 1 | 3/7/1976 12:00:00 AM
VA4127875 | PB | PBCU | 3Y | RT | Y | DS001 | LC002 | 3920 MOORES LANE | WEDGEWOOD SUBDIVISION | DISTRIBUTION SYSTEM | FSD | 1 | 3/7/1976 12:00:00 AM
VA4127875 | PB | PBCU | 3Y | RT | Y | DS001 | LC003 | 3900 MOORES LANE | WEDGEWOOD SUBDIVISION | DISTRIBUTION SYSTEM | FSD | 1 | 3/7/1976 12:00:00 AM
VA4127875 | PB | PBCU | 3Y | RT | Y | DS001 | LC004 | 3940 MOORES LANE | WEDGEWOOD SUBDIVISION | DISTRIBUTION SYSTEM | FSD | 1 | 3/7/1976 12:00:00 AM
VA4127875 | PB | PBCU | 3Y | RT | Y | DS001 | LC006 | 3924 ROPERS CHURCH | WEDGEWOOD SUBDIVISION | DISTRIBUTION SYSTEM | FSD | 1 | 3/7/1976 12:00:00 AM
VA4127875 | TC | TC | MN | RT | Y | DS001 | TCR01 |  | WEDGEWOOD SUBDIVISION | DISTRIBUTION SYSTEM |  | 3 | 3/7/1976 12:00:00 AM
VA4127885 | PB | PBCU | 3Y | RT | Y | DS001 | LC001 | 10220 OLD QUARTER LN | WHITEHOUSE FARMS | DISTRIBUTION SYSTEM | FSD | 1 | 1/12/1998 12:00:00 AM
VA4127885 | PB | PBCU | 3Y | RT | Y | DS001 | LC002 | 10231 OLD QUARTER LN | WHITEHOUSE FARMS | DISTRIBUTION SYSTEM | FSD | 1 | 1/12/1998 12:00:00 AM
VA4127885 | PB | PBCU | 3Y | RT | Y | DS001 | LC004 | 9800 OLD QUARTER LN | WHITEHOUSE FARMS | DISTRIBUTION SYSTEM | FSD | 1 | 1/12/1998 12:00:00 AM
VA4127885 | PB | PBCU | 3Y | RT | Y | DS001 | LC005 | 9841 TALLEYSVILLE RD | WHITEHOUSE FARMS | DISTRIBUTION SYSTEM | FSD | 1 | 1/12/1998 12:00:00 AM
VA4127885 | PB | PBCU | 3Y | RT | Y | DS001 | LC019 | 9930 OLD QUARTER LANE | WHITEHOUSE FARMS | DISTRIBUTION SYSTEM | FSD | 1 | 1/12/1998 12:00:00 AM
VA4127885 | TC | TC | MN | RT | Y | DS001 | TCR01 |  | WHITEHOUSE FARMS | DISTRIBUTION SYSTEM |  | 3 | 1/12/1998 12:00:00 AM
VA4127885 | GE | MPN | YR | RT | Y | WL001A | RW001A | DRILLED WELL | WHITEHOUSE FARMS | WELL NO. 1A |  | 1 | 1/12/1998 12:00:00 AM
VA4127885 | GE | MPN | YR | RT | Y |  |  |  | WHITEHOUSE FARMS |  |  | 1 | 1/12/1998 12:00:00 AM
VA4127885 | GE | THH5 | 3Y | RT | Y | DS001 | DBP01 | 9511 TALLEYSVILLE RD | WHITEHOUSE FARMS | DISTRIBUTION SYSTEM |  | 1 | 1998-01-12
VA4127895 | TC | TC | MN | RT | Y | DS001 | TCR01 |  | WINDSOR PARK | DISTRIBUTION SYSTEM |  | 3 | 9/5/1971 12:00:00 AM
VA4127895 | GE | MPN | YR | RT | Y | WL001 | RW001 | WELL HEAD | WINDSOR PARK | DRILLED WELL |  | 1 | 9/5/1971 12:00:00 AM
VA4127900 | PB | PBCU | 3Y | RT | Y | DS001 | LC001 | 9065 WOODS EDGE DR | WOOD`S EDGE | DISTRIBUTION SYSTEM | FSD | 1 | 4/13/1990 12:00:00 AM
VA4127900 | PB | PBCU | 3Y | RT | Y | DS001 | LC003 | 9066 WOODS EDGE DR | WOOD`S EDGE | DISTRIBUTION SYSTEM | FSD | 1 | 4/13/1990 12:00:00 AM
VA4127900 | PB | PBCU | 3Y | RT | Y | DS001 | LC004 | 8920 BASSWOOD DR | WOOD`S EDGE | DISTRIBUTION SYSTEM | FSD | 1 | 4/13/1990 12:00:00 AM
VA4127900 | PB | PBCU | 3Y | RT | Y | DS001 | LC005 | 8946 WOODS EDGE DR | WOOD`S EDGE | DISTRIBUTION SYSTEM | FSD | 1 | 4/13/1990 12:00:00 AM
VA4127900 | PB | PBCU | 3Y | RT | Y | DS001 | LC010 | 9882 FIRETHORN LANE | WOOD`S EDGE | DISTRIBUTION SYSTEM | FSD | 1 | 4/13/1990 12:00:00 AM
VA4127900 | TC | TC | MN | RT | Y | DS001 | TCR01 |  | WOOD`S EDGE | DISTRIBUTION SYSTEM |  | 3 | 4/13/1990 12:00:00 AM
VA4127900 | GE | MPN | YR | RT | Y | WL002 | RW002 | WELL NO. 2-WL002 | WOOD`S EDGE | WELL NO. 2 |  | 1 | 4/13/1990 12:00:00 AM
VA4127900 | GE | MPN | YR | RT | Y | WL003 | RW003 | WELL NO. 3-WL003 | WOOD`S EDGE | WELL NO. 3 |  | 1 | 4/13/1990 12:00:00 AM
VA4127900 | GE | THH5 | 3Y | RT | Y | DS001 | DBP02 | HYDRANT - SPARKS TERRACE | WOOD`S EDGE | DISTRIBUTION SYSTEM |  | 1 | 1990-04-13
VA4127925 | GE | THH5 | YR | RT | Y | DS001 | DBP01 | LOT 230 | WOODHAVEN SHORES | DISTRIBUTION SYSTEM |  | 1 | 4/23/1962 12:00:00 AM
VA4127925 | TC | TC | MN | RT | Y | DS001 | TCR01 |  | WOODHAVEN SHORES | DISTRIBUTION SYSTEM |  | 6 | 4/23/1962 12:00:00 AM
VA4127925 | GE | MPN | YR | RT | Y | WL001 | WL001 | WELL HEAD - NO. 1 | WOODHAVEN SHORES | WELL NO. 1 |  | 1 | 4/23/1962 12:00:00 AM
VA4127925 | GE | MPN | YR | RT | Y | WL002 | WL002 | WELL HEAD - NO. 2 | WOODHAVEN SHORES | WELL NO. 2 |  | 1 | 4/23/1962 12:00:00 AM
VA4133005 | TC | TC | QT | RT | Y | DS001 | TCR01 |  | CAM WINERY | CAM WINERY DISTRIBUTION |  | 1 | 8/20/2020 12:00:00 AM
VA4133020 | PB | PBCU | 3Y | RT | Y | DS001 | LCR1 | KITCHEN HAND SINK | BOYS & GIRLS CLUB NORTHUMBERLAND CO UNIT | DISTRIBUTION SYSTEM | FSD | 1 | 6/4/2023 12:00:00 AM
VA4133020 | PB | PBCU | 3Y | RT | Y | DS001 | LCR2 | KITCHEN HAND SINK | BOYS & GIRLS CLUB NORTHUMBERLAND CO UNIT | DISTRIBUTION SYSTEM | FSD | 1 | 6/4/2023 12:00:00 AM
VA4133020 | PB | PBCU | 3Y | RT | Y | DS001 | LCR3 | STAFF RESTROOM HAND SINK | BOYS & GIRLS CLUB NORTHUMBERLAND CO UNIT | DISTRIBUTION SYSTEM | FSD | 1 | 6/4/2023 12:00:00 AM
VA4133020 | PB | PBCU | 3Y | RT | Y | DS001 | LCR4 | ART ROOM HAND SINK | BOYS & GIRLS CLUB NORTHUMBERLAND CO UNIT | DISTRIBUTION SYSTEM | FSD | 1 | 6/4/2023 12:00:00 AM
VA4133020 | PB | PBCU | 3Y | RT | Y | DS001 | LCR5 | MEN'S RESTROOM HAND SINK | BOYS & GIRLS CLUB NORTHUMBERLAND CO UNIT | DISTRIBUTION SYSTEM | FSD | 1 | 6/4/2023 12:00:00 AM
VA4133020 | TC | TC | MN | RT | Y | DS001 | TCR01 |  | BOYS & GIRLS CLUB NORTHUMBERLAND CO UNIT | DISTRIBUTION SYSTEM |  | 3 | 6/4/2023 12:00:00 AM
VA4133020 | GE | NIT | YR | RT | Y | EP001 | EP001 | PRESSURE TANK | BOYS & GIRLS CLUB NORTHUMBERLAND CO UNIT | ENTRY POINT |  | 1 | 6/4/2023 12:00:00 AM
VA4133030 | PB | PBCU | 3Y | RT | Y | DS001 | LCR04 | 467 HARBOR DRIVE | VA AMERICAN WATER BAY HARBOR | DISTRIBUTION SYSTEM | FSD | 1 | 5/11/2022 12:00:00 AM
VA4133030 | PB | PBCU | 3Y | RT | Y | DS001 | LCR05 | 495 HARBOR DRIVE | VA AMERICAN WATER BAY HARBOR | DISTRIBUTION SYSTEM | FSD | 1 | 5/11/2022 12:00:00 AM
VA4133030 | PB | PBCU | 3Y | RT | Y | DS001 | LCR07 | 128 EAST HARBOR DRIVE | VA AMERICAN WATER BAY HARBOR | DISTRIBUTION SYSTEM | FSD | 1 | 5/11/2022 12:00:00 AM
VA4133030 | PB | PBCU | 3Y | RT | Y | DS001 | LCR12 | 418 EAST HARBOR DRIVE | VA AMERICAN WATER BAY HARBOR | DISTRIBUTION SYSTEM | FSD | 1 | 5/11/2022 12:00:00 AM
VA4133030 | PB | PBCU | 3Y | RT | Y | DS001 | LCR14 | 437 HARBOR DRIVE | VA AMERICAN WATER BAY HARBOR | DISTRIBUTION SYSTEM | FSD | 1 | 5/11/2022 12:00:00 AM
VA4133030 | TC | TC | MN | RT | Y | DS001 | TCR01 |  | VA AMERICAN WATER BAY HARBOR | DISTRIBUTION SYSTEM |  | 3 | 5/11/2022 12:00:00 AM
VA4133030 | GE | ICMT | 3Y | RT | Y | EP002 | EP002 | 500 GAL HYDRO TANK | VA AMERICAN WATER BAY HARBOR | ENTRY POINT #2 |  | 1 | 5/11/2022 12:00:00 AM
VA4133030 | GE | NIT | YR | RT | Y | EP002 | EP002 | 500 GAL HYDRO TANK | VA AMERICAN WATER BAY HARBOR | ENTRY POINT #2 |  | 1 | 5/11/2022 12:00:00 AM
VA4133030 | GE | ICMT | 3Y | RT | Y | EP003 | EP003 | WELL #3 - 50 GAL BLADDER TANK | VA AMERICAN WATER BAY HARBOR | ENTRY POINT #3 |  | 1 | 5/11/2022 12:00:00 AM
VA4133030 | GE | NIT | YR | RT | Y | EP003 | EP003 | WELL #3 - 50 GAL BLADDER TANK | VA AMERICAN WATER BAY HARBOR | ENTRY POINT #3 |  | 1 | 5/11/2022 12:00:00 AM
VA4133040 | GE | THH5 | YR | RT | Y | DS001 | DBP01 | SECTION G LOT 24 | BAY QUARTER SHORES | DISTRIBUTION SYSTEM |  | 1 | 2/12/1975 12:00:00 AM
VA4133040 | GE | THH5 | YR | RT | Y | DS001 | DBP02 | SEC. C, LOT 35 AND 36, COLD CREEK DR. | BAY QUARTER SHORES | DISTRIBUTION SYSTEM |  | 1 | 2/12/1975 12:00:00 AM
VA4133040 | PB | PBCU | 3Y | RT | Y | DS001 | LC004 | B-35:96 HOWARD CT. | BAY QUARTER SHORES | DISTRIBUTION SYSTEM | FSD | 1 | 2/12/1975 12:00:00 AM
VA4133040 | PB | PBCU | 3Y | RT | Y | DS001 | LC005 | T-92:95 CORAL DR | BAY QUARTER SHORES | DISTRIBUTION SYSTEM | FSD | 1 | 2/12/1975 12:00:00 AM
VA4133040 | PB | PBCU | 3Y | RT | Y | DS001 | LC009 | T-40: 154 CORAL DR. | BAY QUARTER SHORES | DISTRIBUTION SYSTEM | FSD | 1 | 2/12/1975 12:00:00 AM
VA4133040 | PB | PBCU | 3Y | RT | Y | DS001 | LC019 | I-14: 179 FLORIDA DR | BAY QUARTER SHORES | DISTRIBUTION SYSTEM | FSD | 1 | 2/12/1975 12:00:00 AM
VA4133040 | PB | PBCU | 3Y | RT | Y | DS001 | LC022 | B-63:110 MURIEL DR. | BAY QUARTER SHORES | DISTRIBUTION SYSTEM | FSD | 1 | 2/12/1975 12:00:00 AM
VA4133040 | TC | TC | MN | RT | Y | DS001 | TCR01 |  | BAY QUARTER SHORES | DISTRIBUTION SYSTEM |  | 3 | 2/12/1975 12:00:00 AM
VA4133040 | GE | MPN | YR | RT | Y | WL002 | RW002 | WELL HEAD | BAY QUARTER SHORES | WELL 2 @ STAT 19 |  | 1 | 2/12/1975 12:00:00 AM
VA4133040 | GE | MPN | YR | RT | Y | WL003 | RW003 | WELL HEAD | BAY QUARTER SHORES | WELL 1A @ STAT 20 |  | 1 | 2/12/1975 12:00:00 AM
VA4133080 | TC | TC | MN | RT | Y | DS001 | TCR01 |  | BELLS COVE SUBDIVISION | DISTRIBUTION SYSTEM |  | 3 | 6/24/1977 12:00:00 AM
VA4133080 | GE | MPN | YR | RT | Y | WL002 | WELL2 | WELL 2 RAW WATER SAMPLE TAP | BELLS COVE SUBDIVISION | WELL NO. 2 |  | 1 | 6/24/1977 12:00:00 AM
VA4133080 | GE | MPN | YR | RT | Y | WL01A | WELL1A | WELL 1A RAW WATER SAMPLE TAP | BELLS COVE SUBDIVISION | WELL NO. 1A |  | 1 | 6/24/1977 12:00:00 AM
VA4133100 | PB | PBCU | 3Y | RT | Y | DS001 | LC003 | 112 BARN POINT RD. | BON HARBOURS | DISTRIBUTION SYSTEM | FSD | 1 | 4/12/1974 12:00:00 AM
VA4133100 | PB | PBCU | 3Y | RT | Y | DS001 | LC009 | 1954 BON HARBOR RD | BON HARBOURS | DISTRIBUTION SYSTEM | FSD | 1 | 4/12/1974 12:00:00 AM
VA4133100 | PB | PBCU | 3Y | RT | Y | DS001 | LC013 | 1836 BON HARBOR RD. | BON HARBOURS | DISTRIBUTION SYSTEM | FSD | 1 | 4/12/1974 12:00:00 AM
VA4133100 | PB | PBCU | 3Y | RT | Y | DS001 | LC015 | 1983 BON HARBOR RD. | BON HARBOURS | DISTRIBUTION SYSTEM | FSD | 1 | 4/12/1974 12:00:00 AM
VA4133100 | PB | PBCU | 3Y | RT | Y | DS001 | LCR017 | 1842 BON HARBOR ROAD | BON HARBOURS | DISTRIBUTION SYSTEM | FSD | 1 | 4/12/1974 12:00:00 AM
VA4133100 | TC | TC | MN | RT | Y | DS001 | TCR01 |  | BON HARBOURS | DISTRIBUTION SYSTEM |  | 3 | 4/12/1974 12:00:00 AM
VA4133100 | GE | MPN | YR | RT | Y | WL001 | WL01A | WELL RAW SAMP TAP | BON HARBOURS | DRILLED WELL NO. 1A |  | 1 | 4/12/1974 12:00:00 AM
VA4133110 | TC | TC | MN | RT | Y | DS001 | TCR01 |  | BROWNS STORE | DISTRIBUTION SYSTEM |  | 3 | 3/1/1983 12:00:00 AM
VA4133110 | GE | MPN | YR | RT | Y | WL001 | RW001 | WELL DISCHARGE PIPE | BROWNS STORE | DRILLED WELL |  | 1 | 3/1/1983 12:00:00 AM
VA4133110 | GE | THH5 | 3Y | RT | Y | DS001 | DBP01 | 369 BROWNS STORE RD | BROWNS STORE | DISTRIBUTION SYSTEM |  | 1 | 1983-03-01
VA4133120 | PB | PBCU | YR | RT | Y | DS001 | LC006 | 65 HACKS NECK RD | BURGESS | DISTRIBUTION SYSTEM | FSD | 1 | 7/29/1974 12:00:00 AM
VA4133120 | PB | PBCU | YR | RT | Y | DS001 | LC007 | 15170 NORTHUMBERLAND HWY | BURGESS | DISTRIBUTION SYSTEM | FSD | 1 | 7/29/1974 12:00:00 AM
VA4133120 | PB | PBCU | YR | RT | Y | DS001 | LC009 | 15138 NORTHUMBERLAND HWY | BURGESS | DISTRIBUTION SYSTEM | FSD | 1 | 7/29/1974 12:00:00 AM
VA4133120 | PB | PBCU | YR | RT | Y | DS001 | LC012 | 62 WALTERS LN | BURGESS | DISTRIBUTION SYSTEM | FSD | 1 | 7/29/1974 12:00:00 AM
VA4133120 | PB | PBCU | YR | RT | Y | DS001 | LCR016 | 901 JESSIE DUPONT MEM HWY | BURGESS | DISTRIBUTION SYSTEM | FSD | 1 | 7/29/1974 12:00:00 AM
VA4133120 | TC | TC | MN | RT | Y | DS001 | TCR01 |  | BURGESS | DISTRIBUTION SYSTEM |  | 3 | 7/29/1974 12:00:00 AM
VA4133120 | GE | MPN | YR | RT | Y | WL002 | WL002 | WELL DISCHARGE PIPE | BURGESS | WELL NO. 2 |  | 1 | 7/29/1974 12:00:00 AM
VA4133120 | GE | MPN | YR | RT | Y | WL02A | WL02A | WELL DISCHARGE PIPE | BURGESS | WELL NO. 2A |  | 1 | 7/29/1974 12:00:00 AM
VA4133120 | GE | THH5 | 3Y | RT | Y | DS001 | DBP01 | 85 HACKS NECK RD | BURGESS | DISTRIBUTION SYSTEM |  | 1 | 1974-07-29
VA4133140 | TC | TC | MN | RT | Y | DS001 | TCR01 |  | BUZZARD POINT MARINA | DISTRIBUTION SYSTEM |  | 3 | 5/3/2017 12:00:00 AM
VA4133140 | GE | NIT | YR | RT | Y | EP001 | EP001 | ENTRY POINT | BUZZARD POINT MARINA | ENTRY POINT |  | 1 | 5/3/2017 12:00:00 AM
VA4133160 | PB | PBCU | 3Y | RT | Y | DS001 | LC006 | 84 CEDAR LN | CALLAO | DISTRIBUTION SYSTEM | FSD | 1 | 5/20/1947 12:00:00 AM
VA4133160 | PB | PBCU | 3Y | RT | Y | DS001 | LC007 | 17252 RICHMOND RD | CALLAO | DISTRIBUTION SYSTEM | FSD | 1 | 5/20/1947 12:00:00 AM
VA4133160 | PB | PBCU | 3Y | RT | Y | DS001 | LC008 | 17403 RICHMOND RD | CALLAO | DISTRIBUTION SYSTEM | FSD | 1 | 5/20/1947 12:00:00 AM
VA4133160 | PB | PBCU | 3Y | RT | Y | DS001 | LC011 | 17578 RICHMOND RD | CALLAO | DISTRIBUTION SYSTEM | FSD | 1 | 5/20/1947 12:00:00 AM
VA4133160 | PB | PBCU | 3Y | RT | Y | DS001 | LC020 | 128 HAMPTON HALL | CALLAO | DISTRIBUTION SYSTEM | FSD | 1 | 5/20/1947 12:00:00 AM
VA4133160 | TC | TC | MN | RT | Y | DS001 | TCR01 |  | CALLAO | DISTRIBUTION SYSTEM |  | 3 | 5/20/1947 12:00:00 AM
VA4133160 | GE | MPN | YR | RT | Y | WL001 | RW001 | WELL #1 SAMP. TAP | CALLAO | DRILLED WELL NO. 1 |  | 1 | 5/20/1947 12:00:00 AM
VA4133160 | GE | MPN | YR | RT | Y | WL002 | RW002 | WELL # 2 SAMP. TAP | CALLAO | DRILLED WELL NO. 2 |  | 1 | 5/20/1947 12:00:00 AM
VA4133160 | GE | THH5 | 3Y | RT | Y | DS001 | DBP01 | 222 CEDAR LANE | CALLAO | DISTRIBUTION SYSTEM |  | 1 | 1947-05-20
VA4133175 | TC | TC | MN | RT | Y | DS001 | TCR01 |  | CAMP KITTAMAQUND GIRL SCOUTS | DISTRIBUTION SYSTEM |  | 3 | 11/21/2002 12:00:00 AM
VA4133175 | GE | NIT | YR | RT | Y | EP001 | EP001 | PRESSURE TANK | CAMP KITTAMAQUND GIRL SCOUTS | ENTRY POINT |  | 1 | 11/21/2002 12:00:00 AM
VA4133200 | PB | PBCU | 3Y | RT | Y | DS001 | LC002 | 21 VIRGINIA RD. | CHESAPEAKE BAY ESTATES | DISTRIBUTION SYSTEM | FSD | 1 | 1/4/1966 12:00:00 AM
VA4133200 | PB | PBCU | 3Y | RT | Y | DS001 | LC005 | 386 CHESAPEAKE BEACH | CHESAPEAKE BAY ESTATES | DISTRIBUTION SYSTEM | FSD | 1 | 1/4/1966 12:00:00 AM
VA4133200 | PB | PBCU | 3Y | RT | Y | DS001 | LC009 | 2 BEACH RD. | CHESAPEAKE BAY ESTATES | DISTRIBUTION SYSTEM | FSD | 1 | 1/4/1966 12:00:00 AM
VA4133200 | PB | PBCU | 3Y | RT | Y | DS001 | LC010 | 106 BEACH RD. | CHESAPEAKE BAY ESTATES | DISTRIBUTION SYSTEM | FSD | 1 | 1/4/1966 12:00:00 AM
VA4133200 | PB | PBCU | 3Y | RT | Y | DS001 | LC014 | 86 NEALE DRIVE | CHESAPEAKE BAY ESTATES | DISTRIBUTION SYSTEM | FSD | 1 | 1/4/1966 12:00:00 AM
VA4133200 | TC | TC | MN | RT | Y | DS001 | TCR01 |  | CHESAPEAKE BAY ESTATES | DISTRIBUTION SYSTEM |  | 3 | 1/4/1966 12:00:00 AM
VA4133200 | GE | VOC | 3Y | RT | Y | EP001 | EP001 | HYDRO TANK | CHESAPEAKE BAY ESTATES | ENTRY POINT @ WELLS #1A & #2 |  | 1 | 1/4/1966 12:00:00 AM
VA4133200 | GE | MPN | YR | RT | Y | WL01A | RW01A | WELL NO. 2 DISCHARG | CHESAPEAKE BAY ESTATES | DRILLED WELL #1A |  | 1 | 1/4/1966 12:00:00 AM
VA4133203 | TC | TC | MN | RT | Y | DS001 | TCR01 |  | CHESAPEAKE COVE | DISTRIBUTION SYSTEM |  | 3 | 8/7/2003 12:00:00 AM
VA4133203 | GE | MPN | YR | RT | Y | WL001 | WELL1 | WELL 1 RAW WATER SAMPLE TAP | CHESAPEAKE COVE | WELL NO. 1 |  | 1 | 8/7/2003 12:00:00 AM
VA4133203 | GE | MPN | YR | RT | Y | WL002 | RW | WELL NO. 2 SAMPLING TAP | CHESAPEAKE COVE | WELL NO. 2 |  | 1 | 8/7/2003 12:00:00 AM
VA4133207 | TC | TC | QT | RT | Y | DS001 | TCR01 |  | COCKRELLS MARINE RAILWAY | COCKRELL'S MARINE RAILWAY DS |  | 1 | 2/17/2010 12:00:00 AM
VA4133215 | TC | TC | QT | RT | Y | DS001 | TCR01 |  | COWART SEAFOOD CORP | COWART SEAFOOD CORP |  | 1 | 6/25/2004 12:00:00 AM
VA4133240 | TC | TC | MN | RT | Y | DS001 | TCR01 |  | DITCHLEY | DISTRIBUTION SYSTEM |  | 3 | 1/3/1966 12:00:00 AM
VA4133240 | GE | NIT | YR | RT | Y | EP001 | EP001 | HYDRO TANK | DITCHLEY | ENTRY POINT @ WELL NO. 1 |  | 1 | 1/3/1966 12:00:00 AM
VA4133240 | GE | MPN | YR | RT | Y | WL001 | RW001 | WELL HEAD | DITCHLEY | DRILLED WELL |  | 1 | 1/3/1966 12:00:00 AM
VA4133250 | TC | TC | QT | RT | Y | DS001 | TCR01 |  | DOLLAR GENERAL - WICOMICO CHURCH | DISTRIBUTION SYSTEM |  | 1 | 1/18/2024 12:00:00 AM
VA4133250 | GE | NIT | YR | RT | Y | EP001 | EP001 | ENTRY POINT | DOLLAR GENERAL - WICOMICO CHURCH | ENTRY POINT |  | 1 | 1/18/2024 12:00:00 AM
VA4133275 | TC | TC | MN | RT | Y | DS001 | TCR01 |  | FAIRPORT MARINA | DISTRIBUTION SYSTEM |  | 3 | 7/19/2002 12:00:00 AM
VA4133280 | TC | TC | MN | RT | Y | DS001 | TCR01 |  | FLEETON | DISTRIBUTION SYSTEM |  | 3 | 7/1/1983 12:00:00 AM
VA4133280 | GE | MPN | YR | RT | Y | WL01A | WL01A | WELL SAMPLE TAP | FLEETON | WELL NO. 1A |  | 1 | 7/1/1983 12:00:00 AM
VA4133320 | PB | PBCU | 3Y | RT | Y | DS001 | LC003 | 2228 JESSIE DUPONT M | GLEBE POINT | DISTRIBUTION SYSTEM | FSD | 1 | 10/26/1966 12:00:00 AM
VA4133320 | PB | PBCU | 3Y | RT | Y | DS001 | LC005 | 267 FIREHOUSE ROAD | GLEBE POINT | DISTRIBUTION SYSTEM | FSD | 1 | 10/26/1966 12:00:00 AM
VA4133320 | PB | PBCU | 3Y | RT | Y | DS001 | LC010 | 270 FIREHOUSE RD. | GLEBE POINT | DISTRIBUTION SYSTEM | FSD | 1 | 10/26/1966 12:00:00 AM
VA4133320 | PB | PBCU | 3Y | RT | Y | DS001 | LC012 | 24 GLEBE POINT LN. | GLEBE POINT | DISTRIBUTION SYSTEM | FSD | 1 | 10/26/1966 12:00:00 AM
VA4133320 | PB | PBCU | 3Y | RT | Y | DS001 | LC016 | 74 BETTS VIEW LANE | GLEBE POINT | DISTRIBUTION SYSTEM | FSD | 1 | 10/26/1966 12:00:00 AM
VA4133320 | TC | TC | MN | RT | Y | DS001 | TCR01 |  | GLEBE POINT | DISTRIBUTION SYSTEM |  | 3 | 10/26/1966 12:00:00 AM
VA4133320 | GE | MPN | YR | RT | Y | WL01A | RW01A | WELL DISCHARGE PIPE | GLEBE POINT | DRILLED WELL NO. 1A |  | 1 | 10/26/1966 12:00:00 AM
VA4133330 | TC | TC | QT | RT | Y | DS001 | TCR01 |  | HORN HARBOR RESTAURANT | DISTRIBUTION SYSTEM |  | 1 | 3/22/2018 12:00:00 AM
VA4133345 | PB | PBCU | 3Y | RT | Y | DS001 | LC002 | 74 TRUMPS COURT | VA AMERICAN WATER GREENFIELD HARBOR I | GREENFIELD HARBOR I SUBDIVISION DS | FSD | 1 | 3/16/2007 12:00:00 AM
VA4133345 | PB | PBCU | 3Y | RT | Y | DS001 | LC006 | 291 TRUMPS COURT | VA AMERICAN WATER GREENFIELD HARBOR I | GREENFIELD HARBOR I SUBDIVISION DS | FSD | 1 | 3/16/2007 12:00:00 AM
VA4133345 | PB | PBCU | 3Y | RT | Y | DS001 | LC007 | 506 GREENFIELD POINT DR. | VA AMERICAN WATER GREENFIELD HARBOR I | GREENFIELD HARBOR I SUBDIVISION DS | FSD | 1 | 3/16/2007 12:00:00 AM
VA4133345 | PB | PBCU | 3Y | RT | Y | DS001 | LC008 | 538 GREENFIELD POINT DR. | VA AMERICAN WATER GREENFIELD HARBOR I | GREENFIELD HARBOR I SUBDIVISION DS | FSD | 1 | 3/16/2007 12:00:00 AM
VA4133345 | PB | PBCU | 3Y | RT | Y | DS001 | LC009 | 604 GREENFIELD POINT DR. | VA AMERICAN WATER GREENFIELD HARBOR I | GREENFIELD HARBOR I SUBDIVISION DS | FSD | 1 | 3/16/2007 12:00:00 AM
VA4133345 | TC | TC | MN | RT | Y | DS001 | TCR01 |  | VA AMERICAN WATER GREENFIELD HARBOR I | GREENFIELD HARBOR I SUBDIVISION DS |  | 3 | 3/16/2007 12:00:00 AM
VA4133345 | GE | VOC | 3Y | RT | Y | EP001 | EP002 | BLADDER TANK TAP | VA AMERICAN WATER GREENFIELD HARBOR I | PUMP HOUSE @ WELL NO. 2 |  | 1 | 3/16/2007 12:00:00 AM
VA4133346 | TC | TC | MN | RT | Y | DS001 | TCR01 |  | VA AMERICAN WATER GREENFIELD HARBOR II | GREENFIELD HARBOR II SUBDIVISION DS |  | 3 | 6/11/2007 12:00:00 AM
VA4133346 | GE | NIT | YR | RT | Y | EP004 | EP004 | BLADDER TANK #4 TAP | VA AMERICAN WATER GREENFIELD HARBOR II | WELL NO. 4 EP |  | 1 | 6/11/2007 12:00:00 AM
VA4133360 | PB | PBCU | 3Y | RT | Y | DS001 | LC001 | 72 ROWES LANDING RD. | HEATHSVILLE | DISTRIBUTION SYSTEM | FSD | 1 | 5/20/1947 12:00:00 AM
VA4133360 | PB | PBCU | 3Y | RT | Y | DS001 | LC003 | 250 COURTHHOUSE RD. | HEATHSVILLE | DISTRIBUTION SYSTEM | FSD | 1 | 5/20/1947 12:00:00 AM
VA4133360 | PB | PBCU | 3Y | RT | Y | DS001 | LC010 | 111 ST. STEPHENS LN | HEATHSVILLE | DISTRIBUTION SYSTEM | FSD | 1 | 5/20/1947 12:00:00 AM
VA4133360 | PB | PBCU | 3Y | RT | Y | DS001 | LC013 | 7072 NORTHUMBERLAND HWY. | HEATHSVILLE | DISTRIBUTION SYSTEM | FSD | 1 | 5/20/1947 12:00:00 AM
VA4133360 | PB | PBCU | 3Y | RT | Y | DS001 | LC019 | 197 COURTHOUSE ROAD | HEATHSVILLE | DISTRIBUTION SYSTEM | FSD | 1 | 5/20/1947 12:00:00 AM
VA4133360 | TC | TC | MN | RT | Y | DS001 | TCR01 |  | HEATHSVILLE | DISTRIBUTION SYSTEM |  | 3 | 5/20/1947 12:00:00 AM
VA4133360 | GE | RADA | 9Y | RT | Y | EP003 | EP003 | ENTRY POINT 3 | HEATHSVILLE | ENTRY POINT 3 |  | 1 | 5/20/1947 12:00:00 AM
VA4133360 | GE | VOC | 3Y | RT | Y | EP003 | EP003 | ENTRY POINT 3 | HEATHSVILLE | ENTRY POINT 3 |  | 1 | 5/20/1947 12:00:00 AM
VA4133360 | GE | MPN | YR | RT | Y | WL002 | RW002 | WELL HEAD | HEATHSVILLE | WELL NO. 2 |  | 1 | 5/20/1947 12:00:00 AM
VA4133400 | TC | TC | MN | RT | Y | DS001 | TCR01 |  | INDIAN CREEK ESTATES | DISTRIBUTION SYSTEM |  | 3 | 12/29/1975 12:00:00 AM
VA4133400 | GE | MPN | YR | RT | Y | WL002 | RW002 | WELL 2 SAMP. TAP | INDIAN CREEK ESTATES | WELL 2 |  | 1 | 12/29/1975 12:00:00 AM
VA4133400 | GE | MPN | YR | RT | Y | WL002A | RW002A | RAW WATER TAP | INDIAN CREEK ESTATES | WELL 2A |  | 1 | 12/29/1975 12:00:00 AM
VA4133406 | TC | TC | QT | RT | Y | DS001 | TCR01 |  | JACEY VINEYARDS | DISTRIBUTION SYSTEM |  | 1 | 1/31/2012 12:00:00 AM
VA4133413 | TC | TC | QT | RT | Y | DS001 | TCR01 |  | JENNINGS BOATYARD | BOATYARD DISTRIBUTION SYS. |  | 1 | 1/17/2007 12:00:00 AM
VA4133415 | PB | PBCU | 3Y | RT | Y | DS001 | LC009 | 157 TWIN COVE LANE | JETTYS REACH | DISTRIBUTION SYSTEM | FSD | 1 | 11/30/1986 12:00:00 AM
VA4133415 | PB | PBCU | 3Y | RT | Y | DS001 | LC4 | 102 OSPREY WAY--LOT 10 | JETTYS REACH | DISTRIBUTION SYSTEM | FSD | 1 | 11/30/1986 12:00:00 AM
VA4133415 | PB | PBCU | 3Y | RT | Y | DS001 | LC5 | 486 TWIN COVE LN--LOT 20 | JETTYS REACH | DISTRIBUTION SYSTEM | FSD | 1 | 11/30/1986 12:00:00 AM
VA4133415 | PB | PBCU | 3Y | RT | Y | DS001 | LC6 | 292 TWIN COVE LN--LOT 7 | JETTYS REACH | DISTRIBUTION SYSTEM | FSD | 1 | 11/30/1986 12:00:00 AM
VA4133415 | PB | PBCU | 3Y | RT | Y | DS001 | LC7 | 291 TWIN COVE LN--LOT 36 | JETTYS REACH | DISTRIBUTION SYSTEM | FSD | 1 | 11/30/1986 12:00:00 AM
VA4133415 | TC | TC | MN | RT | Y | DS001 | TCR01 |  | JETTYS REACH | DISTRIBUTION SYSTEM |  | 3 | 11/30/1986 12:00:00 AM
VA4133415 | GE | MPN | YR | RT | Y | WL001 | RW001 | WELL DISCHARGE PIPE | JETTYS REACH | DRILLED WELL |  | 1 | 11/30/1986 12:00:00 AM
VA4133415 | GE | THH5 | 3Y | RT | Y | DS001 | DBP01 | LOT 23 | JETTYS REACH | DISTRIBUTION SYSTEM |  | 1 | 1986-11-30
VA4133420 | PB | PBCU | 3Y | RT | Y | DS001 | LCR001 | 267 CANVASBACK DRIVE | VA AMERICAN WATER JETTY'S REACH III | DIST SYSTEM--JETTY'S REACH III | FSD | 1 | 1/31/2007 12:00:00 AM
VA4133420 | PB | PBCU | 3Y | RT | Y | DS001 | LCR002 | 361 CANVASBACK DRIVE | VA AMERICAN WATER JETTY'S REACH III | DIST SYSTEM--JETTY'S REACH III | FSD | 1 | 1/31/2007 12:00:00 AM
VA4133420 | PB | PBCU | 3Y | RT | Y | DS001 | LCR003 | 27 PINTAIL PLACE | VA AMERICAN WATER JETTY'S REACH III | DIST SYSTEM--JETTY'S REACH III | FSD | 1 | 1/31/2007 12:00:00 AM
VA4133420 | PB | PBCU | 3Y | RT | Y | DS001 | LCR005 | 117 PINTAIL PLACE | VA AMERICAN WATER JETTY'S REACH III | DIST SYSTEM--JETTY'S REACH III | FSD | 1 | 1/31/2007 12:00:00 AM
VA4133420 | PB | PBCU | 3Y | RT | Y | DS001 | LCR007 | 357 CANVASBACK DRIVE | VA AMERICAN WATER JETTY'S REACH III | DIST SYSTEM--JETTY'S REACH III | FSD | 1 | 1/31/2007 12:00:00 AM
VA4133420 | TC | TC | MN | RT | Y | DS001 | TCR01 |  | VA AMERICAN WATER JETTY'S REACH III | DIST SYSTEM--JETTY'S REACH III |  | 3 | 1/31/2007 12:00:00 AM
VA4133420 | GE | NIT | YR | RT | Y | EP001 | EP001 | BLADDER TANK TAP | VA AMERICAN WATER JETTY'S REACH III | BLADDER TANK TAP |  | 1 | 1/31/2007 12:00:00 AM
VA4133420 | GE | VOC | 3Y | RT | Y | EP001 | EP001 | BLADDER TANK TAP | VA AMERICAN WATER JETTY'S REACH III | BLADDER TANK TAP |  | 1 | 1/31/2007 12:00:00 AM
VA4133440 | TC | TC | MN | RT | Y | DS001 | TCR01 |  | LEE DALE SHORES | DISTRIBUTION SYSTEM |  | 3 | 6/25/1980 12:00:00 AM
VA4133440 | GE | NIT | YR | RT | Y | EP001 | EP001 | HYDRO TANK #1A | LEE DALE SHORES | ENTRY POINT @ WELL #1A |  | 1 | 6/25/1980 12:00:00 AM
VA4133440 | GE | VOC | 3Y | RT | Y | EP001 | EP001 | HYDRO TANK #1A | LEE DALE SHORES | ENTRY POINT @ WELL #1A |  | 1 | 6/25/1980 12:00:00 AM
VA4133440 | GE | MPN | YR | RT | Y | WL01A | RW01A | WELL DISCHARGE PIPE | LEE DALE SHORES | DRILLED WELL #1A |  | 1 | 6/25/1980 12:00:00 AM
VA4133440 | GE | THH5 | 3Y | RT | Y | DS001 | DBP01 | 364 LEE DALE DRIVE-LOT 21 | LEE DALE SHORES | DISTRIBUTION SYSTEM |  | 1 | 1980-06-25
VA4133445 | TC | TC | QT | RT | Y | DS950 | TCR01 |  | THE BOONE DOCKS | DISTRIBUTION SYSTEM |  | 1 | 2/13/2003 12:00:00 AM
VA4133480 | TC | TC | MN | RT | Y | DS004 | TCR01 |  | LEWISETTA | DISTRIBUTION SYSTEM |  | 3 | 4/8/1964 12:00:00 AM
VA4133485 | TC | TC | QT | RT | Y | DS001 | TCR01 |  | LEWISETTA MARINA & MARINE SERVICES, | DISTRIBUTION SYSTEM |  | 1 | 4/24/2017 12:00:00 AM
VA4133510 | TC | TC | MN | RT | Y | DS01 | TCR01 |  | LITTLE RIVER CAMPGROUND | CAMPGROUND |  | 3 | 7/16/2004 12:00:00 AM
VA4133510 | GE | NIT | YR | RT | Y | EP001 | EP001 | BLADDER TANK TAP | LITTLE RIVER CAMPGROUND | ENTRY POINT |  | 1 | 7/16/2004 12:00:00 AM
VA4133515 | TC | TC | QT | RT | Y | DS001 | TCR01 |  | LITTLE RIVER SEAFOOD | DISTRIBUTION |  | 1 | 6/9/2004 12:00:00 AM
VA4133520 | TC | TC | MN | RT | Y | DS001 | TCR01 |  | LOCKSLEY HALL ESTATES | LOCKSLEY DISTRIBUTION SYSTEM |  | 3 | 6/24/1977 12:00:00 AM
VA4133520 | GE | ICMT | 3Y | RT | Y | EP001 | EP001 | HYDRO TANK #1 | LOCKSLEY HALL ESTATES | ENTRY POINT @ WELL #1 |  | 1 | 6/24/1977 12:00:00 AM
VA4133520 | GE | ICMT | 3Y | RT | Y | EP002 | EP002 | HYDRO TANK #2 | LOCKSLEY HALL ESTATES | ENTRY POINT @ WELL #2 |  | 1 | 6/24/1977 12:00:00 AM
VA4133560 | TC | TC | MN | RT | Y | DS001 | TCR01 |  | LOTTSBURG | DISTRIBUTION SYSTEM |  | 3 | 6/1/1953 12:00:00 AM
VA4133560 | GE | IOCA | 3Y | RT | Y | EP003 | EP003 | PRESSURE TANK | LOTTSBURG | ENTRY POINT @ WELL #3 |  | 1 | 6/1/1953 12:00:00 AM
VA4133560 | GE | VOC | 3Y | RT | Y | EP003 | EP003 | PRESSURE TANK | LOTTSBURG | ENTRY POINT @ WELL #3 |  | 1 | 6/1/1953 12:00:00 AM
VA4133560 | GE | MPN | YR | RT | Y | WL002 | RW002 | WELL #2 DISCHARGE | LOTTSBURG | WELL NO. 2 |  | 1 | 6/1/1953 12:00:00 AM
VA4133560 | GE | MPN | YR | RT | Y | WL003 | RW003 | RAW TAP | LOTTSBURG | WELL NO. 3 |  | 1 | 6/1/1953 12:00:00 AM
VA4133560 | GE | THH5 | 3Y | RT | Y | DS001 | DBP01 | 2850 WALMSLEY RD | LOTTSBURG | DISTRIBUTION SYSTEM |  | 1 | 1953-06-01
VA4133580 | TC | TC | MN | RT | Y | DS001 | TCR01 |  | DELMA'S FAMILY CAFE | DISTRIBUTION |  | 3 | 8/20/2003 12:00:00 AM
VA4133600 | PB | PBCU | 3Y | RT | Y | DS003 | LCR001 | 236 LUCOM POINT DRIVE | VA AMERICAN WATER LUCOM POINT | DISTRIBUTION SYSTEM | FSD | 1 | 6/24/1977 12:00:00 AM
VA4133600 | PB | PBCU | 3Y | RT | Y | DS003 | LCR002 | 71 WHAYS CREEK ROAD CORE LANE | VA AMERICAN WATER LUCOM POINT | DISTRIBUTION SYSTEM | FSD | 1 | 6/24/1977 12:00:00 AM
VA4133600 | PB | PBCU | 3Y | RT | Y | DS003 | LCR003 | 1863 WHAYS CREEK ROAD | VA AMERICAN WATER LUCOM POINT | DISTRIBUTION SYSTEM | FSD | 1 | 6/24/1977 12:00:00 AM
VA4133600 | PB | PBCU | 3Y | RT | Y | DS003 | LCR004 | 2201 WHAYS CREEK RD. | VA AMERICAN WATER LUCOM POINT | DISTRIBUTION SYSTEM | FSD | 1 | 6/24/1977 12:00:00 AM
VA4133600 | PB | PBCU | 3Y | RT | Y | DS003 | LCR012 | 185 LUCOM POINT DRIVE | VA AMERICAN WATER LUCOM POINT | DISTRIBUTION SYSTEM | FSD | 1 | 6/24/1977 12:00:00 AM
VA4133600 | TC | TC | MN | RT | Y | DS003 | TCR01 |  | VA AMERICAN WATER LUCOM POINT | DISTRIBUTION SYSTEM |  | 3 | 6/24/1977 12:00:00 AM
VA4133600 | GE | ICMT | 3Y | RT | Y | EP001 | EP001 | HYDRO TANK | VA AMERICAN WATER LUCOM POINT | ENTRY POINT |  | 1 | 6/24/1977 12:00:00 AM
VA4133600 | GE | NIT | YR | RT | Y | EP001 | EP001 | HYDRO TANK | VA AMERICAN WATER LUCOM POINT | ENTRY POINT |  | 1 | 6/24/1977 12:00:00 AM
VA4133620 | TC | TC | MN | RT | Y | DS001 | TCR01 |  | MALLARD BAY SUBDIVISION | DISTRIBUTION SYSTEM |  | 3 | 1/25/1990 12:00:00 AM
VA4133620 | GE | MPN | YR | RT | Y | WL002 | WL002 | WELL HEAD | MALLARD BAY SUBDIVISION | WELL NO. 2 |  | 1 | 1/25/1990 12:00:00 AM
VA4133620 | GE | THH5 | 3Y | RT | Y | DS001 | DBP01 | 49 SUMMER DUCK LN. | MALLARD BAY SUBDIVISION | DISTRIBUTION SYSTEM |  | 1 | 1990-01-25
VA4133621 | TC | TC | MN | RT | Y | DS001 | TCR01 |  | NORTHUMBERLAND COUNTY COMMUNITY CENTER | NORTHUM CNTY COMM CNTR BLDG |  | 3 | 9/14/2005 12:00:00 AM
VA4133622 | GE | THH5 | YR | RT | Y | DS001 | DBP01 | ROOM 111 | NORTHUMBERLAND ELEMENTARY SCHOOL | DISTRIBUTION SYSTEM |  | 1 | 7/10/1996 12:00:00 AM
VA4133622 | GE | THH5 | YR | RT | Y | DS001 | DBP02 | ROOM 151 | NORTHUMBERLAND ELEMENTARY SCHOOL | DISTRIBUTION SYSTEM |  | 1 | 7/10/1996 12:00:00 AM
VA4133622 | PB | PBCU | 3Y | RT | Y | DS001 | LC1 | ROOM 101 | NORTHUMBERLAND ELEMENTARY SCHOOL | DISTRIBUTION SYSTEM | FSD | 1 | 7/10/1996 12:00:00 AM
VA4133622 | PB | PBCU | 3Y | RT | Y | DS001 | LC11 | ROOM 131 | NORTHUMBERLAND ELEMENTARY SCHOOL | DISTRIBUTION SYSTEM | FSD | 1 | 7/10/1996 12:00:00 AM
VA4133622 | PB | PBCU | 3Y | RT | Y | DS001 | LC12 | ROOM 132 | NORTHUMBERLAND ELEMENTARY SCHOOL | DISTRIBUTION SYSTEM | FSD | 1 | 7/10/1996 12:00:00 AM
VA4133622 | PB | PBCU | 3Y | RT | Y | DS001 | LC15 | ROOM 141 | NORTHUMBERLAND ELEMENTARY SCHOOL | DISTRIBUTION SYSTEM | FSD | 1 | 7/10/1996 12:00:00 AM
VA4133622 | PB | PBCU | 3Y | RT | Y | DS001 | LC19 | ROOM 151 | NORTHUMBERLAND ELEMENTARY SCHOOL | DISTRIBUTION SYSTEM | FSD | 1 | 7/10/1996 12:00:00 AM
VA4133622 | PB | PBCU | 3Y | RT | Y | DS001 | LC2 | ROOM 102 | NORTHUMBERLAND ELEMENTARY SCHOOL | DISTRIBUTION SYSTEM | FSD | 1 | 7/10/1996 12:00:00 AM
VA4133622 | PB | PBCU | 3Y | RT | Y | DS001 | LC20 | ROOM 152 | NORTHUMBERLAND ELEMENTARY SCHOOL | DISTRIBUTION SYSTEM | FSD | 1 | 7/10/1996 12:00:00 AM
VA4133622 | PB | PBCU | 3Y | RT | Y | DS001 | LC3 | ROOM 103 | NORTHUMBERLAND ELEMENTARY SCHOOL | DISTRIBUTION SYSTEM | FSD | 1 | 7/10/1996 12:00:00 AM
VA4133622 | PB | PBCU | 3Y | RT | Y | DS001 | LC6 | ROOM 112 | NORTHUMBERLAND ELEMENTARY SCHOOL | DISTRIBUTION SYSTEM | FSD | 1 | 7/10/1996 12:00:00 AM
VA4133622 | PB | PBCU | 3Y | RT | Y | DS001 | LC8 | ROOM 114 | NORTHUMBERLAND ELEMENTARY SCHOOL | DISTRIBUTION SYSTEM | FSD | 1 | 7/10/1996 12:00:00 AM
VA4133622 | TC | TC | MN | RT | Y | DS001 | TCR01 |  | NORTHUMBERLAND ELEMENTARY SCHOOL | DISTRIBUTION SYSTEM |  | 3 | 7/10/1996 12:00:00 AM
VA4133622 | GE | MPN | YR | RT | Y | WL001 | RW001 | WELL DISCHARGE PIPE | NORTHUMBERLAND ELEMENTARY SCHOOL | DRILLED WELL |  | 1 | 7/10/1996 12:00:00 AM
VA4133630 | GE | THH5 | YR | RT | Y | DS001 | DBP01 | ROOM 225 (03D) | NORTHUMBERLAND MIDDLE/HIGH SCHOOL | MIDDLE/HIGH SCHOOL DS |  | 1 | 5/5/2009 12:00:00 AM
VA4133630 | PB | PBCU | 3Y | RT | Y | DS001 | LC006 | ROOM 209 SINK | NORTHUMBERLAND MIDDLE/HIGH SCHOOL | MIDDLE/HIGH SCHOOL DS | FSD | 1 | 5/5/2009 12:00:00 AM
VA4133630 | PB | PBCU | 3Y | RT | Y | DS001 | LC007 | ROOM 216 SINK | NORTHUMBERLAND MIDDLE/HIGH SCHOOL | MIDDLE/HIGH SCHOOL DS | FSD | 1 | 5/5/2009 12:00:00 AM
VA4133630 | PB | PBCU | 3Y | RT | Y | DS001 | LC011 | NMS GYM BOYS RR HAND SINK | NORTHUMBERLAND MIDDLE/HIGH SCHOOL | MIDDLE/HIGH SCHOOL DS | FSD | 1 | 5/5/2009 12:00:00 AM
VA4133630 | PB | PBCU | 3Y | RT | Y | DS001 | LC012 | TRAINING ROOM SINK | NORTHUMBERLAND MIDDLE/HIGH SCHOOL | MIDDLE/HIGH SCHOOL DS | FSD | 1 | 5/5/2009 12:00:00 AM
VA4133630 | PB | PBCU | 3Y | RT | Y | DS001 | LC013 | ROOM 136 SINK | NORTHUMBERLAND MIDDLE/HIGH SCHOOL | MIDDLE/HIGH SCHOOL DS | FSD | 1 | 5/5/2009 12:00:00 AM
VA4133630 | PB | PBCU | 3Y | RT | Y | DS001 | LC014 | ROOM 128 TEACHERS LOUNGE SINK | NORTHUMBERLAND MIDDLE/HIGH SCHOOL | MIDDLE/HIGH SCHOOL DS | FSD | 1 | 5/5/2009 12:00:00 AM
VA4133630 | PB | PBCU | 3Y | RT | Y | DS001 | LC015 | NHS OFFICE WORK RM SINK | NORTHUMBERLAND MIDDLE/HIGH SCHOOL | MIDDLE/HIGH SCHOOL DS | FSD | 1 | 5/5/2009 12:00:00 AM
VA4133630 | PB | PBCU | 3Y | RT | Y | DS001 | LC016 | NHS MAIN ENTRANCE WATER FOUNTAIN | NORTHUMBERLAND MIDDLE/HIGH SCHOOL | MIDDLE/HIGH SCHOOL DS | FSD | 1 | 5/5/2009 12:00:00 AM
VA4133630 | PB | PBCU | 3Y | RT | Y | DS001 | LC017 | NHS DRESSING ROOM SINK | NORTHUMBERLAND MIDDLE/HIGH SCHOOL | MIDDLE/HIGH SCHOOL DS | FSD | 1 | 5/5/2009 12:00:00 AM
VA4133630 | PB | PBCU | 3Y | RT | Y | DS001 | LC018 | ROOM 230 PREP. ROOM SINK | NORTHUMBERLAND MIDDLE/HIGH SCHOOL | MIDDLE/HIGH SCHOOL DS | FSD | 1 | 5/5/2009 12:00:00 AM
VA4133630 | TC | TC | MN | RT | Y | DS001 | TCR01 |  | NORTHUMBERLAND MIDDLE/HIGH SCHOOL | MIDDLE/HIGH SCHOOL DS |  | 3 | 5/5/2009 12:00:00 AM
VA4133630 | GE | NIT | YR | RT | Y | EP001 | EP001 | HYDRO TANK SAMPLE TAP | NORTHUMBERLAND MIDDLE/HIGH SCHOOL | ENTRY POINT |  | 1 | 5/5/2009 12:00:00 AM
VA4133630 | GE | MPN | YR | RT | Y | WL001 | RW001 | WELL DISCHARE PIPE | NORTHUMBERLAND MIDDLE/HIGH SCHOOL | WELL NO. 1 |  | 1 | 5/5/2009 12:00:00 AM
VA4133640 | TC | TC | MN | RT | Y | DS001 | TCR01 |  | NORTHUMBERLAND PLANTATION | DISTRIBUTION SYSTEM |  | 3 | 4/9/1969 12:00:00 AM
VA4133640 | GE | NIT | YR | RT | Y | EP001 | EP001 | HYDRO TANK | NORTHUMBERLAND PLANTATION | ENTRY POINT |  | 1 | 4/9/1969 12:00:00 AM
VA4133640 | GE | MPN | YR | RT | Y | WL002 | RW002 | WELL 2 RAW WATER SAMPLE TAP | NORTHUMBERLAND PLANTATION | WELL NO. 2 |  | 1 | 4/9/1969 12:00:00 AM
VA4133640 | GE | THH5 | 3Y | RT | Y | DS001 | DBP01 | 1076 BRAMMER DR | NORTHUMBERLAND PLANTATION | DISTRIBUTION SYSTEM |  | 1 | 1969-04-09
VA4133680 | TC | TC | MN | RT | Y | DS001 | TCR01 |  | NORTHUMBERLAND SHORES | DISTRIBUTION SYSTEM |  | 3 | 9/12/1977 12:00:00 AM
VA4133695 | TC | TC | QT | RT | Y | DS001 | TCR01 |  | OLVERSON`S MARINA | DISTRIBUTION SYSTEM |  | 1 | 2/3/2003 12:00:00 AM
VA4133696 | PB | PBCU | 3Y | RT | Y | DS001 | LC003 | 300 MAPLE LANE | PINE HARBOR | DISTRIBUTION SYSTEM | FSD | 1 | 12/3/2003 12:00:00 AM
VA4133696 | PB | PBCU | 3Y | RT | Y | DS001 | LC005 | 253 DOGWOOD DRIVE | PINE HARBOR | DISTRIBUTION SYSTEM | FSD | 1 | 12/3/2003 12:00:00 AM
VA4133696 | PB | PBCU | 3Y | RT | Y | DS001 | LC007 | 157 DOGWOOD DRIVE | PINE HARBOR | DISTRIBUTION SYSTEM | FSD | 1 | 12/3/2003 12:00:00 AM
VA4133696 | PB | PBCU | 3Y | RT | Y | DS001 | LC008 | 282 MAPLE LANE | PINE HARBOR | DISTRIBUTION SYSTEM | FSD | 1 | 12/3/2003 12:00:00 AM
VA4133696 | PB | PBCU | 3Y | RT | Y | DS001 | LC010 | 229 DOGWOOD DRIVE | PINE HARBOR | DISTRIBUTION SYSTEM | FSD | 1 | 12/3/2003 12:00:00 AM
VA4133696 | TC | TC | MN | RT | Y | DS001 | TCR01 |  | PINE HARBOR | DISTRIBUTION SYSTEM |  | 3 | 12/3/2003 12:00:00 AM
VA4133696 | GE | MPN | YR | RT | Y | WL001 | RAW1 | WELL 1 RAW WATER SAMPLE TAP | PINE HARBOR | WELL NO. 1 |  | 1 | 12/3/2003 12:00:00 AM
VA4133696 | GE | THH5 | 3Y | RT | Y | DS001 | DBP01 | 229 DOGWOOD DRIVE | PINE HARBOR | DISTRIBUTION SYSTEM |  | 1 | 2003-12-03
VA4133697 | TC | TC | MN | RT | Y | DS001 | TCR01 |  | QUINTON OAKS GOLF CLUB | DISTRIBUTION SYSTEM |  | 3 | 12/29/1997 12:00:00 AM
VA4133698 | PB | PBCU | 3Y | RT | Y | DS001 | LC002 | 196 POTOMAC DRIVE | POTOMAC BAY ESTATES | POTOMAC BAY ESTATES DS | FSD | 1 | 7/9/2007 12:00:00 AM
VA4133698 | PB | PBCU | 3Y | RT | Y | DS001 | LC003 | 114 PRESLEY DRIVE | POTOMAC BAY ESTATES | POTOMAC BAY ESTATES DS | FSD | 1 | 7/9/2007 12:00:00 AM
VA4133698 | PB | PBCU | 3Y | RT | Y | DS001 | LC004 | 521 POTOMAC DRIVE | POTOMAC BAY ESTATES | POTOMAC BAY ESTATES DS | FSD | 1 | 7/9/2007 12:00:00 AM
VA4133698 | PB | PBCU | 3Y | RT | Y | DS001 | LC005 | 271 POTOMAC DRIVE | POTOMAC BAY ESTATES | POTOMAC BAY ESTATES DS | FSD | 1 | 7/9/2007 12:00:00 AM
VA4133698 | PB | PBCU | 3Y | RT | Y | DS001 | LC006 | 139 POTOMAC DRIVE | POTOMAC BAY ESTATES | POTOMAC BAY ESTATES DS | FSD | 1 | 7/9/2007 12:00:00 AM
VA4133698 | TC | TC | MN | RT | Y | DS001 | TCR01 |  | POTOMAC BAY ESTATES | POTOMAC BAY ESTATES DS |  | 3 | 7/9/2007 12:00:00 AM
VA4133698 | GE | NIT | YR | RT | Y | EP001 | EP001 | PRESSURE TANK | POTOMAC BAY ESTATES | EP - WELL #1 AND WELL #3 |  | 1 | 7/9/2007 12:00:00 AM
VA4133698 | GE | VOC | YR | RT | Y | EP001 | EP001 | PRESSURE TANK | POTOMAC BAY ESTATES | EP - WELL #1 AND WELL #3 |  | 1 | 7/9/2007 12:00:00 AM
VA4133698 | GE | MPN | YR | RT | Y | WL001 | WL001 | RAW H2O TAP-WL1 | POTOMAC BAY ESTATES | WELL NO. 1 |  | 1 | 7/9/2007 12:00:00 AM
VA4133698 | GE | MPN | YR | RT | Y | WL003 | RW003 | WELL # 3 | POTOMAC BAY ESTATES | WELL NO. 3 |  | 1 | 7/9/2007 12:00:00 AM
VA4133720 | TC | TC | MN | RT | Y | DS001 | TCR01 |  | REEDVILLE, TOWN OF | DISTRIBUTION SYSTEM |  | 3 | 6/18/1948 12:00:00 AM
VA4133720 | GE | MPN | YR | RT | Y | WL002 | RW002 | WELL HEAD | REEDVILLE, TOWN OF | TOWER WELL-WELL #2A |  | 1 | 6/18/1948 12:00:00 AM
VA4133720 | GE | THH5 | 3Y | RT | Y | DS001 | DBP01 | 137 PINE DRIVE (ROGERS RESIDENCE) | REEDVILLE, TOWN OF | DISTRIBUTION SYSTEM |  | 1 | 1948-06-18
VA4133740 | PB | PBCU | 3Y | RT | Y | DS001 | LC001 | UNIT 147 | REEDVILLE MANOR | REEDVILLE MANOR DIST. SYS. | FSD | 1 | 11/30/2000 12:00:00 AM
VA4133740 | PB | PBCU | 3Y | RT | Y | DS001 | LC002 | UNIT 156 | REEDVILLE MANOR | REEDVILLE MANOR DIST. SYS. | FSD | 1 | 11/30/2000 12:00:00 AM
VA4133740 | PB | PBCU | 3Y | RT | Y | DS001 | LC003 | UNIT 284 | REEDVILLE MANOR | REEDVILLE MANOR DIST. SYS. | FSD | 1 | 11/30/2000 12:00:00 AM
VA4133740 | PB | PBCU | 3Y | RT | Y | DS001 | LC004 | UNIT 289 | REEDVILLE MANOR | REEDVILLE MANOR DIST. SYS. | FSD | 1 | 11/30/2000 12:00:00 AM
VA4133740 | PB | PBCU | 3Y | RT | Y | DS001 | LC005 | UNIT 336 | REEDVILLE MANOR | REEDVILLE MANOR DIST. SYS. | FSD | 1 | 11/30/2000 12:00:00 AM
VA4133740 | TC | TC | MN | RT | Y | DS001 | TCR01 |  | REEDVILLE MANOR | REEDVILLE MANOR DIST. SYS. |  | 3 | 11/30/2000 12:00:00 AM
VA4133740 | GE | ICMT | 3Y | RT | Y | EP001 | EP001 | HYDRO TANK | REEDVILLE MANOR | ENTRY POINT |  | 1 | 11/30/2000 12:00:00 AM
VA4133740 | GE | RADA | 6Y | RT | Y | EP001 | EP001 | HYDRO TANK | REEDVILLE MANOR | ENTRY POINT |  | 1 | 11/30/2000 12:00:00 AM
VA4133740 | GE | VOC | 3Y | RT | Y | EP001 | EP001 | HYDRO TANK | REEDVILLE MANOR | ENTRY POINT |  | 1 | 11/30/2000 12:00:00 AM
VA4133740 | GE | MPN | YR | RT | Y | WL001 | RW001 | WELL DISC. SAMP.TAP | REEDVILLE MANOR | REEDVILLLE MANOR WELL |  | 1 | 11/30/2000 12:00:00 AM
VA4133740 | GE | THH5 | 3Y | RT | Y | DS001 | DBPO1 | 172 REEDVILLE MAN LA | REEDVILLE MANOR | REEDVILLE MANOR DIST. SYS. |  | 1 | 2000-11-30
VA4133760 | TC | TC | MN | RT | Y | DS005 | TCR01 |  | RIVERBEND ESTATES | DISTRIBUTION SYSTEM |  | 3 | 1/19/1979 12:00:00 AM
VA4133760 | GE | MPN | YR | RT | Y | WL001 | RW001 | WELL DISCHARGE PIPE | RIVERBEND ESTATES | DRILLED WELL |  | 1 | 1/19/1979 12:00:00 AM
VA4133760 | GE | THH5 | 3Y | RT | Y | DS005 | DBP01 | 776 RIVERVIEW DRIVE | RIVERBEND ESTATES | DISTRIBUTION SYSTEM |  | 1 | 1979-01-19
VA4133800 | PB | PBCU | 3Y | RT | Y | DS001 | LC2 | 93 BERKSHIRE DR--LOT 368 | SHERWOOD FOREST SHORES | DISTRIBUTION SYSTEM | FSD | 1 | 3/30/1979 12:00:00 AM
VA4133800 | PB | PBCU | 3Y | RT | Y | DS001 | LC3 | 333 BERKSHIRE DR--LOT 280 | SHERWOOD FOREST SHORES | DISTRIBUTION SYSTEM | FSD | 1 | 3/30/1979 12:00:00 AM
VA4133800 | PB | PBCU | 3Y | RT | Y | DS001 | LC4 | 1466 SHERWOOD DR--LOT 222 | SHERWOOD FOREST SHORES | DISTRIBUTION SYSTEM | FSD | 1 | 3/30/1979 12:00:00 AM
VA4133800 | PB | PBCU | 3Y | RT | Y | DS001 | LC5 | 76 NOTTINGHAM DR--LOT 478 | SHERWOOD FOREST SHORES | DISTRIBUTION SYSTEM | FSD | 1 | 3/30/1979 12:00:00 AM
VA4133800 | PB | PBCU | 3Y | RT | Y | DS001 | LC6 | 18 MERLIN CT--LOT 473 | SHERWOOD FOREST SHORES | DISTRIBUTION SYSTEM | FSD | 1 | 3/30/1979 12:00:00 AM
VA4133800 | TC | TC | MN | RT | Y | DS001 | TCR01 |  | SHERWOOD FOREST SHORES | DISTRIBUTION SYSTEM |  | 3 | 3/30/1979 12:00:00 AM
VA4133800 | GE | MPN | YR | RT | Y | WL001 | RW001 | WELL HEAD-STATN 23 | SHERWOOD FOREST SHORES | STATION 23 WELL |  | 1 | 3/30/1979 12:00:00 AM
VA4133800 | GE | MPN | YR | RT | Y | WL002 | RW002 | WELL HEAD-STATN 22 | SHERWOOD FOREST SHORES | STATION 22 WELL |  | 1 | 3/30/1979 12:00:00 AM
VA4133800 | GE | THH5 | 3Y | RT | Y | DS001 | DBP01 | LOT 489 | SHERWOOD FOREST SHORES | DISTRIBUTION SYSTEM |  | 1 | 1979-03-30
VA4133820 | TC | TC | QT | RT | Y | DS001 | TCR01 |  | SMITH POINT MARINA | DISTRIBUTION SYSTEM |  | 1 | 2/13/2003 12:00:00 AM
VA4133820 | TC | TC | YR | SP | Y | DS001 | TCR01 |  | SMITH POINT MARINA | DISTRIBUTION SYSTEM |  | 2 | 2/13/2003 12:00:00 AM
VA4133820 | GE | MPN | YR | RT | Y | WL001 | RW001 | DRILLED WELL | SMITH POINT MARINA | DRILLED WELL |  | 1 | 2/13/2003 12:00:00 AM
VA4133822 | PB | PBCU | 3Y | RT | Y | DS001 | LCR01 | 95 SPRIGGS LANE | VA AMERICAN WATER SPRIGGS LANDING | DISTRIBUTION SYSTEM | FSD | 1 | 10/28/2016 12:00:00 AM
VA4133822 | PB | PBCU | 3Y | RT | Y | DS001 | LCR02 | 135 SPRIGGS LANE | VA AMERICAN WATER SPRIGGS LANDING | DISTRIBUTION SYSTEM | FSD | 1 | 10/28/2016 12:00:00 AM
VA4133822 | PB | PBCU | 3Y | RT | Y | DS001 | LCR03 | 134 SPRIGGS LANE | VA AMERICAN WATER SPRIGGS LANDING | DISTRIBUTION SYSTEM | FSD | 1 | 10/28/2016 12:00:00 AM
VA4133822 | PB | PBCU | 3Y | RT | Y | DS001 | LCR04 | 94 SPRIGGS LANE | VA AMERICAN WATER SPRIGGS LANDING | DISTRIBUTION SYSTEM | FSD | 1 | 10/28/2016 12:00:00 AM
VA4133822 | PB | PBCU | 3Y | RT | Y | DS001 | LCR05 | 803 SMITH POINT ROAD | VA AMERICAN WATER SPRIGGS LANDING | DISTRIBUTION SYSTEM | FSD | 1 | 10/28/2016 12:00:00 AM
VA4133822 | TC | TC | MN | RT | Y | DS001 | TCR01 |  | VA AMERICAN WATER SPRIGGS LANDING | DISTRIBUTION SYSTEM |  | 3 | 10/28/2016 12:00:00 AM
VA4133822 | GE | RADA | 3Y | RT | Y | EP001 | EP001 | ENTRY POINT-BLADDER TANK TAP | VA AMERICAN WATER SPRIGGS LANDING | ENTRY POINT-BLADDER TANK TAP |  | 1 | 10/28/2016 12:00:00 AM
VA4133822 | GE | S001 | 3Y | RT | Y | EP001 | EP001 | ENTRY POINT-BLADDER TANK TAP | VA AMERICAN WATER SPRIGGS LANDING | ENTRY POINT-BLADDER TANK TAP |  | 1 | 10/28/2016 12:00:00 AM
VA4133822 | GE | VOC | 3Y | RT | Y | EP001 | EP001 | ENTRY POINT-BLADDER TANK TAP | VA AMERICAN WATER SPRIGGS LANDING | ENTRY POINT-BLADDER TANK TAP |  | 1 | 10/28/2016 12:00:00 AM
VA4133845 | TC | TC | QT | RT | Y | DS001 | TCR01 |  | TIDES ON THE CHESAPEAKE ASSOC | DISTRIBUTION SYSTEM |  | 1 | 8/17/1981 12:00:00 AM
VA4133845 | GE | NIT | YR | RT | Y | EP001 | EP001 | HYDRO TANK | TIDES ON THE CHESAPEAKE ASSOC | ENTRY POINT |  | 1 | 8/17/1981 12:00:00 AM
VA4133845 | GE | MPN | YR | RT | Y | WL001 | RW001 | WELL HEAD | TIDES ON THE CHESAPEAKE ASSOC | DRILLED WELL NO. 1 |  | 1 | 8/17/1981 12:00:00 AM
VA4133845 | GE | MPN | YR | RT | Y | WL002 | RW002 | DRILLED WELL NO. 2 | TIDES ON THE CHESAPEAKE ASSOC | DRILLED WELL NO. 2 |  | 1 | 8/17/1981 12:00:00 AM
VA4133850 | PB | PBCU | 3Y | RT | Y | DS001 | LC002 | 144 INGRAM BAY DR. | TOWLES LANDING | DISTRIBUTION SYSTEM | FSD | 1 | 12/4/1991 12:00:00 AM
VA4133850 | PB | PBCU | 3Y | RT | Y | DS001 | LC003 | 176 INGRAM BAY DR. | TOWLES LANDING | DISTRIBUTION SYSTEM | FSD | 1 | 12/4/1991 12:00:00 AM
VA4133850 | PB | PBCU | 3Y | RT | Y | DS001 | LC004 | 208 INGRAM BAY DR. | TOWLES LANDING | DISTRIBUTION SYSTEM | FSD | 1 | 12/4/1991 12:00:00 AM
VA4133850 | PB | PBCU | 3Y | RT | Y | DS001 | LC005 | 220 INGRAM BAY DR. | TOWLES LANDING | DISTRIBUTION SYSTEM | FSD | 1 | 12/4/1991 12:00:00 AM
VA4133850 | PB | PBCU | 3Y | RT | Y | DS001 | LC006 | 116 INGRAM BAY DR. | TOWLES LANDING | DISTRIBUTION SYSTEM | FSD | 1 | 12/4/1991 12:00:00 AM
VA4133850 | TC | TC | MN | RT | Y | DS001 | TCR01 |  | TOWLES LANDING | DISTRIBUTION SYSTEM |  | 3 | 12/4/1991 12:00:00 AM
VA4133850 | GE | ICMT | 3Y | RT | Y | EP001 | EP001 | HYDRO TANK | TOWLES LANDING | ENTRY POINT |  | 1 | 12/4/1991 12:00:00 AM
VA4133850 | GE | MPN | YR | RT | Y | WL003 | RW003 | WELL NO. 3 | TOWLES LANDING | WELL NO. 3 |  | 1 | 12/4/1991 12:00:00 AM
VA4133865 | PB | PBCU | 3Y | RT | Y | DS001 | LC001 | 264 BAY VIEW LA. | VA AMERICAN WATER UPPER BAY VIEW ESTATES | DISTRIBUTION SYSTEM | FSD | 1 | 3/31/2005 12:00:00 AM
VA4133865 | PB | PBCU | 3Y | RT | Y | DS001 | LC002 | 249 BAY VIEW LA. | VA AMERICAN WATER UPPER BAY VIEW ESTATES | DISTRIBUTION SYSTEM | FSD | 1 | 3/31/2005 12:00:00 AM
VA4133865 | PB | PBCU | 3Y | RT | Y | DS001 | LC004 | 3408 MOB NECK RD. | VA AMERICAN WATER UPPER BAY VIEW ESTATES | DISTRIBUTION SYSTEM | FSD | 1 | 3/31/2005 12:00:00 AM
VA4133865 | PB | PBCU | 3Y | RT | Y | DS001 | LC006 | 221 BAY VIEW LA. | VA AMERICAN WATER UPPER BAY VIEW ESTATES | DISTRIBUTION SYSTEM | FSD | 1 | 3/31/2005 12:00:00 AM
VA4133865 | PB | PBCU | 3Y | RT | Y | DS001 | LC007 | 3186 MOB NECK RD. | VA AMERICAN WATER UPPER BAY VIEW ESTATES | DISTRIBUTION SYSTEM | FSD | 1 | 3/31/2005 12:00:00 AM
VA4133865 | TC | TC | MN | RT | Y | DS001 | TCR01 |  | VA AMERICAN WATER UPPER BAY VIEW ESTATES | DISTRIBUTION SYSTEM |  | 3 | 3/31/2005 12:00:00 AM
VA4133865 | GE | VOC | 3Y | RT | Y | EP001 | EP001 | PRESSURE TANK TAP | VA AMERICAN WATER UPPER BAY VIEW ESTATES | ENTRY POINT |  | 1 | 3/31/2005 12:00:00 AM
VA4133888 | TC | TC | QT | RT | Y | DS001 | TCR01 |  | WESTBAY | DISTRIBUTION SYSTEM |  | 1 | 3/14/2003 12:00:00 AM
VA4133888 | GE | NIT | YR | RT | Y | EP001 | EP001 | BLADDER TANK | WESTBAY | ENTRY POINT |  | 1 | 3/14/2003 12:00:00 AM
VA4133888 | GE | MPN | YR | RT | Y | WL001 | WL001 | WELL TAP | WESTBAY | WELL NO. 1 |  | 1 | 3/14/2003 12:00:00 AM
VA4133890 | GE | THH5 | YR | RT | Y | DS001 | DBP03 | 33 FLEET ROAD | WHITE SAND HARBOUR | DISTRIBUTION SYSTEM |  | 1 | 12/1/1980 12:00:00 AM
VA4133890 | TC | TC | MN | RT | Y | DS001 | TCR01 |  | WHITE SAND HARBOUR | DISTRIBUTION SYSTEM |  | 3 | 12/1/1980 12:00:00 AM
VA4133890 | GE | MPN | YR | RT | Y | WL002 | WELL2 | WELL 2 RAW WATE SAMPLE TAP | WHITE SAND HARBOUR | WELL NO. 2 |  | 1 | 12/1/1980 12:00:00 AM
VA4133890 | GE | MPN | YR | RT | Y | WL01A | WELL1A | WELL 1A RAW WATER SAMPLE TAP | WHITE SAND HARBOUR | WELL NO. 1A |  | 1 | 12/1/1980 12:00:00 AM
VA4133890 | GE | MPN | YR | RT | Y | WL01B | WELL 1B | WELL 1B RAW WATER | WHITE SAND HARBOUR | WELL NO. 1B |  | 1 | 12/1/1980 12:00:00 AM
VA4133900 | TC | TC | MN | RT | Y | DS001 | TCR01 |  | WICOMICO CHURCH | DISTRIBUTION SYSTEM |  | 3 | 6/28/1974 12:00:00 AM
VA4133900 | GE | VOC | YR | RT | Y | EP001 | EP001 | 900-GAL HYDRO TANK | WICOMICO CHURCH | ENTRY POINT |  | 1 | 6/28/1974 12:00:00 AM
VA4133900 | GE | MPN | YR | RT | Y | WL01A | WL01A | WELL #1A DISCHARGE | WICOMICO CHURCH | DRILLED WELL NO. 1A |  | 1 | 6/28/1974 12:00:00 AM
VA4133900 | GE | THH5 | 3Y | RT | Y | DS001 | DBP01 | 246 CLOVERLEAF RD | WICOMICO CHURCH | DISTRIBUTION SYSTEM |  | 1 | 1974-06-28
VA4133920 | TC | TC | MN | RT | Y | DS001 | TCR01 |  | WICOMICO RIDGE | DISTRIBUTION SYSTEM |  | 3 | 10/31/1977 12:00:00 AM
VA4133920 | GE | MPN | YR | RT | Y | WL001 | RW001 | WELL DISCHARGE PIPE | WICOMICO RIDGE | DRILLED WELL |  | 1 | 10/31/1977 12:00:00 AM
VA4133920 | GE | THH5 | 3Y | RT | Y | DS001 | DBP01 | 486 FOLLY RD | WICOMICO RIDGE | DISTRIBUTION SYSTEM |  | 1 | 1977-10-31
VA4133980 | PB | PBCU | 3Y | RT | Y | DS001 | LC001 | SINK BATHROOM MEN MAIN OFFICE | OMEGA PROTEIN, INCORPORATED | OMEGA PROTEIN DOMESTIC DIS SYS | FSD | 1 | 3/14/1990 12:00:00 AM
VA4133980 | PB | PBCU | 3Y | RT | Y | DS001 | LC002 | SINK KITCHEN MAIN OFFICE | OMEGA PROTEIN, INCORPORATED | OMEGA PROTEIN DOMESTIC DIS SYS | FSD | 1 | 3/14/1990 12:00:00 AM
VA4133980 | PB | PBCU | 3Y | RT | Y | DS001 | LC003 | DRINKING FOUNTAIN BRICK OFFICE | OMEGA PROTEIN, INCORPORATED | OMEGA PROTEIN DOMESTIC DIS SYS | FSD | 1 | 3/14/1990 12:00:00 AM
VA4133980 | PB | PBCU | 3Y | RT | Y | DS001 | LC005 | SINK-KITCHEN BRICK OFFICE | OMEGA PROTEIN, INCORPORATED | OMEGA PROTEIN DOMESTIC DIS SYS | FSD | 1 | 3/14/1990 12:00:00 AM
VA4133980 | PB | PBCU | 3Y | RT | Y | DS001 | LC008 | SINK BATHROOM BRICK OFFICE UPSTAIRS | OMEGA PROTEIN, INCORPORATED | OMEGA PROTEIN DOMESTIC DIS SYS | FSD | 1 | 3/14/1990 12:00:00 AM
VA4133980 | TC | TC | MN | RT | Y | DS001 | TCR01 |  | OMEGA PROTEIN, INCORPORATED | OMEGA PROTEIN DOMESTIC DIS SYS |  | 3 | 3/14/1990 12:00:00 AM
VA4133980 | GE | MPN | YR | RT | Y | WL002 | RW001 | WELL 2 DIS. SAMP TAP | OMEGA PROTEIN, INCORPORATED | DRILLED WELL NO. 2 |  | 1 | 3/14/1990 12:00:00 AM
VA4145025 | TC | TC | MN | RT | Y | DS001 | TCR01 |  | HI-5 EARLY LEARNING CENTER | DISTRIBUTION SYSTEM |  | 3 | 3/1/2023 12:00:00 AM
VA4145025 | GE | NIT | YR | RT | Y | EP001 | EP001 | ENTRY POINT | HI-5 EARLY LEARNING CENTER | ENTRY POINT |  | 1 | 3/1/2023 12:00:00 AM
VA4145070 | TC | TC | MN | RT | Y | DS001 | TCR01 |  | FINE CREEK BREWING COMPANY | DISTRIBUTION SYSTEM |  | 3 | 2/10/2020 12:00:00 AM
VA4145075 | TC | TC | QT | RT | Y | DS001 | TCR01 |  | CAFE AT MAIDENS | DISTRIBUTION SYSTEM |  | 1 | 8/22/2017 12:00:00 AM
VA4145075 | GE | MPN | YR | RT | Y | WL001 | RW001 | WELL NO. 1 | CAFE AT MAIDENS | WELL NO. 1 |  | 1 | 8/22/2017 12:00:00 AM
VA4145080 | TC | TC | QT | RT | Y | DS001 | TCR01 |  | COZY ACRES CAMPGROUND | DISTRIBUTION SYSTEM |  | 1 | 1/1/2000 12:00:00 AM
VA4145100 | TC | TC | MN | RT | Y | DS001 | TCR01 |  | POWHATAN PROFESSIONAL CENTER | DISTRIBUTION SYSTEM |  | 3 | 5/25/2004 12:00:00 AM
VA4145100 | GE | VOC | 3Y | RT | Y | EP001 | EP001 | BLADDER TANK | POWHATAN PROFESSIONAL CENTER | ENTRY POINT |  | 1 | 5/25/2004 12:00:00 AM
VA4145100 | GE | MPN | YR | RT | Y | WL001 | RW001 | WELL NO. 1 | POWHATAN PROFESSIONAL CENTER | WELL NO. 1 |  | 1 | 5/25/2004 12:00:00 AM
VA4145100 | GE | THH5 | 3Y | RT | Y | DS001 | DBP02 | SUITE J - DINING ROOM SINK | POWHATAN PROFESSIONAL CENTER | DISTRIBUTION SYSTEM |  | 1 | 2004-05-25
VA4145190 | GE | THH5 | YR | RT | Y | DS001 | DBP04 | METER VAULT | FLAT ROCK AREA WATER SYSTEM | DISTRIBUTION SYSTEM |  | 1 | 7/21/2008 12:00:00 AM
VA4145190 | TC | TC | MN | RT | Y | DS001 | TCR01 |  | FLAT ROCK AREA WATER SYSTEM | DISTRIBUTION SYSTEM |  | 21 | 7/21/2008 12:00:00 AM
VA4145200 | GE | THH5 | YR | RT | Y | DS001 | DBP01 | 2407 FOUNDERS CR CT | FOUNDERS BRIDGE | DISTRIBUTION SYSTEM |  | 1 | 9/26/2001 12:00:00 AM
VA4145200 | TC | TC | MN | RT | Y | DS001 | TCR01 |  | FOUNDERS BRIDGE | DISTRIBUTION SYSTEM |  | 3 | 9/26/2001 12:00:00 AM
VA4145240 | TC | TC | MN | RT | Y | DS001 | TCR01 |  | GOODWYN LUMBER COMPANY | DISTRIBUTION SYSTEM |  | 3 | 10/8/2002 12:00:00 AM
VA4145240 | GE | NIT | YR | RT | Y | EP001 | EP001 | PUMP ROOM | GOODWYN LUMBER COMPANY | ENTRY POINT |  | 1 | 10/8/2002 12:00:00 AM
VA4145240 | GE | MPN | YR | RT | Y | WL002 | RW002 | RAW TAP | GOODWYN LUMBER COMPANY | DRILLED WELL |  | 1 | 10/8/2002 12:00:00 AM
VA4145320 | PB | PBCU | 3Y | RT | Y | DS001 | LC001 | ROOM 104 | BLESSED SACRAMENT-HUGUENOT | DISTRIBUTION SYSTEM | FSD | 1 | 1/31/1992 12:00:00 AM
VA4145320 | PB | PBCU | 3Y | RT | Y | DS001 | LC002 | ROOM 203 | BLESSED SACRAMENT-HUGUENOT | DISTRIBUTION SYSTEM | FSD | 1 | 1/31/1992 12:00:00 AM
VA4145320 | PB | PBCU | 3Y | RT | Y | DS001 | LC003 | ROOM 306 | BLESSED SACRAMENT-HUGUENOT | DISTRIBUTION SYSTEM | FSD | 1 | 1/31/1992 12:00:00 AM
VA4145320 | PB | PBCU | 3Y | RT | Y | DS001 | LC004 | ROOM 402 | BLESSED SACRAMENT-HUGUENOT | DISTRIBUTION SYSTEM | FSD | 1 | 1/31/1992 12:00:00 AM
VA4145320 | PB | PBCU | 3Y | RT | Y | DS001 | LC005 | ROOM 604 | BLESSED SACRAMENT-HUGUENOT | DISTRIBUTION SYSTEM | FSD | 1 | 1/31/1992 12:00:00 AM
VA4145320 | TC | TC | MN | RT | Y | DS001 | TCR01 |  | BLESSED SACRAMENT-HUGUENOT | DISTRIBUTION SYSTEM |  | 3 | 1/31/1992 12:00:00 AM
VA4145320 | GE | VOC | 3Y | RT | Y | EP001 | EP001 | 250 GAL PRESSUR TANK | BLESSED SACRAMENT-HUGUENOT | ENTRY POINT |  | 1 | 1/31/1992 12:00:00 AM
VA4145320 | GE | MPN | YR | RT | Y | WL001 | RW001 | RAW TAP | BLESSED SACRAMENT-HUGUENOT | DRILLED WELL |  | 1 | 1/31/1992 12:00:00 AM
VA4145320 | GE | THH5 | 3Y | RT | Y | DS001 | DBP01 | ROOM 402 | BLESSED SACRAMENT-HUGUENOT | DISTRIBUTION SYSTEM |  | 1 | 1992-01-31
VA4145321 | TC | TC | QT | RT | Y | DS001 | TCR01 |  | BROWER STUDENT ACTIVITY CENTER | DISTRIBUTION SYSTEM |  | 1 | 4/17/2024 12:00:00 AM
VA4145321 | GE | NIT | YR | RT | Y | EP001 | EP001 | BOOSTER PUMPS | BROWER STUDENT ACTIVITY CENTER | ENTRY POINT |  | 1 | 4/17/2024 12:00:00 AM
VA4145321 | GE | MPN | YR | RT | Y | WL003 | WL003 | WELL NO. 3 | BROWER STUDENT ACTIVITY CENTER | WELL NO. 3 (TW1-43) |  | 1 | 4/17/2024 12:00:00 AM
VA4145510 | TC | TC | MN | RT | Y | DS001 | TCR01 |  | LAKE SHAWNEE ESTATES | DISTRIBUTION SYSTEM |  | 3 | 11/2/1988 12:00:00 AM
VA4145510 | GE | MPN | YR | RT | Y | WL005 | RW005 | RAW TAP | LAKE SHAWNEE ESTATES | WELL NO. 5 |  | 1 | 11/2/1988 12:00:00 AM
VA4145510 | GE | MPN | YR | RT | Y | WL006 | RW006 | RAW TAP | LAKE SHAWNEE ESTATES | WELL NO. 6 |  | 1 | 11/2/1988 12:00:00 AM
VA4145540 | TC | TC | QT | RT | Y | DS001 | TCR01 |  | LUCKY'S | DISTRIBUTION SYSTEM |  | 1 | 8/22/2017 12:00:00 AM
VA4145540 | GE | MPN | YR | RT | Y | WL002 | WL002 | WELL NO. 2 | LUCKY'S | WELL NO. 2 |  | 1 | 8/22/2017 12:00:00 AM
VA4145590 | TC | TC | MN | RT | Y | DS001 | TCR01 |  | MEXICAN GRILL | DISTRIBUTION SYSTEM |  | 3 | 3/15/2023 12:00:00 AM
VA4145595 | TC | TC | QT | RT | Y | DS001 | TCR01 |  | THE MILL AT FINE CREEK | DISTRIBUTION SYSTEM |  | 1 | 7/14/2004 12:00:00 AM
VA4145600 | TC | TC | MN | RT | Y | DS001 | TCR01 |  | MILL QUARTER PLANTATION | DISTRIBUTION SYSTEM |  | 3 | 12/16/1975 12:00:00 AM
VA4145600 | GE | MPN | YR | RT | Y | WL001 | RW001 | RAW TAP | MILL QUARTER PLANTATION | WELL NO. 1 |  | 1 | 12/16/1975 12:00:00 AM
VA4145600 | GE | MPN | YR | RT | Y | WL001A | RW01A | RAW TAP | MILL QUARTER PLANTATION | WELL NO. 1A |  | 1 | 12/16/1975 12:00:00 AM
VA4145600 | GE | MPN | YR | RT | Y | WL002 | RW002 | RAW TAP | MILL QUARTER PLANTATION | WELL NO. 2 |  | 1 | 12/16/1975 12:00:00 AM
VA4145600 | GE | THH5 | 3Y | RT | Y | DS001 | DBP01 | 1434 EAST OVERLOOK | MILL QUARTER PLANTATION | DISTRIBUTION SYSTEM |  | 1 | 1975-12-16
VA4145625 | PB | PBCU | 3Y | RT | Y | DS001 | LCR01 | FRONT OFFICE MEN'S ROOM | MOSLOW WOOD PRODUCTS | DISTRIBUTION SYSTEM | FSD | 1 | 8/24/2018 12:00:00 AM
VA4145625 | PB | PBCU | 3Y | RT | Y | DS001 | LCR02 | FRONT OFFICE WOMENS ROOM | MOSLOW WOOD PRODUCTS | DISTRIBUTION SYSTEM | FSD | 1 | 8/24/2018 12:00:00 AM
VA4145625 | PB | PBCU | 3Y | RT | Y | DS001 | LCR03 | WORKSHOP MENS ROOM | MOSLOW WOOD PRODUCTS | DISTRIBUTION SYSTEM | FSD | 1 | 8/24/2018 12:00:00 AM
VA4145625 | PB | PBCU | 3Y | RT | Y | DS001 | LCR04 | MUCK SINK - MANUFACTURING AREA | MOSLOW WOOD PRODUCTS | DISTRIBUTION SYSTEM | FSD | 1 | 8/24/2018 12:00:00 AM
VA4145625 | PB | PBCU | 3Y | RT | Y | DS001 | LCR05 | WORK SHOP WOMENS BATHROOM | MOSLOW WOOD PRODUCTS | DISTRIBUTION SYSTEM | FSD | 1 | 8/24/2018 12:00:00 AM
VA4145625 | TC | TC | MN | RT | Y | DS001 | TCR01 |  | MOSLOW WOOD PRODUCTS | DISTRIBUTION SYSTEM |  | 3 | 8/24/2018 12:00:00 AM
VA4145650 | TC | TC | MN | RT | Y | DS001 | TCR01 |  | PLAINVIEW BUSINESS CENTER | DISTRIBUTION SYSTEM |  | 3 | 5/5/2006 12:00:00 AM
VA4145650 | GE | NIT | YR | RT | Y | EP001 | EP001 | BLADDER TANK | PLAINVIEW BUSINESS CENTER | ENTRY POINT |  | 1 | 5/5/2006 12:00:00 AM
VA4145650 | GE | MPN | YR | RT | Y | WL001 | WL001 | WELL HEAD | PLAINVIEW BUSINESS CENTER | WELL NO. 1 |  | 1 | 5/5/2006 12:00:00 AM
VA4145655 | TC | TC | QT | RT | Y | DS001 | TCR01 |  | PASSION COMMUNITY CHURCH | DSITRIBUTION SYSTEM |  | 1 | 11/30/2021 12:00:00 AM
VA4145665 | GE | THH5 | YR | RT | Y | DS001 | DBP01 | ELEM SCH - REAR SPGT | POCAHONTAS LANDMARK CENTER | DISTRIBUTION SYSTEM |  | 1 | 8/30/1991 12:00:00 AM
VA4145665 | PB | PBCU | 3Y | RT | Y | DS001 | LC007 | GIRLS RR-FRONT HALL | POCAHONTAS LANDMARK CENTER | DISTRIBUTION SYSTEM | FSD | 1 | 8/30/1991 12:00:00 AM
VA4145665 | PB | PBCU | 3Y | RT | Y | DS001 | LC010 | SERVICE SNK-FRONT HL | POCAHONTAS LANDMARK CENTER | DISTRIBUTION SYSTEM | FSD | 1 | 8/30/1991 12:00:00 AM
VA4145665 | PB | PBCU | 3Y | RT | Y | DS001 | LC011 | BOYS' RR FRONT HALL | POCAHONTAS LANDMARK CENTER | DISTRIBUTION SYSTEM | FSD | 1 | 8/30/1991 12:00:00 AM
VA4145665 | PB | PBCU | 3Y | RT | Y | DS001 | LC013 | ELEM SCH - STAFF WK RM A-149 | POCAHONTAS LANDMARK CENTER | DISTRIBUTION SYSTEM | FSD | 1 | 8/30/1991 12:00:00 AM
VA4145665 | PB | PBCU | 3Y | RT | Y | DS001 | LC014 | ELEM SCH STAFF WK RM A-145 | POCAHONTAS LANDMARK CENTER | DISTRIBUTION SYSTEM | FSD | 1 | 8/30/1991 12:00:00 AM
VA4145665 | PB | PBCU | 3Y | RT | Y | DS001 | LC015 | ELEM SCH MAIL ROOM SINK | POCAHONTAS LANDMARK CENTER | DISTRIBUTION SYSTEM | FSD | 1 | 8/30/1991 12:00:00 AM
VA4145665 | PB | PBCU | 3Y | RT | Y | DS001 | LC016 | MID SCH RESTRM BY B-135 | POCAHONTAS LANDMARK CENTER | DISTRIBUTION SYSTEM | FSD | 1 | 8/30/1991 12:00:00 AM
VA4145665 | PB | PBCU | 3Y | RT | Y | DS001 | LC017 | MID SCH - KITCHEN EYEWASH | POCAHONTAS LANDMARK CENTER | DISTRIBUTION SYSTEM | FSD | 1 | 8/30/1991 12:00:00 AM
VA4145665 | PB | PBCU | 3Y | RT | Y | DS001 | LC018 | MID SCH - STAFF WK RM C-185 | POCAHONTAS LANDMARK CENTER | DISTRIBUTION SYSTEM | FSD | 1 | 8/30/1991 12:00:00 AM
VA4145665 | PB | PBCU | 3Y | RT | Y | DS001 | LC019 | MID SCH STAFF BRK RM SINK | POCAHONTAS LANDMARK CENTER | DISTRIBUTION SYSTEM | FSD | 1 | 8/30/1991 12:00:00 AM
VA4145665 | TC | TC | MN | RT | Y | DS001 | TCR01 |  | POCAHONTAS LANDMARK CENTER | DISTRIBUTION SYSTEM |  | 6 | 8/30/1991 12:00:00 AM
VA4145665 | GE | ICMT | 3Y | RT | Y | EP001 | EP001 | 2000 GAL HYDRO TANK | POCAHONTAS LANDMARK CENTER | ENTRY POINT-WELLS 1&2 |  | 1 | 8/30/1991 12:00:00 AM
VA4145665 | GE | NIT | YR | RT | Y | EP001 | EP001 | 2000 GAL HYDRO TANK | POCAHONTAS LANDMARK CENTER | ENTRY POINT-WELLS 1&2 |  | 1 | 8/30/1991 12:00:00 AM
VA4145665 | GE | VOC | 3Y | RT | Y | EP001 | EP001 | 2000 GAL HYDRO TANK | POCAHONTAS LANDMARK CENTER | ENTRY POINT-WELLS 1&2 |  | 1 | 8/30/1991 12:00:00 AM
VA4145665 | GE | MPN | YR | RT | Y | WL001 | RW001 | RAW TAP | POCAHONTAS LANDMARK CENTER | WELL NO. 1 |  | 1 | 8/30/1991 12:00:00 AM
VA4145665 | GE | MPN | YR | RT | Y | WL002 | RW002 | RAW TAP | POCAHONTAS LANDMARK CENTER | WELL NO. 2 |  | 1 | 8/30/1991 12:00:00 AM
VA4145667 | TC | TC | QT | RT | Y | DS001 | TCR01 |  | POWHATAN MOOSE LODGE #1840 | DISTRIBUTION SYSTEM |  | 1 | 12/30/2021 12:00:00 AM
VA4145675 | GE | THH5 | YR | RT | Y | DS001 | DBP01 | POST OFFICE - OUTSID | POWHATAN COURTHOUSE | DISTRIBUTION SYSTEM |  | 1 | 6/24/1977 12:00:00 AM
VA4145675 | GE | THH5 | YR | RT | Y | DS001 | DBP03 | ACADEMY ROAD-FOOD LION | POWHATAN COURTHOUSE | DISTRIBUTION SYSTEM |  | 1 | 6/24/1977 12:00:00 AM
VA4145675 | TC | TC | MN | RT | Y | DS001 | TCR01 |  | POWHATAN COURTHOUSE | DISTRIBUTION SYSTEM |  | 9 | 6/24/1977 12:00:00 AM
VA4145675 | GE | VOC | YR | RT | Y | EP004 | EP004 | ENTRY POINT | POWHATAN COURTHOUSE | ENTRY POINT - WELL NO. 4 |  | 1 | 6/24/1977 12:00:00 AM
VA4145675 | GE | MPN | YR | RT | Y | WL002 | RW002 | RAW TAP | POWHATAN COURTHOUSE | WELL NO. 2A |  | 1 | 6/24/1977 12:00:00 AM
VA4145675 | GE | MPN | YR | RT | Y | WL003 | RW003 | RAW TAP | POWHATAN COURTHOUSE | WELL NO 3 |  | 1 | 6/24/1977 12:00:00 AM
VA4145675 | GE | MPN | YR | RT | Y | WL003A | RW003A | RAW TAP | POWHATAN COURTHOUSE | WELL NO 3A |  | 1 | 6/24/1977 12:00:00 AM
VA4145675 | GE | MPN | YR | RT | Y | WL004 | RW004 | WELL NO. 4 | POWHATAN COURTHOUSE | WELL NO. 4 |  | 1 | 6/24/1977 12:00:00 AM
VA4145677 | TC | TC | QT | RT | Y |  |  |  | POWHATAN SHELL |  |  | 1 | 12/19/2024 12:00:00 AM
VA4145678 | TC | TC | QT | RT | Y | DS001 | TCR01 |  | POWHATAN STATE PARK | DISTRIBUTION SYSTEM |  | 1 | 7/6/2013 12:00:00 AM
VA4145678 | GE | NIT | YR | RT | Y | EP001 | EP001 | HYDRO TANK | POWHATAN STATE PARK | ENTRY POINT |  | 1 | 7/6/2013 12:00:00 AM
VA4145678 | GE | MPN | YR | RT | Y | WL001 | WL001 | WELL NO. 1 | POWHATAN STATE PARK | WELL NO. 1 |  | 1 | 7/6/2013 12:00:00 AM
VA4145679 | TC | TC | QT | RT | Y | DS001 | TCR01 |  | POWHATAN STATE PARK CAMPGROUND | DISTRIBUTION SYSTEM |  | 1 | 11/9/2017 12:00:00 AM
VA4145679 | GE | NIT | YR | RT | Y | EP001 | EP001 | HYDROPNEUMATIC TANK | POWHATAN STATE PARK CAMPGROUND | ENTRY POINT |  | 1 | 11/9/2017 12:00:00 AM
VA4145679 | GE | MPN | YR | RT | Y | WL002 | RW002 | WELL NO. 2 | POWHATAN STATE PARK CAMPGROUND | WELL NO. 2 |  | 1 | 11/9/2017 12:00:00 AM
VA4145810 | TC | TC | QT | RT | Y | DS001 | TCR01 |  | TERRE HAUTE FARM | DISTRIBUTION SYSTEM |  | 1 | 10/3/2024 12:00:00 AM
VA4145820 | PB | PBCU | 3Y | RT | Y | DS001 | LC001 | 3326 COPELAND WAY | TILMANS FARM | DISTRIBUTION SYSTEM | FSD | 1 | 10/30/2007 12:00:00 AM
VA4145820 | PB | PBCU | 3Y | RT | Y | DS001 | LC003 | 3303 COLSTON COURT | TILMANS FARM | DISTRIBUTION SYSTEM | FSD | 1 | 10/30/2007 12:00:00 AM
VA4145820 | PB | PBCU | 3Y | RT | Y | DS001 | LC004 | 3773 TILMANS FARM DRIVE | TILMANS FARM | DISTRIBUTION SYSTEM | FSD | 1 | 10/30/2007 12:00:00 AM
VA4145820 | PB | PBCU | 3Y | RT | Y | DS001 | LC005 | 3765 TILMANS FARM DRIVE | TILMANS FARM | DISTRIBUTION SYSTEM | FSD | 1 | 10/30/2007 12:00:00 AM
VA4145820 | PB | PBCU | 3Y | RT | Y | DS001 | LC007 | 3323 COPELAND WAY | TILMANS FARM | DISTRIBUTION SYSTEM | FSD | 1 | 10/30/2007 12:00:00 AM
VA4145820 | TC | TC | MN | RT | Y | DS001 | TCR01 |  | TILMANS FARM | DISTRIBUTION SYSTEM |  | 3 | 10/30/2007 12:00:00 AM
VA4145820 | GE | NIT | YR | RT | Y | EP001 | EP001 | ENTRY POINT | TILMANS FARM | ENTRY POINT |  | 1 | 10/30/2007 12:00:00 AM
VA4145820 | GE | MPN | YR | RT | Y | WL001 | WL001 | WELL HEAD | TILMANS FARM | WELL NO. 1 |  | 1 | 10/30/2007 12:00:00 AM
VA4145820 | GE | MPN | YR | RT | Y | WL003 | WL003 | WL003 | TILMANS FARM | WELL NO. 3 |  | 1 | 10/30/2007 12:00:00 AM
VA4145950 | GE | THH5 | YR | RT | Y | DS001 | DBP01 | OUTSIDE SPIGOT, RIGHT SIDE | WINTERFIELD (IVY BROOK ACADEMY) | DISTRIBUTION SYSTEM |  | 1 | 9/12/2024 12:00:00 AM
VA4145950 | PB | PBCU | 6M | RT | Y | DS001 | LCR01 | ROOM 107, TROUGH SINK | WINTERFIELD (IVY BROOK ACADEMY) | DISTRIBUTION SYSTEM | FSD | 1 | 9/12/2024 12:00:00 AM
VA4145950 | PB | PBCU | 6M | RT | Y | DS001 | LCR02 | ROOM 119, TROUGH SINK | WINTERFIELD (IVY BROOK ACADEMY) | DISTRIBUTION SYSTEM | FSD | 1 | 9/12/2024 12:00:00 AM
VA4145950 | PB | PBCU | 6M | RT | Y | DS001 | LCR03 | JANITOR'S CLOSET, SINK | WINTERFIELD (IVY BROOK ACADEMY) | DISTRIBUTION SYSTEM | FSD | 1 | 9/12/2024 12:00:00 AM
VA4145950 | PB | PBCU | 6M | RT | Y | DS001 | LCR04 | LOBBY RESTROOM, SINK | WINTERFIELD (IVY BROOK ACADEMY) | DISTRIBUTION SYSTEM | FSD | 1 | 9/12/2024 12:00:00 AM
VA4145950 | PB | PBCU | 6M | RT | Y | DS001 | LCR05 | ROOM 116, TROUGH SINK | WINTERFIELD (IVY BROOK ACADEMY) | DISTRIBUTION SYSTEM | FSD | 1 | 9/12/2024 12:00:00 AM
VA4145950 | TC | TC | MN | RT | Y | DS001 | TCR01 |  | WINTERFIELD (IVY BROOK ACADEMY) | DISTRIBUTION SYSTEM |  | 3 | 9/12/2024 12:00:00 AM
VA4145950 | GE | NIT | YR | RT | Y | EP001 | EP001 | ENTRY POINT | WINTERFIELD (IVY BROOK ACADEMY) | ENTRY POINT |  | 1 | 9/12/2024 12:00:00 AM
VA4145950 | GE | VOC | QT | RT | Y | EP001 | EP001 | ENTRY POINT | WINTERFIELD (IVY BROOK ACADEMY) | ENTRY POINT |  | 1 | 9/12/2024 12:00:00 AM
VA4159100 | TC | TC | MN | RT | Y | DS001 | TCR01 |  | BELL ACRES | DISTRIBUTION SYSTEM |  | 3 | 8/4/1975 12:00:00 AM
VA4159100 | GE | MPN | YR | RT | Y | WL001 | WL001 | WELL DISCHARGE | BELL ACRES | WELL NO. 1 |  | 1 | 8/4/1975 12:00:00 AM
VA4159100 | GE | THH5 | 3Y | RT | Y | DS001 | DBP01 | 9726 RICHMOND ROAD | BELL ACRES | DISTRIBUTION SYSTEM |  | 1 | 1975-08-04
VA4159180 | TC | TC | QT | RT | Y | DS001 | TCR01 |  | DOLLAR GENERAL - FARNHAM | STORE PLUMBING |  | 1 | 10/1/2019 12:00:00 AM
VA4159185 | TC | TC | QT | RT | Y | DS001 | TCR01 |  | DOLLAR GENERAL - HAYNESVILLE | DISTRIBUTION SYSTEM |  | 1 | 1/1/2023 12:00:00 AM
VA4159185 | GE | NIT | YR | RT | Y | EP001 | EP001 | ENTRY POINT | DOLLAR GENERAL - HAYNESVILLE | ENTRY POINT |  | 1 | 1/1/2023 12:00:00 AM
VA4159200 | GE | THH5 | YR | RT | Y | DS001 | DBP02 | TOWER #1 OUTSIDE SPIGOT | HAYNESVILLE CORRECTIONAL CENTER | DISTRIBUTION SYSTEM |  | 1 | 1/22/1964 12:00:00 AM
VA4159200 | TC | TC | MN | RT | Y | DS001 | TCR01 |  | HAYNESVILLE CORRECTIONAL CENTER | DISTRIBUTION SYSTEM |  | 6 | 1/22/1964 12:00:00 AM
VA4159200 | GE | MPN | YR | RT | Y | WL003 | WH003 | WELL NO. 3 DISCHARGE | HAYNESVILLE CORRECTIONAL CENTER | WELL NO. 3 |  | 1 | 1/22/1964 12:00:00 AM
VA4159200 | GE | MPN | YR | RT | Y | WL004 | RW004 | RAW WATER TAP | HAYNESVILLE CORRECTIONAL CENTER | WELL NO. 4 |  | 1 | 1/22/1964 12:00:00 AM
VA4159235 | TC | TC | MN | RT | Y | DS001 | TCR01 |  | FARNHAM MANOR | DISTRIBUTION SYSTEM |  | 3 | 5/21/1988 12:00:00 AM
VA4159235 | GE | MPN | YR | RT | Y | WL001 | RW001 | WELL NO. 1 DISCHARGE | FARNHAM MANOR | WELL 1 |  | 1 | 5/21/1988 12:00:00 AM
VA4159235 | GE | MPN | YR | RT | Y | WL002 | RW002 | WELL NO. 2 DISCHARGE | FARNHAM MANOR | WELL 2 |  | 1 | 5/21/1988 12:00:00 AM
VA4159420 | TC | TC | QT | RT | Y | DS001 | TCR01 |  | LITTLE FLORIDA | LITTLE FLORIDA DS |  | 1 | 1/20/2006 12:00:00 AM
VA4159500 | TC | TC | MN | RT | Y | DS003 | TCR01 |  | LUTTRELLVILLE | DISTRIBUTION SYSTEM |  | 3 | 6/28/1974 12:00:00 AM
VA4159500 | GE | MPN | YR | RT | Y | WL001 | WH001 | WELL DISCHARGE PIPE | LUTTRELLVILLE | DRILLED WELL NO. 1A |  | 1 | 6/28/1974 12:00:00 AM
VA4159600 | TC | TC | MN | RT | Y | DS003 | TCR01 |  | NAYLORS BEACH-RAPPA POINT | DISTRIBUTION SYSTEM |  | 3 | 6/24/1977 12:00:00 AM
VA4159610 | TC | TC | QT | RT | Y | DS001 | TCR01 |  | NAYLORS BEACH CAMPGROUND | DISTRIBUTION SYSTEM |  | 1 | 3/27/2003 12:00:00 AM
VA4159700 | TC | TC | MN | RT | Y | DS001 | TCR01 |  | PLEASANT VIEW ESTATES | DISTRIBUTION SYSTEM |  | 3 | 5/10/1996 12:00:00 AM
VA4159700 | GE | MPN | YR | RT | Y | WL001 | WL001 | WELL DISCHARGE PIPE | PLEASANT VIEW ESTATES | WELL NO. 1 |  | 1 | 5/10/1996 12:00:00 AM
VA4159750 | TC | TC | MN | RT | Y | DS300 | TCR01 |  | RICHMOND COUNTY INTERMEDIATE SCHOOL | DISTRIBUTION PIPING |  | 3 | 9/4/1992 12:00:00 AM
VA4159750 | GE | NIT | YR | RT | Y | EP001 | EP001 | HYDRO TANK | RICHMOND COUNTY INTERMEDIATE SCHOOL | ENTRY POINT |  | 1 | 9/4/1992 12:00:00 AM
VA4159800 | TC | TC | MN | RT | Y | DS001 | TCR01 |  | SCHOOLHOUSE MEADOWS | DISTRIBUTION SYSTEM |  | 3 | 6/24/1977 12:00:00 AM
VA4159800 | GE | MPN | YR | RT | Y | WL001 | WH001 | WELL DISCHARGE PIPE | SCHOOLHOUSE MEADOWS | DRILLED WELL |  | 1 | 6/24/1977 12:00:00 AM
VA4159900 | GE | THH5 | YR | RT | Y | DS001 | DBP02 | 45 GEORGE BROWN LANE | WARSAW, TOWN OF | DISTRIBUTION SYSTEM |  | 1 | 8/23/1963 12:00:00 AM
VA4159900 | TC | TC | MN | RT | Y | DS001 | TCR01 |  | WARSAW, TOWN OF | DISTRIBUTION SYSTEM |  | 6 | 8/23/1963 12:00:00 AM
VA4159900 | GE | MPN | YR | RT | Y | WL001 | RW001 | WELL DISCHARGE | WARSAW, TOWN OF | WELL NO. 1 |  | 1 | 8/23/1963 12:00:00 AM
VA4159900 | GE | MPN | YR | RT | Y | WL002 | RW002 | WELL DISCHARGE | WARSAW, TOWN OF | WELL NO. 2 |  | 1 | 8/23/1963 12:00:00 AM
VA4159900 | GE | MPN | YR | RT | Y | WL003A | RW003A | WELL NO. 3A DISCHARGE | WARSAW, TOWN OF | WELL NO. 3A |  | 1 | 8/23/1963 12:00:00 AM
VA4159900 | GE | MPN | YR | RT | Y | WL004 | RW004 | WELL DISCHARGE | WARSAW, TOWN OF | WELL NO. 4 |  | 1 | 8/23/1963 12:00:00 AM
VA4159926 | TC | TC | QT | RT | Y | DS003 | TCR01 |  | WHELAN MARINA NO. 3 | DIST SYSTEM #3 |  | 1 | 4/29/2003 12:00:00 AM
VA4159926 | GE | NIT | YR | RT | Y | EP003 | EP003 | CAMPSITE 12 PIER TAP | WHELAN MARINA NO. 3 | ENTRY POINT #3 |  | 1 | 4/29/2003 12:00:00 AM
VA4193040 | TC | TC | MN | RT | Y | DS001 | TCR01 |  | ADAMS GROVE | DISTRIBUTION SYSTEM |  | 3 | 11/1/1984 12:00:00 AM
VA4193040 | GE | MPN | YR | RT | Y | WL001 | RW001 | WELL DISCHARGE | ADAMS GROVE | WELL NO. 1 |  | 1 | 11/1/1984 12:00:00 AM
VA4193040 | GE | THH5 | 3Y | RT | Y | DS001 | DBP01 | LOT 1 | ADAMS GROVE | DISTRIBUTION SYSTEM |  | 1 | 1984-11-01
VA4193080 | GE | THH5 | YR | RT | Y | DS001 | DBP02 | BACT 01D MOZINGO | WESTMORELAND COUNTY INDUSTRIAL PARK | DISTRIBUTION SYSTEM |  | 1 | 3/1/1967 12:00:00 AM
VA4193080 | PB | PBCU | 3Y | RT | Y | DS001 | LC001 | HISTORYLAND FURNITUR | WESTMORELAND COUNTY INDUSTRIAL PARK | DISTRIBUTION SYSTEM | FSD | 1 | 3/1/1967 12:00:00 AM
VA4193080 | PB | PBCU | 3Y | RT | Y | DS001 | LC002 | NORTHERN NECK HWY. | WESTMORELAND COUNTY INDUSTRIAL PARK | DISTRIBUTION SYSTEM | FSD | 1 | 3/1/1967 12:00:00 AM
VA4193080 | PB | PBCU | 3Y | RT | Y | DS001 | LC003 | MONTROSS MIDDLE SCHO | WESTMORELAND COUNTY INDUSTRIAL PARK | DISTRIBUTION SYSTEM | FSD | 1 | 3/1/1967 12:00:00 AM
VA4193080 | PB | PBCU | 3Y | RT | Y | DS001 | LC004 | CAFET. WATER FOUNTAI | WESTMORELAND COUNTY INDUSTRIAL PARK | DISTRIBUTION SYSTEM | FSD | 1 | 3/1/1967 12:00:00 AM
VA4193080 | PB | PBCU | 3Y | RT | Y | DS001 | LC005 | GIRL S RESTROOM NEAR | WESTMORELAND COUNTY INDUSTRIAL PARK | DISTRIBUTION SYSTEM | FSD | 1 | 3/1/1967 12:00:00 AM
VA4193080 | PB | PBCU | 3Y | RT | Y | DS001 | LC006 | MONTROSS MIDDLE KITC | WESTMORELAND COUNTY INDUSTRIAL PARK | DISTRIBUTION SYSTEM | FSD | 1 | 3/1/1967 12:00:00 AM
VA4193080 | PB | PBCU | 3Y | RT | Y | DS001 | LC007 | BACK HALL WATER FOUN | WESTMORELAND COUNTY INDUSTRIAL PARK | DISTRIBUTION SYSTEM | FSD | 1 | 3/1/1967 12:00:00 AM
VA4193080 | PB | PBCU | 3Y | RT | Y | DS001 | LC008 | MAO MOZINGO KITCHEN | WESTMORELAND COUNTY INDUSTRIAL PARK | DISTRIBUTION SYSTEM | FSD | 1 | 3/1/1967 12:00:00 AM
VA4193080 | PB | PBCU | 3Y | RT | Y | DS001 | LC009 | HUNTER CAFE | WESTMORELAND COUNTY INDUSTRIAL PARK | DISTRIBUTION SYSTEM | FSD | 1 | 3/1/1967 12:00:00 AM
VA4193080 | PB | PBCU | 3Y | RT | Y | DS001 | LC010 | HUNTER WATER FOUNTAI | WESTMORELAND COUNTY INDUSTRIAL PARK | DISTRIBUTION SYSTEM | FSD | 1 | 3/1/1967 12:00:00 AM
VA4193080 | TC | TC | MN | RT | Y | DS001 | TCR01 |  | WESTMORELAND COUNTY INDUSTRIAL PARK | DISTRIBUTION SYSTEM |  | 3 | 3/1/1967 12:00:00 AM
VA4193080 | GE | NIT | YR | RT | Y | EP002 | EPOO2 | PUMP HOUSE | WESTMORELAND COUNTY INDUSTRIAL PARK | ENTRY POINT--A. T. JOHNSON WL2 |  | 1 | 3/1/1967 12:00:00 AM
VA4193080 | GE | NIT | YR | RT | Y | EP003 | EP003 | PRESSURE TANK | WESTMORELAND COUNTY INDUSTRIAL PARK | ENTRY POINT--MONTROSS MID SCHL WL3 |  | 1 | 3/1/1967 12:00:00 AM
VA4193080 | GE | MPN | YR | RT | Y | WL003 | RW003 | WELL 3 (MONTROSS MID | WESTMORELAND COUNTY INDUSTRIAL PARK | WELL 3 (MONTROSS MIDDLE SCHOOL) |  | 1 | 3/1/1967 12:00:00 AM
VA4193120 | GE | THH5 | YR | RT | Y | DS009 | DBP03 | SEC B/BLK M/LOT 1 | BERKLEY BEACH - EBB TIDE BEACH | DISTRIBUTION SYSTEM |  | 1 | 6/24/1977 12:00:00 AM
VA4193120 | TC | TC | MN | RT | Y | DS009 | TCR01 |  | BERKLEY BEACH - EBB TIDE BEACH | DISTRIBUTION SYSTEM |  | 3 | 6/24/1977 12:00:00 AM
VA4193120 | GE | MPN | YR | RT | Y | WL002 | RW002 | EBBTIDE WELL-STATN 9 | BERKLEY BEACH - EBB TIDE BEACH | WL9--EBB TIDE WELL |  | 1 | 6/24/1977 12:00:00 AM
VA4193120 | GE | MPN | YR | RT | Y | WL01A | RW01A | RAW WATER SAMPLE TAP | BERKLEY BEACH - EBB TIDE BEACH | WL8B--BERKLEY WELL 1A |  | 1 | 6/24/1977 12:00:00 AM
VA4193125 | TC | TC | QT | RT | Y | DS001 | TCR01 |  | BEVANS OYSTER COMPANY | DISTRIBUTION SYSTEM |  | 1 | 6/23/2004 12:00:00 AM
VA4193125 | GE | NIT | YR | RT | Y | EP001 | EP001 | OFFICE BLDG ENTRY POINT | BEVANS OYSTER COMPANY | OFFICE BLDG ENTRY POINT |  | 1 | 6/23/2004 12:00:00 AM
VA4193125 | GE | NIT | YR | RT | Y | EP002 | EP002 | FISH DOCK ENTRY POINT | BEVANS OYSTER COMPANY | FISH DOCK ENTRY POINT |  | 1 | 6/23/2004 12:00:00 AM
VA4193125 | GE | NIT | YR | RT | Y | EP003 | EP003 | BAY SHELL ENTRY POINT | BEVANS OYSTER COMPANY | BAY SHELL ENTRY POINT |  | 1 | 6/23/2004 12:00:00 AM
VA4193125 | GE | NIT | YR | RT | Y | EP004 | EP004 | HALF SHELL ENTRY POINT | BEVANS OYSTER COMPANY | HALF SHELL ENTRY POINT |  | 1 | 6/23/2004 12:00:00 AM
VA4193170 | TC | TC | QT | RT | Y | DS001 | TCR01 |  | BOWIES RESTAURANT | DISTRIBUTION SYSTEM |  | 1 | 1/1/2000 12:00:00 AM
VA4193170 | GE | NIT | YR | RT | Y | EP001 | EP001 | PRESSURE TANK | BOWIES RESTAURANT | ENTRY POINT |  | 1 | 1/1/2000 12:00:00 AM
VA4193188 | TC | TC | QT | RT | Y | DS950 | TCR01 |  | THE BUOY (KINSALE VA 651) | DISTRIBUTION SYSTEM |  | 1 | 6/9/2003 12:00:00 AM
VA4193188 | GE | MPN | YR | RT | Y | WL001 | RW001 | RAW TAP | THE BUOY (KINSALE VA 651) | DRILLED WELL |  | 1 | 6/9/2003 12:00:00 AM
VA4193200 | TC | TC | MN | RT | Y | DS001 | TCR01 |  | BUSHFIELD | DISTRIBUTION SYSTEM |  | 3 | 4/8/1975 12:00:00 AM
VA4193200 | GE | MPN | YR | RT | Y | WL001 | RW001 | WELL DISCHARGE PIPE | BUSHFIELD | WELL NO. 1 |  | 1 | 4/8/1975 12:00:00 AM
VA4193200 | GE | THH5 | 3Y | RT | Y | DS001 | DBP01 | 166 ICEHOUSE POINT RD/LOT35/BLK A | BUSHFIELD | DISTRIBUTION SYSTEM |  | 1 | 1975-04-08
VA4193240 | GE | THH5 | YR | RT | Y | DS009 | DBP03 | SEC 2/LOT 60 | CABIN POINT AND GLEBE HARBOUR | DISTRIBUTION SYSTEM |  | 1 | 5/1/1978 12:00:00 AM
VA4193240 | TC | TC | MN | RT | Y | DS009 | TCR01 |  | CABIN POINT AND GLEBE HARBOUR | DISTRIBUTION SYSTEM |  | 6 | 5/1/1978 12:00:00 AM
VA4193240 | GE | MPN | YR | RT | Y | WL001 | RW001 | WELL DISCHARGE PIPE | CABIN POINT AND GLEBE HARBOUR | #16--CABIN POINT WELL |  | 1 | 5/1/1978 12:00:00 AM
VA4193240 | GE | MPN | YR | RT | Y | WL003 | RW003 | WELL DISCHARGE PIPE | CABIN POINT AND GLEBE HARBOUR | #18--GLEBE HARBOUR WELL 1 |  | 1 | 5/1/1978 12:00:00 AM
VA4193280 | GE | THH5 | YR | RT | Y | DS001 | DBP01 | 1787 CASTLEWOOD DR. | COLONIAL BEACH, TOWN OF | DISTRIBUTION SYSTEM |  | 1 | 9/10/1963 12:00:00 AM
VA4193280 | TC | TC | MN | RT | Y | DS001 | TCR01 |  | COLONIAL BEACH, TOWN OF | DISTRIBUTION SYSTEM |  | 12 | 9/10/1963 12:00:00 AM
VA4193280 | GE | RADA | 6Y | RT | Y | EP003 | EP003 | WILKERSON WELL | COLONIAL BEACH, TOWN OF | WILKERSON FRM ENTRY PT |  | 1 | 9/10/1963 12:00:00 AM
VA4193280 | GE | VOC | 3Y | RT | Y | EP003 | EP003 | WILKERSON WELL | COLONIAL BEACH, TOWN OF | WILKERSON FRM ENTRY PT |  | 1 | 9/10/1963 12:00:00 AM
VA4193280 | GE | MPN | YR | RT | Y | WL001 | RW001 | 4TH ST WELL/WL001 | COLONIAL BEACH, TOWN OF | 4TH ST WELL |  | 1 | 9/10/1963 12:00:00 AM
VA4193280 | GE | MPN | YR | RT | Y | WL003 | RW003 | WILKERSON FARM WELL | COLONIAL BEACH, TOWN OF | WILKERSON FARM WELL |  | 1 | 9/10/1963 12:00:00 AM
VA4193320 | TC | TC | MN | RT | Y | DS001 | TCR01 |  | DARL SUBDIVISION | DISTRIBUTION SYSTEM |  | 3 | 7/15/1975 12:00:00 AM
VA4193320 | GE | MPN | YR | RT | Y | WL001 | WL001 | WELL DISCHARGE PIPE | DARL SUBDIVISION | WELL HEAD: ODW_1A / VAW_1 |  | 1 | 7/15/1975 12:00:00 AM
VA4193320 | GE | THH5 | 3Y | RT | Y | DS001 | DBP01 | 7 DARL CIRCLE | DARL SUBDIVISION | DISTRIBUTION SYSTEM |  | 1 | 1975-07-15
VA4193328 | PB | PBCU | 3Y | RT | Y | DS001 | LC2 | FTAIN FRNT OF OFFICE | COPLE ELEMENTARY SCHOOL | DISTRIBUTION SYSTEM | FSD | 1 | 5/31/1991 12:00:00 AM
VA4193328 | PB | PBCU | 3Y | RT | Y | DS001 | LC3 | FTAIN ON LEFT HALL | COPLE ELEMENTARY SCHOOL | DISTRIBUTION SYSTEM | FSD | 1 | 5/31/1991 12:00:00 AM
VA4193328 | PB | PBCU | 3Y | RT | Y | DS001 | LC4 | FTAIN ON RIGHT HALL | COPLE ELEMENTARY SCHOOL | DISTRIBUTION SYSTEM | FSD | 1 | 5/31/1991 12:00:00 AM
VA4193328 | PB | PBCU | 3Y | RT | Y | DS001 | LC5 | FTAIN LFT HALL AUDIT | COPLE ELEMENTARY SCHOOL | DISTRIBUTION SYSTEM | FSD | 1 | 5/31/1991 12:00:00 AM
VA4193328 | PB | PBCU | 3Y | RT | Y | DS001 | LC7 | FTAIN BCK HALL KGTEN | COPLE ELEMENTARY SCHOOL | DISTRIBUTION SYSTEM | FSD | 1 | 5/31/1991 12:00:00 AM
VA4193328 | TC | TC | MN | RT | Y | DS001 | TCR01 |  | COPLE ELEMENTARY SCHOOL | DISTRIBUTION SYSTEM |  | 3 | 5/31/1991 12:00:00 AM
VA4193328 | GE | MPN | YR | RT | Y | WL001 | RAW1 | WELL 1 RAW WATER SAMPLE TAP | COPLE ELEMENTARY SCHOOL | DRILLED WELL |  | 1 | 5/31/1991 12:00:00 AM
VA4193360 | TC | TC | MN | RT | Y | DS001 | TCR01 |  | DRIFTWOOD BEACH | DISTRIBUTION SYSTEM |  | 3 | 6/24/1977 12:00:00 AM
VA4193360 | GE | MPN | YR | RT | Y | WL001 | WH001 | WELL #1 DISCHARGE | DRIFTWOOD BEACH | DRILLED WELL #11 |  | 1 | 6/24/1977 12:00:00 AM
VA4193360 | GE | MPN | YR | RT | Y | WL002 | WH002 | WELL #2 DISCHARGE | DRIFTWOOD BEACH | DRILLED WELL #11B |  | 1 | 6/24/1977 12:00:00 AM
VA4193440 | TC | TC | MN | RT | Y | DS001 | TCR01 |  | GENERAL PARKER SHORES | DISTRIBUTION SYSTEM |  | 3 | 6/27/1977 12:00:00 AM
VA4193440 | GE | MPN | YR | RT | Y | WL001A | RAW1A | WELL 1A RAW WATER SAMPLE TAP | GENERAL PARKER SHORES | WELL NO. 1A |  | 1 | 6/27/1977 12:00:00 AM
VA4193445 | TC | TC | MN | RT | Y | DS001 | TCR01 |  | GEORGE WASHINGTON BIRTHPLACE | DISTRIBUTION SYSTEM |  | 6 | 1/1/1978 12:00:00 AM
VA4193445 | GE | MPN | YR | RT | Y | WL04A | RW04A | DRILLED WELL #4A | GEORGE WASHINGTON BIRTHPLACE | DRILLED WELL #4A |  | 1 | 1/1/1978 12:00:00 AM
VA4193520 | TC | TC | MN | RT | Y | DS001 | TCR01 |  | BLEAK HALL | DISTRIBUTION SYSTEM |  | 3 | 6/27/1977 12:00:00 AM
VA4193520 | GE | MPN | YR | RT | Y | WL002 | RW100 | WELL # 2 SAMP. TAP | BLEAK HALL | #6--DRILLED WELL 2 |  | 1 | 6/27/1977 12:00:00 AM
VA4193520 | GE | MPN | YR | RT | Y | WL003 | RW101 | WELL #3 SAMP. TAP | BLEAK HALL | #7--DRILLED WELL 3 |  | 1 | 6/27/1977 12:00:00 AM
VA4193520 | GE | THH5 | 3Y | RT | Y | DS001 | DBP02 | SEC 1/LOT 2 | BLEAK HALL | DISTRIBUTION SYSTEM |  | 1 | 1977-06-27
VA4193525 | TC | TC | QT | RT | Y | DS001 | TCR01 |  | HARBOR VIEW MARINA | DISTRIBUTION SYSTEM |  | 1 | 1/1/2000 12:00:00 AM
VA4193560 | TC | TC | MN | RT | Y | DS007 | TCR01 |  | HORNERS BEACH | DISTRIBUTION SYSTEM |  | 3 | 5/28/1954 12:00:00 AM
VA4193560 | GE | ICMT | 3Y | RT | Y | EP002A | EP002A | HYDRO TANK - WELL 2A | HORNERS BEACH | #2A--ENTRY POINT |  | 1 | 5/28/1954 12:00:00 AM
VA4193565 | TC | TC | MN | RT | Y | DS005 | TCR01 |  | INGLESIDE PLANTATION NURSERIES | DISTRIBUTION SYSTEM |  | 3 | 9/4/1990 12:00:00 AM
VA4193600 | TC | TC | MN | RT | Y | DS003 | TCR01 |  | KINSALE, TOWN OF | DISTRIBUTION SYSTEM |  | 3 | 11/29/1978 12:00:00 AM
VA4193600 | GE | MPN | YR | RT | Y | WL001 | WH001 | WELL #1 DISCHARGE LINE | KINSALE, TOWN OF | WELL 1 |  | 1 | 11/29/1978 12:00:00 AM
VA4193610 | TC | TC | QT | RT | Y | DS950 | TCR01 |  | THE SLIPS | DISTRIBUTION SYSTEM |  | 1 | 1/1/2023 12:00:00 AM
VA4193610 | GE | NIT | YR | RT | Y | EP001 | EP001 | PRESSURE TANK | THE SLIPS | ENTRY POINT |  | 1 | 1/1/2023 12:00:00 AM
VA4193625 | TC | TC | QT | RT | Y | DS001 | TCR01 |  | LEEDSTOWN CAMPGROUND | DISTRIBUTION SYSTEM |  | 1 | 5/15/2003 12:00:00 AM
VA4193640 | TC | TC | MN | RT | Y | DS002 | TCR01 |  | MONROE BAY ESTATES | DISTRIBUTION SYSTEM |  | 3 | 9/12/1963 12:00:00 AM
VA4193640 | GE | MPN | YR | RT | Y | WL001 | WH001 | WELL DISCHARGE PIPE | MONROE BAY ESTATES | DRILLED WELL #1 |  | 1 | 9/12/1963 12:00:00 AM
VA4193640 | GE | MPN | YR | RT | Y | WL003 | WH003 | WELL DISCHARGE PIPE | MONROE BAY ESTATES | DRILLED WELL #3 |  | 1 | 9/12/1963 12:00:00 AM
VA4193650 | TC | TC | MN | RT | Y | DS001 | TCR01 |  | MONROE BAY TRAILER PARK | DISTRIBUTION SYSTEM |  | 3 | 9/12/1963 12:00:00 AM
VA4193652 | TC | TC | MN | RT | Y | DS001 | TCR01 |  | MONROE HALL NEIGHBORHOOD | DISTRIBUTION SYSTEM |  | 3 | 7/25/2007 12:00:00 AM
VA4193652 | GE | ICMT | 3Y | RT | Y | EP002 | EP002 | SPIGOT DOWNSTREAM OF METER | MONROE HALL NEIGHBORHOOD | ENTRY POINT WELL NO. 2 |  | 1 | 7/25/2007 12:00:00 AM
VA4193652 | GE | NIT | YR | RT | Y | EP002 | EP002 | SPIGOT DOWNSTREAM OF METER | MONROE HALL NEIGHBORHOOD | ENTRY POINT WELL NO. 2 |  | 1 | 7/25/2007 12:00:00 AM
VA4193652 | GE | MPN | YR | RT | Y | WL002 | RW002 | WELL #2 DISCHARGE SAMPLE TAP | MONROE HALL NEIGHBORHOOD | WELL 2 |  | 1 | 7/25/2007 12:00:00 AM
VA4193652 | GE | THH5 | 3Y | RT | Y | DS001 | DBP01 | 54 CHARLES WAY | MONROE HALL NEIGHBORHOOD | DISTRIBUTION SYSTEM |  | 1 | 2007-07-25
VA4193670 | TC | TC | MN | RT | Y | DS001 | TCR01 |  | MONTROSS MOBILE HOME VILLAGE | DISTRIBUTION SYSTEM |  | 3 | 9/28/1989 12:00:00 AM
VA4193670 | GE | MPN | YR | RT | Y | WL001 | RW001 | WELL DISCHARGE LINE | MONTROSS MOBILE HOME VILLAGE | DRILLED WELL #14 |  | 1 | 9/28/1989 12:00:00 AM
VA4193670 | GE | THH5 | 3Y | RT | Y | DS001 | DBP01 | LOT 6 | MONTROSS MOBILE HOME VILLAGE | DISTRIBUTION SYSTEM |  | 1 | 1989-09-28
VA4193675 | TC | TC | MN | RT | Y | DS005 | TCR01 |  | NOMINI BAY FARMS | DISTRIBUTION SYSTEM |  | 3 | 7/31/1992 12:00:00 AM
VA4193675 | GE | MPN | YR | RT | Y | WL01A | WL01A | WELL DISCHARGE PIPE | NOMINI BAY FARMS | WELL NO. 1A |  | 1 | 7/31/1992 12:00:00 AM
VA4193675 | GE | THH5 | 3Y | RT | Y | DS005 | DBP01 | LOT46/283NOMINI B DR | NOMINI BAY FARMS | DISTRIBUTION SYSTEM |  | 1 | 1992-07-31
VA4193678 | TC | TC | MN | RT | Y | DS001 | TCR01 |  | PARKER FARMS | DISTRIBUTION SYSTEM |  | 3 | 8/3/1999 12:00:00 AM
VA4193678 | GE | MPN | YR | RT | Y | WL001 | WH001 | WELL DISCHARGE PIPE | PARKER FARMS | WELL NO.1 |  | 1 | 8/3/1999 12:00:00 AM
VA4193680 | GE | THH5 | YR | RT | Y | DS001 | DBP02 | BACT 03D N-NECK BANK | MONTROSS, TOWN OF | DISTRIBUTION SYSTEM |  | 1 | 11/15/1983 12:00:00 AM
VA4193680 | TC | TC | MN | RT | Y | DS001 | TCR01 |  | MONTROSS, TOWN OF | DISTRIBUTION SYSTEM |  | 6 | 11/15/1983 12:00:00 AM
VA4193680 | GE | MPN | YR | RT | Y | WL002 | RW002 | WELL 2 | MONTROSS, TOWN OF | WELL 2 |  | 1 | 11/15/1983 12:00:00 AM
VA4193680 | GE | MPN | YR | RT | Y | WL003A | RW003A | WELL 3A | MONTROSS, TOWN OF | WELL 3A |  | 1 | 11/15/1983 12:00:00 AM
VA4193700 | TC | TC | QT | RT | Y | DS001 | TCR01 |  | OAK GROVE CAMPSITES | DISTRIBUTION SYSTEM |  | 1 | 5/15/2003 12:00:00 AM
VA4193702 | GE | THH5 | YR | RT | Y | DS001 | DBP01 | HAND SINK-FLC KITCHEN | OAK GROVE BAPTIST | DISTRIBUTION SYSTEM |  | 1 | 1/1/2019 12:00:00 AM
VA4193702 | PB | PBCU | 3Y | RT | Y | DS001 | LCR01 | WOMENS RR SINK-ADJ NURSERY | OAK GROVE BAPTIST | DISTRIBUTION SYSTEM | FSD | 1 | 1/1/2019 12:00:00 AM
VA4193702 | PB | PBCU | 3Y | RT | Y | DS001 | LCR02 | WOMENS RR SINK-ADJ MECH ROOM | OAK GROVE BAPTIST | DISTRIBUTION SYSTEM | FSD | 1 | 1/1/2019 12:00:00 AM
VA4193702 | PB | PBCU | 3Y | RT | Y | DS001 | LCR07 | WOMENS RR SINK-UPPER LEVEL | OAK GROVE BAPTIST | DISTRIBUTION SYSTEM | FSD | 1 | 1/1/2019 12:00:00 AM
VA4193702 | PB | PBCU | 3Y | RT | Y | DS001 | LCR08 | MENS RR SINK-UPPER LEVEL | OAK GROVE BAPTIST | DISTRIBUTION SYSTEM | FSD | 1 | 1/1/2019 12:00:00 AM
VA4193702 | PB | PBCU | 3Y | RT | Y | DS001 | LCR09 | HAND SINK-FLC KITCHEN | OAK GROVE BAPTIST | DISTRIBUTION SYSTEM | FSD | 1 | 1/1/2019 12:00:00 AM
VA4193702 | TC | TC | MN | RT | Y | DS001 | TCR01 |  | OAK GROVE BAPTIST | DISTRIBUTION SYSTEM |  | 3 | 1/1/2019 12:00:00 AM
VA4193702 | GE | IOCA | 3Y | RT | Y | EP001 | EP001 | SAMPLE TAP ADJACENT BLADDER TANK | OAK GROVE BAPTIST | SINK ADJACENT BLADDER TANK |  | 1 | 1/1/2019 12:00:00 AM
VA4193706 | TC | TC | MN | RT | Y | DS001 | TCR01 |  | OLD PROSPECT LANDING | DISTRIBUTION SYSTEM |  | 3 | 1/17/1991 12:00:00 AM
VA4193706 | GE | MPN | YR | RT | Y | WL002 | RW002 | STATION 30 WELL HEAD | OLD PROSPECT LANDING | STATION 30 WELL |  | 1 | 1/17/1991 12:00:00 AM
VA4193706 | GE | THH5 | 3Y | RT | Y | DS001 | DBP01 | SEC 1/LOT 19 | OLD PROSPECT LANDING | DISTRIBUTION SYSTEM |  | 1 | 1991-01-17
VA4193708 | TC | TC | QT | RT | Y | DS001 | TCR01 |  | OUTDOOR WORLD HARBOR VIEW CAMPGROUND | DISTRIBUTION SYSTEM |  | 1 | 1/1/2000 12:00:00 AM
VA4193708 | GE | NIT | YR | RT | Y | EP001 | EP001 | BLADDER TANKS | OUTDOOR WORLD HARBOR VIEW CAMPGROUND | ENTRY POINT |  | 1 | 1/1/2000 12:00:00 AM
VA4193708 | GE | MPN | YR | RT | Y | WL001 | RW001 | DRILLED WELL | OUTDOOR WORLD HARBOR VIEW CAMPGROUND | DRILLED WELL |  | 1 | 1/1/2000 12:00:00 AM
VA4193720 | TC | TC | MN | RT | Y | DS009 | TCR01 |  | PLACID BAY ESTATES | DISTRIBUTION SYSTEM |  | 3 | 11/21/1978 12:00:00 AM
VA4193720 | GE | NIT | YR | RT | Y | EP001 | EP001 | HYDRO TANK - WELL 1 | PLACID BAY ESTATES | ENTRY POINT - WELL NO 1 |  | 1 | 11/21/1978 12:00:00 AM
VA4193720 | GE | NIT | YR | RT | Y | EP002 | EP002 | HYDRO TANK - WELL 2 | PLACID BAY ESTATES | ENTRY POINT - WELL NO 2 |  | 1 | 11/21/1978 12:00:00 AM
VA4193739 | TC | TC | QT | RT | Y | DS950 | TCR01 |  | COLES POINT CAMPGROUND | DISTRIBUTION SYSTEM |  | 1 | 1/6/1998 12:00:00 AM
VA4193739 | GE | NIT | YR | RT | Y | EP001 | EP001 | PRESSURE TANK | COLES POINT CAMPGROUND | ENTRY POINT |  | 1 | 1/6/1998 12:00:00 AM
VA4193750 | TC | TC | MN | RT | Y | DS001 | TCR01 |  | POTOMAC SUPPLY CORPORATION | DISTRIBUTION SYSTEM |  | 3 | 12/9/1996 12:00:00 AM
VA4193760 | GE | THH5 | YR | RT | Y | DS001 | DBP01 | SEC3/BLK A/LOT25 | POTOMAC WESTMORELAND SHORES | DISTRIBUTION SYSTEM |  | 1 | 8/16/1974 12:00:00 AM
VA4193760 | TC | TC | MN | RT | Y | DS001 | TCR01 |  | POTOMAC WESTMORELAND SHORES | DISTRIBUTION SYSTEM |  | 6 | 8/16/1974 12:00:00 AM
VA4193760 | GE | MPN | YR | RT | Y | WLP1A | RWLP1A | WELL1A PTMAC4 | POTOMAC WESTMORELAND SHORES | WELL1A PTMAC4 |  | 1 | 8/16/1974 12:00:00 AM
VA4193760 | GE | MPN | YR | RT | Y | WLP2A | RW002A | WELL HEAD | POTOMAC WESTMORELAND SHORES | WELL PTMAC5 |  | 1 | 8/16/1974 12:00:00 AM
VA4193760 | GE | MPN | YR | RT | Y | WLW1A | RW01A | WELL HEAD | POTOMAC WESTMORELAND SHORES | WELL WMLAND3 |  | 1 | 8/16/1974 12:00:00 AM
VA4193760 | GE | MPN | YR | RT | Y | WLW2A | RW002A | WELL HEAD | POTOMAC WESTMORELAND SHORES | WELL WMLAND2 |  | 1 | 8/16/1974 12:00:00 AM
VA4193760 | GE | MPN | YR | RT | Y | WLW3B | RW03B | RAW WMLAND3B | POTOMAC WESTMORELAND SHORES | WELL WMLAND3B |  | 1 | 8/16/1974 12:00:00 AM
VA4193780 | TC | TC | QT | RT | Y | DS001 | TCR01 |  | BACKDRAFT RESTAURANT | DISTRIBUTION SYSTEM |  | 1 | 4/17/2003 12:00:00 AM
VA4193780 | GE | NIT | YR | RT | Y | EP001 | EP001 | BLADDER TANK | BACKDRAFT RESTAURANT | ENTRY POINT |  | 1 | 4/17/2003 12:00:00 AM
VA4193835 | TC | TC | QT | RT | Y | DS950 | TCR01 |  | SANDY POINT MARINA | SANDY POINT MARINA |  | 1 | 12/1/2000 12:00:00 AM
VA4193835 | GE | NIT | YR | RT | Y | EP002 | EP002 | PRESSURE TANK | SANDY POINT MARINA | ENTRY POINT |  | 1 | 12/1/2000 12:00:00 AM
VA4193840 | TC | TC | MN | RT | Y | DS001 | TCR01 |  | SANDY POINT SUBDIVISION | DISTRIBUTION SYSTEM |  | 3 | 6/27/1977 12:00:00 AM
VA4193910 | TC | TC | QT | RT | Y | DS005 | TCR01 |  | STRATFORD HALL | DISTRIBUTION SYSTEM |  | 1 | 4/1/1983 12:00:00 AM
VA4193910 | GE | MPN | YR | RT | Y | WL001 | RW001 | WELL SAMPLE TAP | STRATFORD HALL | DRILLED WELL #1 |  | 1 | 4/1/1983 12:00:00 AM
VA4193910 | GE | MPN | YR | RT | Y | WL02A | WL02A | WELL | STRATFORD HALL | WELL NO. 2A |  | 1 | 4/1/1983 12:00:00 AM
VA4193920 | GE | THH5 | YR | RT | Y | DS001 | DBP01 | SEC. H, LOT 49, INDEPENDENCE DR. | STRATFORD HARBOUR | DISTRIBUTION SYSTEM |  | 1 | 1/1/1981 12:00:00 AM
VA4193920 | GE | THH5 | YR | RT | Y | DS001 | DBP02 | SEC. E, LOT 181, BAY POINTE DR. | STRATFORD HARBOUR | DISTRIBUTION SYSTEM |  | 1 | 1/1/1981 12:00:00 AM
VA4193920 | TC | TC | MN | RT | Y | DS001 | TCR01 |  | STRATFORD HARBOUR | DISTRIBUTION SYSTEM |  | 6 | 1/1/1981 12:00:00 AM
VA4193920 | GE | NIT | YR | RT | Y | EP002 | EP002 | HYDROTNK 2/STAT 12 | STRATFORD HARBOUR | ENTRY POINT #12 |  | 1 | 1/1/1981 12:00:00 AM
VA4193920 | GE | NIT | YR | RT | Y | EP004 | EP004 | HYDROTNK 4/STAT 12B | STRATFORD HARBOUR | ENTRY POINT #12B |  | 1 | 1/1/1981 12:00:00 AM
VA4193920 | GE | MPN | YR | RT | Y | WL002 | WH100 | WELL #2 SAMP TAP | STRATFORD HARBOUR | DRILLED WELL #12 |  | 1 | 1/1/1981 12:00:00 AM
VA4193920 | GE | MPN | YR | RT | Y | WL004 | WH104 | WELL #4 SAMP TAP | STRATFORD HARBOUR | DRILLED WELL #12B |  | 1 | 1/1/1981 12:00:00 AM
VA4193920 | GE | MPN | YR | RT | Y | WL005 | WH005 | WELL # 13A | STRATFORD HARBOUR | DRILLED WELL # 13A |  | 1 | 1/1/1981 12:00:00 AM
VA4193925 | TC | TC | QT | RT | Y | DS001 | TCR01 |  | STANLEY`S DAIRY FREEZE | DISTRIBUTION SYSTEM |  | 1 | 1/1/2000 12:00:00 AM
VA4193925 | GE | NIT | YR | RT | Y | EP001 | EP001 | BLADDER TANK | STANLEY`S DAIRY FREEZE | ENTRY POINT |  | 1 | 1/1/2000 12:00:00 AM
VA4193960 | TC | TC | MN | RT | Y | DS001 | TCR01 |  | WASHINGTON DISTRICT ELEMENTARY SCHOOL | DISTRIBUTION SYSTEM |  | 3 | 10/18/1990 12:00:00 AM
VA4193960 | GE | MPN | YR | RT | Y | WL001 | RAW1 | WELL 1 RAW WATER SAMPLE TAP | WASHINGTON DISTRICT ELEMENTARY SCHOOL | WELL NO. 1 |  | 1 | 10/18/1990 12:00:00 AM
VA4193960 | GE | THH5 | 3Y | RT | Y | DS001 | DBP001 | CUST SINK NEAR RM 9 | WASHINGTON DISTRICT ELEMENTARY SCHOOL | DISTRIBUTION SYSTEM |  | 1 | 1990-10-18
VA4193979 | TC | TC | QT | RT | Y | DS001 | TCR01 |  | WESTMORELAND STATE PARK-DAY USE | DISTRIBUTION SYSTEM |  | 1 | 7/13/1999 12:00:00 AM
VA4193980 | TC | TC | MN | RT | Y | DS001 | TCR01 |  | WESTMORELAND STATE PARK | DISTRIBUTION SYSTEM |  | 3 | 6/14/1974 12:00:00 AM
VA4193980 | GE | MPN | YR | RT | Y | WL001 | RW001 | WELL DISCHARGE | WESTMORELAND STATE PARK | DRILLED WELL |  | 1 | 6/14/1974 12:00:00 AM
VA4193981 | TC | TC | QT | RT | Y | DS003 | TCR01 |  | WESTMORELAND STATE PARK CAMP | DISTRIBUTION SYSTEM |  | 1 | 9/15/1992 12:00:00 AM
VA4193982 | TC | TC | QT | RT | Y | DS001 | TCR01 |  | WILKERSONS RESTAURANT | DISTRIBUTION SYSTEM |  | 1 | 2/1/1989 12:00:00 AM
VA4193990 | PB | PBCU | 3Y | RT | Y | DS001 | LC001 | GIRLS RESTROOM SINK | NORTHERN NECK CHRISTIAN SCHOOL | DISTRIBUTION SYSTEM | FSD | 1 | 8/1/2023 12:00:00 AM
VA4193990 | PB | PBCU | 3Y | RT | Y | DS001 | LC002 | BOYS RESTROOM SINK | NORTHERN NECK CHRISTIAN SCHOOL | DISTRIBUTION SYSTEM | FSD | 1 | 8/1/2023 12:00:00 AM
VA4193990 | PB | PBCU | 3Y | RT | Y | DS001 | LC003 | FACULTY RESTROOM | NORTHERN NECK CHRISTIAN SCHOOL | DISTRIBUTION SYSTEM | FSD | 1 | 8/1/2023 12:00:00 AM
VA4193990 | PB | PBCU | 3Y | RT | Y | DS001 | LC004 | KITCHEN DISH SINK | NORTHERN NECK CHRISTIAN SCHOOL | DISTRIBUTION SYSTEM | FSD | 1 | 8/1/2023 12:00:00 AM
VA4193990 | PB | PBCU | 3Y | RT | Y | DS001 | LC005 | KITCHEN HAND SINK | NORTHERN NECK CHRISTIAN SCHOOL | DISTRIBUTION SYSTEM | FSD | 1 | 8/1/2023 12:00:00 AM
VA4193990 | TC | TC | MN | RT | Y | DS001 | TCR01 |  | NORTHERN NECK CHRISTIAN SCHOOL | DISTRIBUTION SYSTEM |  | 3 | 8/1/2023 12:00:00 AM
VA4193990 | GE | IOCA | 3Y | RT | Y | EP001 | EP001 | 220 GAL HYDRO TANK | NORTHERN NECK CHRISTIAN SCHOOL | ENTRY POINT |  | 1 | 8/1/2023 12:00:00 AM
VA4193990 | GE | META | 3Y | RT | Y | EP001 | EP001 | 220 GAL HYDRO TANK | NORTHERN NECK CHRISTIAN SCHOOL | ENTRY POINT |  | 1 | 8/1/2023 12:00:00 AM
VA4193990 | GE | VOC | 3Y | RT | Y | EP001 | EP001 | 220 GAL HYDRO TANK | NORTHERN NECK CHRISTIAN SCHOOL | ENTRY POINT |  | 1 | 8/1/2023 12:00:00 AM
VA4193990 | GE | MPN | YR | RT | Y | WL001 | WL001 | RAW WATER SAMPLE TAP | NORTHERN NECK CHRISTIAN SCHOOL | DRILLED WELL |  | 1 | 8/1/2023 12:00:00 AM
VA4760100 | GE | THH5 | QT | RT | Y | DS001 | DB002 | 7100 PATTERSON | RICHMOND, CITY OF | DISTRIBUTION SYSTEM |  | 1 | 4/14/1923 12:00:00 AM
VA4760100 | GE | THH5 | QT | RT | Y | DS001 | DB006 | 3850 PITTAWAY DR | RICHMOND, CITY OF | DISTRIBUTION SYSTEM |  | 1 | 4/14/1923 12:00:00 AM
VA4760100 | GE | THH5 | QT | RT | Y | DS001 | DB007 | 5051 BROOKBURY BLVD | RICHMOND, CITY OF | DISTRIBUTION SYSTEM |  | 1 | 4/14/1923 12:00:00 AM
VA4760100 | GE | THH5 | QT | RT | Y | DS001 | DB010 | 1600 WESTBROOK RD | RICHMOND, CITY OF | DISTRIBUTION SYSTEM |  | 1 | 4/14/1923 12:00:00 AM
VA4760100 | PB | PBCU | 3Y | RT | Y | DS001 | LCR001 | 3309 GLOUCESTER RD | RICHMOND, CITY OF | DISTRIBUTION SYSTEM | FSD | 1 | 4/14/1923 12:00:00 AM
VA4760100 | PB | PBCU | 3Y | RT | Y | DS001 | LCR002 | 313 E. BROOKLANC PK. BLVD. | RICHMOND, CITY OF | DISTRIBUTION SYSTEM | FSD | 1 | 4/14/1923 12:00:00 AM
VA4760100 | PB | PBCU | 3Y | RT | Y | DS001 | LCR003 | 4017 MONTICELLO ST. | RICHMOND, CITY OF | DISTRIBUTION SYSTEM | FSD | 1 | 4/14/1923 12:00:00 AM
VA4760100 | PB | PBCU | 3Y | RT | Y | DS001 | LCR004 | 620 BANCROFT AVE | RICHMOND, CITY OF | DISTRIBUTION SYSTEM | FSD | 1 | 4/14/1923 12:00:00 AM
VA4760100 | PB | PBCU | 3Y | RT | Y | DS001 | LCR005 | 914 W.31ST ST | RICHMOND, CITY OF | DISTRIBUTION SYSTEM | FSD | 1 | 4/14/1923 12:00:00 AM
VA4760100 | PB | PBCU | 3Y | RT | Y | DS001 | LCR006 | 1718 ELMSMERE AVE. | RICHMOND, CITY OF | DISTRIBUTION SYSTEM | FSD | 1 | 4/14/1923 12:00:00 AM
VA4760100 | PB | PBCU | 3Y | RT | Y | DS001 | LCR007 | 3924 PATTERSON AVE. | RICHMOND, CITY OF | DISTRIBUTION SYSTEM | FSD | 1 | 4/14/1923 12:00:00 AM
VA4760100 | PB | PBCU | 3Y | RT | Y | DS001 | LCR008 | 709 BYRD PARK CT. | RICHMOND, CITY OF | DISTRIBUTION SYSTEM | FSD | 1 | 4/14/1923 12:00:00 AM
VA4760100 | PB | PBCU | 3Y | RT | Y | DS001 | LCR009 | 1914 GROVE AVE | RICHMOND, CITY OF | DISTRIBUTION SYSTEM | FSD | 1 | 4/14/1923 12:00:00 AM
VA4760100 | PB | PBCU | 3Y | RT | Y | DS001 | LCR010 | 307 ALBEMARLE AVE. | RICHMOND, CITY OF | DISTRIBUTION SYSTEM | FSD | 1 | 4/14/1923 12:00:00 AM
VA4760100 | PB | PBCU | 3Y | RT | Y | DS001 | LCR011 | 18 ALBERMARLE AVE. | RICHMOND, CITY OF | DISTRIBUTION SYSTEM | FSD | 1 | 4/14/1923 12:00:00 AM
VA4760100 | PB | PBCU | 3Y | RT | Y | DS001 | LCR012 | 18 S. AUBURN AVE | RICHMOND, CITY OF | DISTRIBUTION SYSTEM | FSD | 1 | 4/14/1923 12:00:00 AM
VA4760100 | PB | PBCU | 3Y | RT | Y | DS001 | LCR013 | 3920 SEMINARY AVE. | RICHMOND, CITY OF | DISTRIBUTION SYSTEM | FSD | 1 | 4/14/1923 12:00:00 AM
VA4760100 | PB | PBCU | 3Y | RT | Y | DS001 | LCR014 | 705 BANCROFT AVE | RICHMOND, CITY OF | DISTRIBUTION SYSTEM | FSD | 1 | 4/14/1923 12:00:00 AM
VA4760100 | PB | PBCU | 3Y | RT | Y | DS001 | LCR015 | 3325 BLITHEWOOD DR | RICHMOND, CITY OF | DISTRIBUTION SYSTEM | FSD | 1 | 4/14/1923 12:00:00 AM
VA4760100 | PB | PBCU | 3Y | RT | Y | DS001 | LCR016 | 3418 E. BROAD ST. | RICHMOND, CITY OF | DISTRIBUTION SYSTEM | FSD | 1 | 4/14/1923 12:00:00 AM
VA4760100 | PB | PBCU | 3Y | RT | Y | DS001 | LCR017 | 5840 SHALLOW WAY RD. | RICHMOND, CITY OF | DISTRIBUTION SYSTEM | FSD | 1 | 4/14/1923 12:00:00 AM
VA4760100 | PB | PBCU | 3Y | RT | Y | DS001 | LCR018 | 4711 DEVONSHIRE RD. | RICHMOND, CITY OF | DISTRIBUTION SYSTEM | FSD | 1 | 4/14/1923 12:00:00 AM
VA4760100 | PB | PBCU | 3Y | RT | Y | DS001 | LCR019 | 2720 E. BROAD ST. | RICHMOND, CITY OF | DISTRIBUTION SYSTEM | FSD | 1 | 4/14/1923 12:00:00 AM
VA4760100 | PB | PBCU | 3Y | RT | Y | DS001 | LCR020 | 4421 PARK AVE. | RICHMOND, CITY OF | DISTRIBUTION SYSTEM | FSD | 1 | 4/14/1923 12:00:00 AM
VA4760100 | PB | PBCU | 3Y | RT | Y | DS001 | LCR021 | 311 NORTH AVE | RICHMOND, CITY OF | DISTRIBUTION SYSTEM | FSD | 1 | 4/14/1923 12:00:00 AM
VA4760100 | PB | PBCU | 3Y | RT | Y | DS001 | LCR022 | 3316 MEADOWBRIDGE RD | RICHMOND, CITY OF | DISTRIBUTION SYSTEM | FSD | 1 | 4/14/1923 12:00:00 AM
VA4760100 | PB | PBCU | 3Y | RT | Y | DS001 | LCR023 | 1513 PALMYRA AVE. | RICHMOND, CITY OF | DISTRIBUTION SYSTEM | FSD | 1 | 4/14/1923 12:00:00 AM
VA4760100 | PB | PBCU | 3Y | RT | Y | DS001 | LCR024 | 3518 MOSS SIDE AVE. | RICHMOND, CITY OF | DISTRIBUTION SYSTEM | FSD | 1 | 4/14/1923 12:00:00 AM
VA4760100 | PB | PBCU | 3Y | RT | Y | DS001 | LCR025 | 4302 HANOVER AVE. | RICHMOND, CITY OF | DISTRIBUTION SYSTEM | FSD | 1 | 4/14/1923 12:00:00 AM
VA4760100 | PB | PBCU | 3Y | RT | Y | DS001 | LCR026 | 5000 W. BELMONT RD. | RICHMOND, CITY OF | DISTRIBUTION SYSTEM | FSD | 1 | 4/14/1923 12:00:00 AM
VA4760100 | PB | PBCU | 3Y | RT | Y | DS001 | LCR027 | 109 N. GRANBY ST. | RICHMOND, CITY OF | DISTRIBUTION SYSTEM | FSD | 1 | 4/14/1923 12:00:00 AM
VA4760100 | PB | PBCU | 3Y | RT | Y | DS001 | LCR028 | 133 S. COLONIAL AVE | RICHMOND, CITY OF | DISTRIBUTION SYSTEM | FSD | 1 | 4/14/1923 12:00:00 AM
VA4760100 | PB | PBCU | 3Y | RT | Y | DS001 | LCR029 | 3 N. AUBURN AVE | RICHMOND, CITY OF | DISTRIBUTION SYSTEM | FSD | 1 | 4/14/1923 12:00:00 AM
VA4760100 | PB | PBCU | 3Y | RT | Y | DS001 | LCR030 | 1147 WEST AVE. | RICHMOND, CITY OF | DISTRIBUTION SYSTEM | FSD | 1 | 4/14/1923 12:00:00 AM
VA4760100 | PB | PBCU | 3Y | RT | Y | DS001 | LCR031 | 4100 SOUTHAMPTON RD. | RICHMOND, CITY OF | DISTRIBUTION SYSTEM | FSD | 1 | 4/14/1923 12:00:00 AM
VA4760100 | PB | PBCU | 3Y | RT | Y | DS001 | LCR032 | 3010 FERNCLIFF RD | RICHMOND, CITY OF | DISTRIBUTION SYSTEM | FSD | 1 | 4/14/1923 12:00:00 AM
VA4760100 | PB | PBCU | 3Y | RT | Y | DS001 | LCR033 | 3113 PARKWOOD AVE. | RICHMOND, CITY OF | DISTRIBUTION SYSTEM | FSD | 1 | 4/14/1923 12:00:00 AM
VA4760100 | PB | PBCU | 3Y | RT | Y | DS001 | LCR034 | 5644 WARWICK RD. | RICHMOND, CITY OF | DISTRIBUTION SYSTEM | FSD | 1 | 4/14/1923 12:00:00 AM
VA4760100 | PB | PBCU | 3Y | RT | Y | DS001 | LCR035 | 3154 FOREST HILL AVE. | RICHMOND, CITY OF | DISTRIBUTION SYSTEM | FSD | 1 | 4/14/1923 12:00:00 AM
VA4760100 | PB | PBCU | 3Y | RT | Y | DS001 | LCR036 | 137 S. COLONIAL AVE. | RICHMOND, CITY OF | DISTRIBUTION SYSTEM | FSD | 1 | 4/14/1923 12:00:00 AM
VA4760100 | PB | PBCU | 3Y | RT | Y | DS001 | LCR037 | 2714 E. CLAY ST. | RICHMOND, CITY OF | DISTRIBUTION SYSTEM | FSD | 1 | 4/14/1923 12:00:00 AM
VA4760100 | PB | PBCU | 3Y | RT | Y | DS001 | LCR038 | 1501 PALMYRA AVE | RICHMOND, CITY OF | DISTRIBUTION SYSTEM | FSD | 1 | 4/14/1923 12:00:00 AM
VA4760100 | PB | PBCU | 3Y | RT | Y | DS001 | LCR039 | 1501 WALLACE ST. | RICHMOND, CITY OF | DISTRIBUTION SYSTEM | FSD | 1 | 4/14/1923 12:00:00 AM
VA4760100 | PB | PBCU | 3Y | RT | Y | DS001 | LCR040 | 3204 UTAH PLACE | RICHMOND, CITY OF | DISTRIBUTION SYSTEM | FSD | 1 | 4/14/1923 12:00:00 AM
VA4760100 | PB | PBCU | 3Y | RT | Y | DS001 | LCR041 | 105 VIRGINIA AVE | RICHMOND, CITY OF | DISTRIBUTION SYSTEM | FSD | 1 | 4/14/1923 12:00:00 AM
VA4760100 | PB | PBCU | 3Y | RT | Y | DS001 | LCR042 | 109 E. ROANOKE ST | RICHMOND, CITY OF | DISTRIBUTION SYSTEM | FSD | 1 | 4/14/1923 12:00:00 AM
VA4760100 | PB | PBCU | 3Y | RT | Y | DS001 | LCR043 | 5605 WILLOW CREEK RD | RICHMOND, CITY OF | DISTRIBUTION SYSTEM | FSD | 1 | 4/14/1923 12:00:00 AM
VA4760100 | PB | PBCU | 3Y | RT | Y | DS001 | LCR044 | 10219 GWYNNBROOK RD | RICHMOND, CITY OF | DISTRIBUTION SYSTEM | FSD | 1 | 4/14/1923 12:00:00 AM
VA4760100 | PB | PBCU | 3Y | RT | Y | DS001 | LCR045 | 2907 E. BROAD ST. | RICHMOND, CITY OF | DISTRIBUTION SYSTEM | FSD | 1 | 4/14/1923 12:00:00 AM
VA4760100 | PB | PBCU | 3Y | RT | Y | DS001 | LCR046 | 2213 GLOUSTER RD | RICHMOND, CITY OF | DISTRIBUTION SYSTEM | FSD | 1 | 4/14/1923 12:00:00 AM
VA4760100 | PB | PBCU | 3Y | RT | Y | DS001 | LCR047 | 2300 LAKEVIEW AVE. | RICHMOND, CITY OF | DISTRIBUTION SYSTEM | FSD | 1 | 4/14/1923 12:00:00 AM
VA4760100 | PB | PBCU | 3Y | RT | Y | DS001 | LCR048 | 5009 BROMLEY LANE | RICHMOND, CITY OF | DISTRIBUTION SYSTEM | FSD | 1 | 4/14/1923 12:00:00 AM
VA4760100 | PB | PBCU | 3Y | RT | Y | DS001 | LCR049 | 1511 HANOVER AVE. | RICHMOND, CITY OF | DISTRIBUTION SYSTEM | FSD | 1 | 4/14/1923 12:00:00 AM
VA4760100 | PB | PBCU | 3Y | RT | Y | DS001 | LCR050 | 1405 WILMINGTON AVE | RICHMOND, CITY OF | DISTRIBUTION SYSTEM | FSD | 1 | 4/14/1923 12:00:00 AM
VA4760100 | TC | TC | MN | RT | Y | DS001 | TCR01 |  | RICHMOND, CITY OF | DISTRIBUTION SYSTEM |  | 450 | 4/14/1923 12:00:00 AM
VA4760100 | GE | FL2 | MN | ST | N | EP001 | EP001 | KORAH PS | RICHMOND, CITY OF | KORAH PS - ENTRY POINT NO 1 |  | 3 | 4/14/1923 12:00:00 AM
VA4760100 | GE | TOCA | MN | RT | Y | IN001 | RW001 | RAW WATER INTAKE | RICHMOND, CITY OF | RAW WATER INTAKE |  | 3 | 4/14/1923 12:00:00 AM
VA4760100 | GE | TOC | MN | RT | Y | TP001 | UP001 | TOC COMB. FILTER EFF | RICHMOND, CITY OF | RICHMOND WTP |  | 3 | 4/14/1923 12:00:00 AM
VA5007015 | TC | TC | QT | RT | Y | DS001 | TCR01 |  | ABC PRESCHOOL OF ARBOR BAPTIST CHURCH | DISTRIBUTION SYSTEM |  | 1 | 6/1/2016 12:00:00 AM
VA5007070 | TC | TC | QT | RT | Y | DS001 | TCR01 |  | AMELIA FAMILY CAMPGROUND | DISTRIBUTION SYSTEM |  | 1 | 7/18/2002 12:00:00 AM
VA5007135 | GE | THH5 | YR | RT | Y | DS001 | DBP01 | 10150 OLD RIVER DR | AMELIA COURTHOUSE | DISTRIBUTION |  | 1 | 6/1/2001 12:00:00 AM
VA5007135 | TC | TC | MN | RT | Y | DS001 | TCR01 |  | AMELIA COURTHOUSE | DISTRIBUTION |  | 9 | 6/1/2001 12:00:00 AM
VA5007135 | GE | ICMT | 3Y | RT | Y | EP001 | EP001 | WELL 1 ENTRY POINT TAP | AMELIA COURTHOUSE | ENTRY POINT TAP - WELL NO. 1 |  | 1 | 6/1/2001 12:00:00 AM
VA5007135 | GE | NIT | YR | RT | Y | EP001 | EP001 | WELL 1 ENTRY POINT TAP | AMELIA COURTHOUSE | ENTRY POINT TAP - WELL NO. 1 |  | 1 | 6/1/2001 12:00:00 AM
VA5007135 | GE | ICMT | 3Y | RT | Y | EP002 | EP002 | WELL 2 ENTRY POINT TAP | AMELIA COURTHOUSE | ENTRY POINT TAP - WELL NO. 2 |  | 1 | 6/1/2001 12:00:00 AM
VA5007135 | GE | ICMT | 3Y | RT | Y | EP004 | EP004 | WELL 4 ENTRY POINT TAP | AMELIA COURTHOUSE | ENTRY POINT TAP - WELL NO. 4 |  | 1 | 6/1/2001 12:00:00 AM
VA5007135 | GE | NIT | YR | RT | Y | EP005 | EP005 | WELL 5 ENTRY POINT TAP | AMELIA COURTHOUSE | ENTRY POINT TAP - WELL NO. 5 |  | 1 | 6/1/2001 12:00:00 AM
VA5007135 | GE | RADA | 6Y | RT | Y | EP006 | EP006 | WELL 6 ENTRY POINT TAP | AMELIA COURTHOUSE | ENTRY POINT TAP - WELL NO. 6 |  | 1 | 6/1/2001 12:00:00 AM
VA5007135 | GE | MPN | YR | RT | Y | WL001 | RW001 | WELL NO. 1 RAW TAP | AMELIA COURTHOUSE | WELL NO. 1 (4C) |  | 1 | 6/1/2001 12:00:00 AM
VA5007135 | GE | MPN | YR | RT | Y | WL004 | RW004 | WELL NO. 4 RAW TAP | AMELIA COURTHOUSE | WELL NO. 4 (4B2) |  | 1 | 6/1/2001 12:00:00 AM
VA5007135 | GE | MPN | YR | RT | Y | WL005 | RW005 | WELL NO. 5 RAW TAP | AMELIA COURTHOUSE | WELL NO. 5 (AME-S1) |  | 1 | 6/1/2001 12:00:00 AM
VA5007135 | GE | MPN | YR | RT | Y | WL006 | RW006 | WELL NO. 6 RAW TAP | AMELIA COURTHOUSE | WELL NO. 6 (AME-4I) |  | 1 | 6/1/2001 12:00:00 AM
VA5007150 | TC | TC | QT | RT | Y | DS001 | TCR01 |  | EL METATE MEXICAN RESTAURANT | DISTRIBUTION SYSTEM |  | 1 | 9/27/2019 12:00:00 AM
VA5007150 | GE | MPN | YR | RT | Y | WL001 | RW001 | WELL HEAD | EL METATE MEXICAN RESTAURANT | DRILLED WELL |  | 1 | 9/27/2019 12:00:00 AM
VA5007230 | TC | TC | QT | RT | Y | DS001 | TCR01 |  | JOURNEY COMMUNITY CENTER | DISTRIBUTION SYSTEM |  | 1 | 8/1/2016 12:00:00 AM
VA5007239 | TC | TC | QT | RT | Y | DS001 | TCR01 |  | DOLLAR GENERAL-AMELIA COURT HOUSE | DG - AMELIA DISTRIBUTION SYSTEM |  | 1 | 6/21/2023 12:00:00 AM
VA5007239 | GE | NIT | YR | RT | Y | EP001 | EP001 | ENTRY POINT | DOLLAR GENERAL-AMELIA COURT HOUSE | ENTRY POINT |  | 1 | 6/21/2023 12:00:00 AM
VA5007240 | TC | TC | QT | RT | Y | DS001 | TCR01 |  | DOLLAR GENERAL-JETERSVILLE | DG - JETERSVILLE DISTRIBUTION SYSTEM |  | 1 | 1/13/2023 12:00:00 AM
VA5007249 | TC | TC | QT | RT | Y | DS001 | TCR01 |  | ELLIOTTS COUNTRY STORE | DISTRIBUTION SYSTEM |  | 1 | 4/7/2025 12:00:00 AM
VA5007249 | GE | NIT | YR | RT | Y | EP001 | EP001 | ENTRY POINT TAP | ELLIOTTS COUNTRY STORE | ENTRY POINT TAP |  | 1 | 4/7/2025 12:00:00 AM
VA5009050 | GE | HAA5 | QT | RT | Y | DS001 | DBP03 | 122 DULWICH DRIVE | AMHERST, TOWN OF | DISTRIBUTION SYSTEM |  | 1 | 7/2/1963 12:00:00 AM
VA5009050 | GE | TTHM | QT | RT | Y | DS001 | DBP04 | SBC BPS-SUCTION | AMHERST, TOWN OF | DISTRIBUTION SYSTEM |  | 1 | 7/2/1963 12:00:00 AM
VA5009050 | PB | PBCU | 3Y | RT | Y | DS001 | LC001 | 158 LAKE DR | AMHERST, TOWN OF | DISTRIBUTION SYSTEM | FSD | 1 | 7/2/1963 12:00:00 AM
VA5009050 | PB | PBCU | 3Y | RT | Y | DS001 | LC008 | 172 PINE ST | AMHERST, TOWN OF | DISTRIBUTION SYSTEM | FSD | 1 | 7/2/1963 12:00:00 AM
VA5009050 | PB | PBCU | 3Y | RT | Y | DS001 | LC009 | 131 EPIPHANY CT | AMHERST, TOWN OF | DISTRIBUTION SYSTEM | FSD | 1 | 7/2/1963 12:00:00 AM
VA5009050 | PB | PBCU | 3Y | RT | Y | DS001 | LC014 | 148 WHITE HEAD DR | AMHERST, TOWN OF | DISTRIBUTION SYSTEM | FSD | 1 | 7/2/1963 12:00:00 AM
VA5009050 | PB | PBCU | 3Y | RT | Y | DS001 | LC022 | 159 BRIARHERST | AMHERST, TOWN OF | DISTRIBUTION SYSTEM | FSD | 1 | 7/2/1963 12:00:00 AM
VA5009050 | PB | PBCU | 3Y | RT | Y | DS001 | LC030 | 341 GRANDVIEW DRIVE | AMHERST, TOWN OF | DISTRIBUTION SYSTEM | FSD | 1 | 7/2/1963 12:00:00 AM
VA5009050 | PB | PBCU | 3Y | RT | Y | DS001 | LC031 | 201 SUNSET DRIVE | AMHERST, TOWN OF | DISTRIBUTION SYSTEM | FSD | 1 | 7/2/1963 12:00:00 AM
VA5009050 | PB | PBCU | 3Y | RT | Y | DS001 | LC032 | 282 RIDGE DRIVE | AMHERST, TOWN OF | DISTRIBUTION SYSTEM | FSD | 1 | 7/2/1963 12:00:00 AM
VA5009050 | PB | PBCU | 3Y | RT | Y | DS001 | LC035 | 119 DOGWOOD STREET | AMHERST, TOWN OF | DISTRIBUTION SYSTEM | FSD | 1 | 7/2/1963 12:00:00 AM
VA5009050 | PB | PBCU | 3Y | RT | Y | DS001 | LC036 | 150 HILLCREST DRIVE | AMHERST, TOWN OF | DISTRIBUTION SYSTEM | FSD | 1 | 7/2/1963 12:00:00 AM
VA5009050 | TC | TC | MN | RT | Y | DS001 | TCR01 |  | AMHERST, TOWN OF | DISTRIBUTION SYSTEM |  | 6 | 7/2/1963 12:00:00 AM
VA5009050 | GE | FRFL | MN | ST | N | EP001 | EP001 | PLANT TAP - FINISHED | AMHERST, TOWN OF | ENTRY POINT TAP |  | 3 | 7/2/1963 12:00:00 AM
VA5009050 | GE | NIT | YR | RT | Y | EP001 | EP001 | PLANT TAP - FINISHED | AMHERST, TOWN OF | ENTRY POINT TAP |  | 1 | 7/2/1963 12:00:00 AM
VA5009050 | GE | TOCA | QT | RT | Y | IN001 | RW001 | RAW WATER TAP | AMHERST, TOWN OF | BUFFALO RIVER INTAKE |  | 1 | 7/2/1963 12:00:00 AM
VA5009050 | GE | TOC | QT | RT | Y | TP001 | UP001 | COMBINED FILTER EFFLUENT | AMHERST, TOWN OF | TREATMENT PLANT |  | 1 | 7/2/1963 12:00:00 AM
VA5009051 | TC | TC | QT | RT | Y | DS001 | TCR01 |  | APPLE MARKET | DISTRIBUTION SYSTEM |  | 1 | 5/2/2016 12:00:00 AM
VA5009051 | GE | NIT | YR | RT | Y | EP001 | EP001 | ENTRY POINT TAP | APPLE MARKET | ENTRY POINT TAP |  | 1 | 5/2/2016 12:00:00 AM
VA5009065 | PB | PBCU | 3Y | RT | Y | DS001 | LC001 | NO. 16 | WOODLAND MOBILE HOME PARK | DISTRIBUTION SYSTEM | FSD | 1 | 1/20/1987 12:00:00 AM
VA5009065 | PB | PBCU | 3Y | RT | Y | DS001 | LC002 | NO. 36 | WOODLAND MOBILE HOME PARK | DISTRIBUTION SYSTEM | FSD | 1 | 1/20/1987 12:00:00 AM
VA5009065 | PB | PBCU | 3Y | RT | Y | DS001 | LC004 | NO. 31 | WOODLAND MOBILE HOME PARK | DISTRIBUTION SYSTEM | FSD | 1 | 1/20/1987 12:00:00 AM
VA5009065 | PB | PBCU | 3Y | RT | Y | DS001 | LC005 | NO. 35 | WOODLAND MOBILE HOME PARK | DISTRIBUTION SYSTEM | FSD | 1 | 1/20/1987 12:00:00 AM
VA5009065 | PB | PBCU | 3Y | RT | Y | DS001 | LC008 | NO. 18 | WOODLAND MOBILE HOME PARK | DISTRIBUTION SYSTEM | FSD | 1 | 1/20/1987 12:00:00 AM
VA5009065 | TC | TC | MN | RT | Y | DS001 | TCR01 |  | WOODLAND MOBILE HOME PARK | DISTRIBUTION SYSTEM |  | 3 | 1/20/1987 12:00:00 AM
VA5009065 | GE | NIT | YR | RT | Y | EP001 | EP001 | ENTRY POINT TAP | WOODLAND MOBILE HOME PARK | ENTRY POINT |  | 1 | 1/20/1987 12:00:00 AM
VA5009250 | GE | THH5 | QT | RT | Y | DS001 | DBP03 | ABBITTS GARAGE | AMHERST CO SERVICE AUTHORITY (ACSA) | DISTRIBUTION SYSTEM |  | 1 | 4/24/1979 12:00:00 AM
VA5009250 | GE | THH5 | QT | RT | Y | DS001 | DBP05 | EBENEZER ROAD | AMHERST CO SERVICE AUTHORITY (ACSA) | DISTRIBUTION SYSTEM |  | 1 | 4/24/1979 12:00:00 AM
VA5009250 | GE | THH5 | QT | RT | Y | DS001 | DBP06 | KENTMOOR FARM RD | AMHERST CO SERVICE AUTHORITY (ACSA) | DISTRIBUTION SYSTEM |  | 1 | 4/24/1979 12:00:00 AM
VA5009250 | GE | THH5 | QT | RT | Y | DS001 | DBP07 | ELON ROAD | AMHERST CO SERVICE AUTHORITY (ACSA) | DISTRIBUTION SYSTEM |  | 1 | 4/24/1979 12:00:00 AM
VA5009250 | TC | TC | MN | RT | Y | DS001 | TCR01 |  | AMHERST CO SERVICE AUTHORITY (ACSA) | DISTRIBUTION SYSTEM |  | 45 | 4/24/1979 12:00:00 AM
VA5009250 | GE | FRFL | MN | ST | N | EP001 | EP001 | FINISHED WATER | AMHERST CO SERVICE AUTHORITY (ACSA) | ENTRY POINT TAP |  | 3 | 4/24/1979 12:00:00 AM
VA5009250 | GE | NIT | YR | RT | Y | EP001 | EP001 | FINISHED WATER | AMHERST CO SERVICE AUTHORITY (ACSA) | ENTRY POINT TAP |  | 1 | 4/24/1979 12:00:00 AM
VA5009250 | GE | TOCA | QT | RT | Y | IN003 | RW001 | COMBINED INTAKE - SAMPLING | AMHERST CO SERVICE AUTHORITY (ACSA) | COMBINED INTAKE - SAMPLING |  | 1 | 4/24/1979 12:00:00 AM
VA5009250 | GE | TOC | QT | RT | Y | TP001 | UP001 | CLEARWELL TAP | AMHERST CO SERVICE AUTHORITY (ACSA) | TREATMENT PLANT |  | 1 | 4/24/1979 12:00:00 AM
VA5009300 | GE | THH5 | 3Y | RT | Y | DS001 | DBP01 | 111 RIDGECREST DRIVE | ORCHARD HILLS ESTATES | DISTRIBUTION SYSTEM |  | 1 | 6/6/1975 12:00:00 AM
VA5009300 | TC | TC | MN | RT | Y | DS001 | TCR01 |  | ORCHARD HILLS ESTATES | DISTRIBUTION SYSTEM |  | 3 | 6/6/1975 12:00:00 AM
VA5009300 | GE | NIT | YR | RT | Y | EP001 | EP001 | PLANT TAP - FINISHED | ORCHARD HILLS ESTATES | ENTRY POINT TAP |  | 1 | 6/6/1975 12:00:00 AM
VA5009300 | GE | MPN | YR | RT | Y | WL001 | RW001 | WELL HEAD | ORCHARD HILLS ESTATES | WELL NO. 1 |  | 1 | 6/6/1975 12:00:00 AM
VA5009300 | GE | MPN | YR | RT | Y | WL002 | RW002 | WELL HEAD | ORCHARD HILLS ESTATES | WELL NO. 2 |  | 1 | 6/6/1975 12:00:00 AM
VA5009340 | TC | TC | MN | RT | Y | DS001 | TCR01 |  | EDITH`S CAFE | DISTRIBUTION SYSTEM |  | 3 | 10/30/2015 12:00:00 AM
VA5009340 | GE | NIT | YR | RT | Y | EP001 | EP001 | ENT SAMPLING STATION | EDITH`S CAFE | ENTRY POINT TAP |  | 1 | 10/30/2015 12:00:00 AM
VA5009380 | TC | TC | MN | RT | Y | DS001 | TCR01 |  | TEMPERANCE ELEMENTARY SCHOOL | DISTRIBUTION SYSTEM |  | 3 | 1/14/1991 12:00:00 AM
VA5009380 | GE | NIT | YR | RT | Y | EP001 | EP001 | PLANT TAP - FINISHED | TEMPERANCE ELEMENTARY SCHOOL | ENTRY POINT TAP |  | 1 | 1/14/1991 12:00:00 AM
VA5009385 | TC | TC | QT | RT | Y | DS001 | TCR01 |  | THE AMHERST CORNER | DISTRIBUTION SYSTEM |  | 1 | 2/6/2018 12:00:00 AM
VA5009390 | TC | TC | QT | RT | Y | DS001 | TCR01 |  | UKROP CONFERENCE CENTER | DISTRIBUTION SYSTEM |  | 1 | 7/18/2003 12:00:00 AM
VA5009390 | GE | NIT | YR | RT | Y | EP001 | EP001 | PLANT TAP | UKROP CONFERENCE CENTER | ENTRY POINT TAP |  | 1 | 7/18/2003 12:00:00 AM
VA5009400 | TC | TC | MN | RT | Y | DS001 | TCR01 |  | GREIF RIVERVILLE | DISTRIBUTION SYSTEM |  | 3 | 6/24/1977 12:00:00 AM
VA5009400 | GE | NIT | YR | RT | Y | EP001 | EP001 | PLANT TAP | GREIF RIVERVILLE | ENTRY POINT |  | 1 | 6/24/1977 12:00:00 AM
VA5009404 | TC | TC | QT | RT | Y | DS001 | TCR01 |  | LYNCHBURG NW/BLUE RIDGE PARKWAY KOA | DISTRIBUTION SYSTEM |  | 1 | 9/10/1998 12:00:00 AM
VA5009404 | GE | MPN | YR | RT | Y | WL001 | RW001 | RAW WATER SAMPLE TAP | LYNCHBURG NW/BLUE RIDGE PARKWAY KOA | WELL NO. 1 |  | 1 | 9/10/1998 12:00:00 AM
VA5009410 | TC | TC | MN | RT | Y | DS001 | TCR01 |  | WINTON FARM | DISTRIBUTION SYSTEM |  | 3 | 5/22/2002 12:00:00 AM
VA5009410 | GE | NIT | YR | RT | Y | EP001 | EP001 | TANK ROOM TAP | WINTON FARM | ENTRY POINT TAP |  | 1 | 5/22/2002 12:00:00 AM
VA5009420 | TC | TC | QT | RT | Y | DS001 | TCR01 |  | CROSSROADS CAMP | DISTRIBUTION SYSTEM |  | 1 | 5/22/2002 12:00:00 AM
VA5009420 | GE | NIT | YR | RT | Y | EP001 | EP001 | PLANT TAP | CROSSROADS CAMP | ENTRY POINT TAP |  | 1 | 5/22/2002 12:00:00 AM
VA5011045 | TC | TC | QT | RT | Y | DS001 | TCR01 |  | APPOMATTOX COUNTY COMMUNITY PARK | DISTRIBUTION SYSTEM |  | 1 | 7/7/2011 12:00:00 AM
VA5011045 | GE | NIT | YR | RT | Y | EP001 | EP001 | ENTRY POINT TAP | APPOMATTOX COUNTY COMMUNITY PARK | ENTRY POINT TAP |  | 1 | 7/7/2011 12:00:00 AM
VA5011050 | GE | TTHM | QT | RT | Y | DS001 | DBP01 | WALTON PLACE HYDRANT | APPOMATTOX WATER SYSTEM | DISTRIBUTION SYSTEM |  | 1 | 1/7/1998 12:00:00 AM
VA5011050 | GE | HAA5 | QT | RT | Y | DS001 | DBP02 | PUMP SUCTION LINE | APPOMATTOX WATER SYSTEM | DISTRIBUTION SYSTEM |  | 1 | 1/7/1998 12:00:00 AM
VA5011050 | TC | TC | MN | RT | Y | DS001 | TCR01 |  | APPOMATTOX WATER SYSTEM | DISTRIBUTION SYSTEM |  | 6 | 1/7/1998 12:00:00 AM
VA5011050 | TC | TC | QT | SP | Y | DS001 | TCR01 |  | APPOMATTOX WATER SYSTEM | DISTRIBUTION SYSTEM |  | 3 | 1/7/1998 12:00:00 AM
VA5011050 | GE | NIT | YR | RT | Y | EP005 | EP005 | WELL NO. 5 ENTRY | APPOMATTOX WATER SYSTEM | ENTRY POINT TAP WELL NO.5 |  | 1 | 1/7/1998 12:00:00 AM
VA5011050 | GE | RADA | 6Y | RT | Y | EP005 | EP005 | WELL NO. 5 ENTRY | APPOMATTOX WATER SYSTEM | ENTRY POINT TAP WELL NO.5 |  | 1 | 1/7/1998 12:00:00 AM
VA5011050 | GE | RADA | 6Y | RT | Y | EP039 | EP039 | WELL 39 EP TAP | APPOMATTOX WATER SYSTEM | ENTRY POINT TAP WELL NO. 39 |  | 1 | 1/7/1998 12:00:00 AM
VA5011050 | GE | VOC | 3Y | RT | Y | EP039 | EP039 | WELL 39 EP TAP | APPOMATTOX WATER SYSTEM | ENTRY POINT TAP WELL NO. 39 |  | 1 | 1/7/1998 12:00:00 AM
VA5011050 | GE | ICMT | 3Y | RT | Y | EP041 | EP041 | WELL NO. 41 ENTRY | APPOMATTOX WATER SYSTEM | ENTRY POINT TAP WELL NO. 41 |  | 1 | 1/7/1998 12:00:00 AM
VA5011050 | GE | RADA | 6Y | RT | Y | EP041 | EP041 | WELL NO. 41 ENTRY | APPOMATTOX WATER SYSTEM | ENTRY POINT TAP WELL NO. 41 |  | 1 | 1/7/1998 12:00:00 AM
VA5011050 | GE | MPN | QT | SP | N | WL005 | RW005 | WL005 WELL HEAD | APPOMATTOX WATER SYSTEM | WELL NO. 5 |  | 1 | 1/7/1998 12:00:00 AM
VA5011050 | GE | MPN | QT | SP | N | WL039 | RW039 | WL039 WELL HEAD | APPOMATTOX WATER SYSTEM | WELL NO.39 |  | 1 | 1/7/1998 12:00:00 AM
VA5011050 | GE | MPN | QT | SP | N | WL041 | RW041 | WL041 WELL HEAD | APPOMATTOX WATER SYSTEM | WELL NO. 41 |  | 1 | 1/7/1998 12:00:00 AM
VA5011058 | TC | TC | QT | RT | Y | DS001 | TCR01 |  | BALANCE WAREHOUSE LLC | DISTRIBUTION SYSTEM |  | 1 | 6/20/2023 12:00:00 AM
VA5011058 | GE | NIT | YR | RT | Y | EP001 | EP001 | ENTRY POINT TAP | BALANCE WAREHOUSE LLC | ENTRY POINT TAP |  | 1 | 6/20/2023 12:00:00 AM
VA5011104 | PB | PBCU | 3Y | RT | Y | DS001 | LC001 | ART ROOM SINK | CORNERSTONE CHRISTIAN ACADEMY | DISTRIBUTION SYSTEM | FSD | 1 | 10/14/2009 12:00:00 AM
VA5011104 | PB | PBCU | 3Y | RT | Y | DS001 | LC002 | STAFF RESTROOM 1 | CORNERSTONE CHRISTIAN ACADEMY | DISTRIBUTION SYSTEM | FSD | 1 | 10/14/2009 12:00:00 AM
VA5011104 | PB | PBCU | 3Y | RT | Y | DS001 | LC003 | STAFF RESTROOM 2 | CORNERSTONE CHRISTIAN ACADEMY | DISTRIBUTION SYSTEM | FSD | 1 | 10/14/2009 12:00:00 AM
VA5011104 | PB | PBCU | 3Y | RT | Y | DS001 | LC004 | STAFF RESTROOM 3 | CORNERSTONE CHRISTIAN ACADEMY | DISTRIBUTION SYSTEM | FSD | 1 | 10/14/2009 12:00:00 AM
VA5011104 | PB | PBCU | 3Y | RT | Y | DS001 | LC005 | KITCHEN | CORNERSTONE CHRISTIAN ACADEMY | DISTRIBUTION SYSTEM | FSD | 1 | 10/14/2009 12:00:00 AM
VA5011104 | TC | TC | MN | RT | Y | DS001 | TCR01 |  | CORNERSTONE CHRISTIAN ACADEMY | DISTRIBUTION SYSTEM |  | 3 | 10/14/2009 12:00:00 AM
VA5011108 | TC | TC | QT | RT | Y |  |  |  | D. C. MINI MART |  |  | 1 | 12/9/2024 12:00:00 AM
VA5011120 | TC | TC | QT | RT | Y | DS001 | TCR01 |  | FALLING RIVER COUNTRY CLUB | DISTRIBUTION SYSTEM |  | 1 | 7/16/2002 12:00:00 AM
VA5011200 | TC | TC | QT | RT | Y | DS001 | TCR01 |  | HOLLIDAY LAKE STATE PARK | DISTRIBUTION SYSTEM |  | 1 | 6/24/1977 12:00:00 AM
VA5011200 | GE | MPN | YR | RT | Y | WL001 | RW001 | WELL NO.1 RAW WATER | HOLLIDAY LAKE STATE PARK | WELL NO. 1 |  | 1 | 6/24/1977 12:00:00 AM
VA5011200 | GE | MPN | YR | RT | Y | WL002 | RW002 | WELL NO.2 RAW WATER | HOLLIDAY LAKE STATE PARK | WELL NO. 2 |  | 1 | 6/24/1977 12:00:00 AM
VA5011201 | TC | TC | QT | RT | Y | DS001 | TCR01 |  | HOLIDAY LAKE 4-H EDUCATIONAL CENTER | DISTRIBUTION SYSTEM |  | 1 | 7/16/2002 12:00:00 AM
VA5011201 | GE | NIT | YR | RT | Y | EP001 | EP001 | ENTRY POINT TAP | HOLIDAY LAKE 4-H EDUCATIONAL CENTER | SAMPLING STATION |  | 1 | 7/16/2002 12:00:00 AM
VA5011201 | GE | MPN | YR | RT | Y | WL001 | RW001 | RAW WATER SAMPLE TAP | HOLIDAY LAKE 4-H EDUCATIONAL CENTER | DRILLED WELL NO. 3 |  | 1 | 7/16/2002 12:00:00 AM
VA5011400 | PB | PBCU | 3Y | RT | Y | DS001 | LC010 | 110 PECAN ST | PAMPLIN CITY, TOWN OF | DISTRIBUTION | FSD | 1 | 2/7/1975 12:00:00 AM
VA5011400 | PB | PBCU | 3Y | RT | Y | DS001 | LC015 | 250 RALPH STREET | PAMPLIN CITY, TOWN OF | DISTRIBUTION | FSD | 1 | 2/7/1975 12:00:00 AM
VA5011400 | PB | PBCU | 3Y | RT | Y | DS001 | LC016 | 16672 THOMAS JEFFERSON HIGHWAY | PAMPLIN CITY, TOWN OF | DISTRIBUTION | FSD | 1 | 2/7/1975 12:00:00 AM
VA5011400 | PB | PBCU | 3Y | RT | Y | DS001 | LC017 | 247 CLAYPIPE DRIVE | PAMPLIN CITY, TOWN OF | DISTRIBUTION | FSD | 1 | 2/7/1975 12:00:00 AM
VA5011400 | PB | PBCU | 3Y | RT | Y | DS001 | LC018 | 2090 PAMPLIN ROAD | PAMPLIN CITY, TOWN OF | DISTRIBUTION | FSD | 1 | 2/7/1975 12:00:00 AM
VA5011400 | TC | TC | MN | RT | Y | DS001 | TCR01 |  | PAMPLIN CITY, TOWN OF | DISTRIBUTION |  | 3 | 2/7/1975 12:00:00 AM
VA5011400 | GE | ICMT | 3Y | RT | Y | EP001 | EP001 | WELL NO. 2 ENTRY | PAMPLIN CITY, TOWN OF | ENTRY POINT TAP -WELL NO. 2 |  | 1 | 2/7/1975 12:00:00 AM
VA5011400 | GE | NIT | YR | RT | Y | EP001 | EP001 | WELL NO. 2 ENTRY | PAMPLIN CITY, TOWN OF | ENTRY POINT TAP -WELL NO. 2 |  | 1 | 2/7/1975 12:00:00 AM
VA5011400 | GE | VOC | 3Y | RT | Y | EP001 | EP001 | WELL NO. 2 ENTRY | PAMPLIN CITY, TOWN OF | ENTRY POINT TAP -WELL NO. 2 |  | 1 | 2/7/1975 12:00:00 AM
VA5011400 | GE | ICMT | 3Y | RT | Y | EP002 | EP002 | WELL NO.6 ENTRY | PAMPLIN CITY, TOWN OF | ENTRY POINT TAP -WELL NO. 6 |  | 1 | 2/7/1975 12:00:00 AM
VA5011400 | GE | NIT | YR | RT | Y | EP002 | EP002 | WELL NO.6 ENTRY | PAMPLIN CITY, TOWN OF | ENTRY POINT TAP -WELL NO. 6 |  | 1 | 2/7/1975 12:00:00 AM
VA5011400 | GE | ICMT | 3Y | RT | Y | EP003 | EP003 | WELL NO. 7 TAP | PAMPLIN CITY, TOWN OF | ENTRY POINT TAP - WELL NO. 7 |  | 1 | 2/7/1975 12:00:00 AM
VA5011400 | GE | NIT | YR | RT | Y | EP003 | EP003 | WELL NO. 7 TAP | PAMPLIN CITY, TOWN OF | ENTRY POINT TAP - WELL NO. 7 |  | 1 | 2/7/1975 12:00:00 AM
VA5011400 | GE | VOC | 3Y | RT | Y | EP003 | EP003 | WELL NO. 7 TAP | PAMPLIN CITY, TOWN OF | ENTRY POINT TAP - WELL NO. 7 |  | 1 | 2/7/1975 12:00:00 AM
VA5011410 | TC | TC | QT | RT | Y | DS001 | TCR01 |  | MOOSE LODGE 975 | DISTRIBUTION SYSTEM |  | 1 | 7/24/2002 12:00:00 AM
VA5011410 | GE | NIT | YR | RT | Y | EP001 | EP001 | ENT SAMPLING STATION | MOOSE LODGE 975 | ENTRY POINT TAP |  | 1 | 7/24/2002 12:00:00 AM
VA5011454 | TC | TC | QT | RT | Y | DS001 | TCR01 |  | PARADISE LAKE, SECTION 1 | DISTRIBUTION SYSTEM |  | 1 | 7/16/2002 12:00:00 AM
VA5011455 | TC | TC | MN | RT | Y | DS001 | TCR01 |  | PARADISE LAKE, SECTION 2 | DISTRIBUTION SYSTEM |  | 3 | 11/6/2008 12:00:00 AM
VA5019012 | TC | TC | QT | RT | Y | DS001 | TCR01 |  | APPLE MARKET #511 | DISTRIBUTION SYSTEM |  | 1 | 10/17/2016 12:00:00 AM
VA5019035 | TC | TC | QT | RT | Y | DS001 | TCR01 |  | VIRGINIA DARE CRUISES AND MARINA | DISTRIBUTION SYSTEM |  | 1 | 9/12/2016 12:00:00 AM
VA5019052 | GE | THH5 | QT | RT | Y | DS001 | DBP01 | 1700 BRIDGEWATER BAY DRIVE- LAKES AREA | BEDFORD REGIONAL WATER AUTHORITY (BRWA) | BRWA DISTRIBUTION SYSTEM |  | 1 | 7/24/2017 12:00:00 AM
VA5019052 | GE | THH5 | QT | RT | Y | DS001 | DBP09 | 2052 LAKE RETREAT ROAD-LAKES AREA | BEDFORD REGIONAL WATER AUTHORITY (BRWA) | BRWA DISTRIBUTION SYSTEM |  | 1 | 7/24/2017 12:00:00 AM
VA5019052 | TC | TC | MN | RT | Y | DS001 | TCR01 |  | BEDFORD REGIONAL WATER AUTHORITY (BRWA) | BRWA DISTRIBUTION SYSTEM |  | 120 | 7/24/2017 12:00:00 AM
VA5019052 | GE | THH5 | QT | RT | Y | DS002 | DBP03 | 1489 BOXWOOD TERRACE- TOWN AREA | BEDFORD REGIONAL WATER AUTHORITY (BRWA) | BEDFORD CENTRAL PRESS ZONE |  | 1 | 7/24/2017 12:00:00 AM
VA5019052 | GE | THH5 | QT | RT | Y | DS002 | DBP04 | 730 INDUSTRIAL AVE-(S.STATION) | BEDFORD REGIONAL WATER AUTHORITY (BRWA) | BEDFORD CENTRAL PRESS ZONE |  | 1 | 7/24/2017 12:00:00 AM
VA5019052 | GE | THH5 | QT | RT | Y | DS002 | DBP05 | MCGHEE ST. AND BELLTOWN RD- TOWN AREA | BEDFORD REGIONAL WATER AUTHORITY (BRWA) | BEDFORD CENTRAL PRESS ZONE |  | 1 | 7/24/2017 12:00:00 AM
VA5019052 | GE | THH5 | QT | RT | Y | DS003 | DBP13 | 1151 WILLIAMS CROSSING-SAMPLE STATION | BEDFORD REGIONAL WATER AUTHORITY (BRWA) | FOREST CENTRAL PRESS. ZONE |  | 1 | 7/24/2017 12:00:00 AM
VA5019052 | GE | THH5 | QT | RT | Y | DS003 | DBP14 | 6861 COTTONTOWN ROAD-SAMPLE STATION | BEDFORD REGIONAL WATER AUTHORITY (BRWA) | FOREST CENTRAL PRESS. ZONE |  | 1 | 7/24/2017 12:00:00 AM
VA5019052 | GE | THH5 | QT | RT | Y | DS003 | DBP15 | 133 SUNSET RIDGE ROAD-SAMPLE STATION | BEDFORD REGIONAL WATER AUTHORITY (BRWA) | FOREST CENTRAL PRESS. ZONE |  | 1 | 7/24/2017 12:00:00 AM
VA5019052 | GE | FL2 | MN | ST | N | EP001 | EP001 | BEDFORD CENTRAL WTP FINISH TAP | BEDFORD REGIONAL WATER AUTHORITY (BRWA) | BEDFORD CENTRAL WTP ENTRY POINT TAP |  | 3 | 7/24/2017 12:00:00 AM
VA5019052 | GE | ICMT | YR | RT | Y | EP001 | EP001 | BEDFORD CENTRAL WTP FINISH TAP | BEDFORD REGIONAL WATER AUTHORITY (BRWA) | BEDFORD CENTRAL WTP ENTRY POINT TAP |  | 1 | 7/24/2017 12:00:00 AM
VA5019052 | GE | NIT | YR | RT | Y | EP001 | EP001 | BEDFORD CENTRAL WTP FINISH TAP | BEDFORD REGIONAL WATER AUTHORITY (BRWA) | BEDFORD CENTRAL WTP ENTRY POINT TAP |  | 1 | 7/24/2017 12:00:00 AM
VA5019052 | GE | VOC | YR | RT | Y | EP001 | EP001 | BEDFORD CENTRAL WTP FINISH TAP | BEDFORD REGIONAL WATER AUTHORITY (BRWA) | BEDFORD CENTRAL WTP ENTRY POINT TAP |  | 1 | 7/24/2017 12:00:00 AM
VA5019052 | GE | TOCA | MN | RT | Y | IN003 | RW001 | COMBINED INTAKE- SAMPLING | BEDFORD REGIONAL WATER AUTHORITY (BRWA) | COMBINED INTAKE- SAMPLING |  | 3 | 7/24/2017 12:00:00 AM
VA5019052 | GE | TOC | MN | RT | Y | TP001 | UP001 | CFE TAP | BEDFORD REGIONAL WATER AUTHORITY (BRWA) | BEDFORD CENTRAL WTP |  | 3 | 7/24/2017 12:00:00 AM
VA5019071 | TC | TC | MN | RT | Y | DS001 | TCR01 |  | BIG ISLAND ELEMENTARY SCHOOL | DISTRIBUTION SYSTEM |  | 3 | 12/8/1997 12:00:00 AM
VA5019147 | TC | TC | QT | RT | Y | DS001 | TCR01 |  | WHITE HOUSE CORNER COMPLEX | DISTRIBUTION SYSTEM |  | 1 | 12/16/1997 12:00:00 AM
VA5019158 | TC | TC | QT | RT | Y | DS001 | TCR01 |  | CRYSTAL SHORES MARINA | DISTRIBUTION SYSTEM |  | 1 | 9/15/2016 12:00:00 AM
VA5019189 | TC | TC | QT | RT | Y | DS001 | TCR01 |  | DOLLAR GENERAL-BODY CAMP | DISTRIBTUION SYSTEM |  | 1 | 7/28/2023 12:00:00 AM
VA5019189 | GE | NIT | YR | RT | Y | EP001 | EP001 | ENTRY POINT TAP | DOLLAR GENERAL-BODY CAMP | ENTRY POINT TAP |  | 1 | 7/28/2023 12:00:00 AM
VA5019189 | GE | MPN | YR | RT | Y | WL001 | RW001 | WELL NO. 1 | DOLLAR GENERAL-BODY CAMP | WELL NO. 1 |  | 1 | 7/28/2023 12:00:00 AM
VA5019190 | TC | TC | QT | RT | Y | DS001 | TCR01 |  | DOLLAR GENERAL-VINTON | DISTRIBUTION SYSTEM |  | 1 | 6/21/2023 12:00:00 AM
VA5019190 | GE | NIT | YR | RT | Y | EP001 | EP001 | ENTRY POINT TAP | DOLLAR GENERAL-VINTON | ENTRY POINT TAP |  | 1 | 6/21/2023 12:00:00 AM
VA5019250 | GE | THH5 | QT | RT | Y | DS001 | DBP01 | VOIGHT CENTER | EAGLE EYRIE BAPTIST CONFERENCE CENTER | DISTRIBUTION SYSTEM |  | 1 | 12/16/1997 12:00:00 AM
VA5019250 | TC | TC | MN | RT | Y | DS001 | TCR01 |  | EAGLE EYRIE BAPTIST CONFERENCE CENTER | DISTRIBUTION SYSTEM |  | 3 | 12/16/1997 12:00:00 AM
VA5019250 | GE | TOCA | QT | RT | Y | IN001 | RW001 | INTAKE - FLEMING MT RESERVOIR | EAGLE EYRIE BAPTIST CONFERENCE CENTER | INTAKE - FLEMING MT RESERVOIR |  | 1 | 12/16/1997 12:00:00 AM
VA5019250 | GE | TOC | QT | RT | Y | TP001 | UP001 | CFE TAP | EAGLE EYRIE BAPTIST CONFERENCE CENTER | TREATMENT PLANT |  | 1 | 12/16/1997 12:00:00 AM
VA5019340 | TC | TC | MN | RT | Y | DS001 | TCR01 |  | GP BIG ISLAND | DISTRIBUTION SYSTEM |  | 3 | 3/20/1997 12:00:00 AM
VA5019340 | GE | VOC | YR | RT | Y | EP001 | EP001 | PLANT TAP- FINISHED | GP BIG ISLAND | ENTRY POINT |  | 1 | 3/20/1997 12:00:00 AM
VA5019340 | GE | MPN | YR | RT | Y | WL001 | RW001 | WELL HEAD | GP BIG ISLAND | WELL NO. 1 |  | 1 | 3/20/1997 12:00:00 AM
VA5019340 | GE | MPN | YR | RT | Y | WL004 | RW004 | WELL HEAD | GP BIG ISLAND | WELL NO. 4 |  | 1 | 3/20/1997 12:00:00 AM
VA5019340 | GE | MPN | YR | RT | Y | WL005 | RW005 | WELL NO. 5 | GP BIG ISLAND | WELL NO. 5 |  | 1 | 3/20/1997 12:00:00 AM
VA5019340 | GE | MPN | YR | RT | Y | WL006 | RW006 | WELL NO. 6 | GP BIG ISLAND | WELL NO. 6 |  | 1 | 3/20/1997 12:00:00 AM
VA5019340 | GE | THH5 | 3Y | RT | Y | DS001 | DBP01 | LINER MILL WTR FOUNT | GP BIG ISLAND | DISTRIBUTION SYSTEM |  | 1 | 1997-03-20
VA5019358 | TC | TC | QT | RT | Y | DS001 | TCR01 |  | HANNABASS CAMPGROUND | DISTRIBUTION SYSTEM |  | 1 | 12/4/2017 12:00:00 AM
VA5019360 | PB | PBCU | 3Y | RT | Y | DS001 | LC001 | 204 HARBOR RIDGE RD | HARBOR RIDGE HOMEOWNERS ASSOCIATION, INC | DISTRIBUTION SYSTEM | FSD | 1 | 12/19/1997 12:00:00 AM
VA5019360 | PB | PBCU | 3Y | RT | Y | DS001 | LC002 | 506 HARBOR RIDGE RD | HARBOR RIDGE HOMEOWNERS ASSOCIATION, INC | DISTRIBUTION SYSTEM | FSD | 1 | 12/19/1997 12:00:00 AM
VA5019360 | PB | PBCU | 3Y | RT | Y | DS001 | LC003 | 403 HARBOR RIDGE RD | HARBOR RIDGE HOMEOWNERS ASSOCIATION, INC | DISTRIBUTION SYSTEM | FSD | 1 | 12/19/1997 12:00:00 AM
VA5019360 | PB | PBCU | 3Y | RT | Y | DS001 | LC004 | 303 HARBOR RIDGE RD | HARBOR RIDGE HOMEOWNERS ASSOCIATION, INC | DISTRIBUTION SYSTEM | FSD | 1 | 12/19/1997 12:00:00 AM
VA5019360 | PB | PBCU | 3Y | RT | Y | DS001 | LC005 | 104 HARBOR RIDGE RD | HARBOR RIDGE HOMEOWNERS ASSOCIATION, INC | DISTRIBUTION SYSTEM | FSD | 1 | 12/19/1997 12:00:00 AM
VA5019360 | TC | TC | MN | RT | Y | DS001 | TCR01 |  | HARBOR RIDGE HOMEOWNERS ASSOCIATION, INC | DISTRIBUTION SYSTEM |  | 3 | 12/19/1997 12:00:00 AM
VA5019360 | GE | ICMT | 3Y | RT | Y | EP001 | EP001 | PLANT TAP- FINISHED | HARBOR RIDGE HOMEOWNERS ASSOCIATION, INC | ENTRY POINT |  | 1 | 12/19/1997 12:00:00 AM
VA5019360 | GE | NIT | YR | RT | Y | EP001 | EP001 | PLANT TAP- FINISHED | HARBOR RIDGE HOMEOWNERS ASSOCIATION, INC | ENTRY POINT |  | 1 | 12/19/1997 12:00:00 AM
VA5019360 | GE | RADA | 6Y | RT | Y | EP001 | EP001 | PLANT TAP- FINISHED | HARBOR RIDGE HOMEOWNERS ASSOCIATION, INC | ENTRY POINT |  | 1 | 12/19/1997 12:00:00 AM
VA5019360 | GE | MPN | YR | RT | Y | WL001 | RW001 | WELL HEAD | HARBOR RIDGE HOMEOWNERS ASSOCIATION, INC | WELL NO. 1 |  | 1 | 12/19/1997 12:00:00 AM
VA5019360 | GE | THH5 | 3Y | RT | Y | DS001 | DBP01 | UNIT 501 | HARBOR RIDGE HOMEOWNERS ASSOCIATION, INC | DISTRIBUTION SYSTEM |  | 1 | 1997-12-19
VA5019365 | TC | TC | MN | RT | Y | DS001 | TCR01 |  | H&H RESTAURANT | DISTRIBUTION SYSTEM |  | 3 | 10/31/2016 12:00:00 AM
VA5019370 | PB | PBCU | 3Y | RT | Y | DS001 | LC001 | 1093 WOOD STOVE LN | STALLION RUN ESTATES | DISTRIBUTION SYSTEM | FSD | 1 | 12/19/1997 12:00:00 AM
VA5019370 | PB | PBCU | 3Y | RT | Y | DS001 | LC002 | 1057 INGLESIDE RD | STALLION RUN ESTATES | DISTRIBUTION SYSTEM | FSD | 1 | 12/19/1997 12:00:00 AM
VA5019370 | PB | PBCU | 3Y | RT | Y | DS001 | LC003 | 1112 WOOD STOVE LN | STALLION RUN ESTATES | DISTRIBUTION SYSTEM | FSD | 1 | 12/19/1997 12:00:00 AM
VA5019370 | PB | PBCU | 3Y | RT | Y | DS001 | LC004 | 1111 WOOD STOVE LN | STALLION RUN ESTATES | DISTRIBUTION SYSTEM | FSD | 1 | 12/19/1997 12:00:00 AM
VA5019370 | PB | PBCU | 3Y | RT | Y | DS001 | LC005 | 1094 WOOD STOVE LN | STALLION RUN ESTATES | DISTRIBUTION SYSTEM | FSD | 1 | 12/19/1997 12:00:00 AM
VA5019370 | TC | TC | MN | RT | Y | DS001 | TCR01 |  | STALLION RUN ESTATES | DISTRIBUTION SYSTEM |  | 3 | 12/19/1997 12:00:00 AM
VA5019370 | GE | CYN | 9Y | RT | Y | EP001 | EP001 | PLANT TAP - FINISHED | STALLION RUN ESTATES | ENTRY POINT |  | 1 | 12/19/1997 12:00:00 AM
VA5019370 | GE | RADA | 6Y | RT | Y | EP001 | EP001 | PLANT TAP - FINISHED | STALLION RUN ESTATES | ENTRY POINT |  | 1 | 12/19/1997 12:00:00 AM
VA5019379 | TC | TC | MN | RT | Y | DS001 | TCR01 |  | HARDY ROAD TRAILER PARK, SECTION 2 | DISTRIBUTION SYSTEM |  | 3 | 12/22/1997 12:00:00 AM
VA5019379 | GE | VOC | YR | RT | Y | EP005 | EP005 | PLANT TAP - FINISHED | HARDY ROAD TRAILER PARK, SECTION 2 | ENTRY POINT |  | 1 | 12/22/1997 12:00:00 AM
VA5019379 | GE | MPN | YR | RT | Y | WL002 | RW002 | WL002 WELL HEAD | HARDY ROAD TRAILER PARK, SECTION 2 | WELL NO. 2 |  | 1 | 12/22/1997 12:00:00 AM
VA5019379 | GE | MPN | YR | RT | Y | WL005 | RW005 | WL005 WELL HEAD | HARDY ROAD TRAILER PARK, SECTION 2 | WELL NO. 5 |  | 1 | 12/22/1997 12:00:00 AM
VA5019379 | GE | THH5 | 3Y | RT | Y | DS001 | DBP01 | LOT NO. 44 OR 45 | HARDY ROAD TRAILER PARK, SECTION 2 | DISTRIBUTION SYSTEM |  | 1 | 1997-12-22
VA5019400 | GE | FL2 | MN | ST | N | EP001 | EP001 | PLANT TAP - FINISHED | SMITH MOUNTAIN LAKE WTP | ENTRY POINT TAP |  | 3 | 7/26/2017 12:00:00 AM
VA5019400 | GE | S001 | 3Y | RT | Y | EP001 | EP001 | PLANT TAP - FINISHED | SMITH MOUNTAIN LAKE WTP | ENTRY POINT TAP |  | 1 | 7/26/2017 12:00:00 AM
VA5019400 | GE | S009 | 3Y | RT | Y | EP001 | EP001 | PLANT TAP - FINISHED | SMITH MOUNTAIN LAKE WTP | ENTRY POINT TAP |  | 1 | 7/26/2017 12:00:00 AM
VA5019400 | GE | S113 | 3Y | RT | Y | EP001 | EP001 | PLANT TAP - FINISHED | SMITH MOUNTAIN LAKE WTP | ENTRY POINT TAP |  | 1 | 7/26/2017 12:00:00 AM
VA5019400 | GE | S125 | 3Y | RT | Y | EP001 | EP001 | PLANT TAP - FINISHED | SMITH MOUNTAIN LAKE WTP | ENTRY POINT TAP |  | 1 | 7/26/2017 12:00:00 AM
VA5019430 | TC | TC | MN | RT | Y | DS001 | TCR01 |  | HILLCREST MOBILE HOME PARK | LOWER DISTRIBUTION SYSTEM |  | 6 | 12/29/1997 12:00:00 AM
VA5019430 | GE | CYN | 9Y | RT | Y | EP001 | EP001 | PLANT TAP (WELLS 1&4) | HILLCREST MOBILE HOME PARK | ENTRY POINT - LOWER |  | 1 | 12/29/1997 12:00:00 AM
VA5019430 | GE | NIT | YR | RT | Y | EP001 | EP001 | PLANT TAP (WELLS 1&4) | HILLCREST MOBILE HOME PARK | ENTRY POINT - LOWER |  | 1 | 12/29/1997 12:00:00 AM
VA5019430 | GE | VOC | 3Y | RT | Y | EP001 | EP001 | PLANT TAP (WELLS 1&4) | HILLCREST MOBILE HOME PARK | ENTRY POINT - LOWER |  | 1 | 12/29/1997 12:00:00 AM
VA5019430 | GE | CYN | 9Y | RT | Y | EP002 | EP002 | PLANT TAP (WELL 3) | HILLCREST MOBILE HOME PARK | ENTRY POINT - UPPER |  | 1 | 12/29/1997 12:00:00 AM
VA5019430 | GE | NIT | YR | RT | Y | EP002 | EP002 | PLANT TAP (WELL 3) | HILLCREST MOBILE HOME PARK | ENTRY POINT - UPPER |  | 1 | 12/29/1997 12:00:00 AM
VA5019430 | GE | VOC | 3Y | RT | Y | EP002 | EP002 | PLANT TAP (WELL 3) | HILLCREST MOBILE HOME PARK | ENTRY POINT - UPPER |  | 1 | 12/29/1997 12:00:00 AM
VA5019460 | TC | TC | QT | RT | Y | DS001 | TCR01 |  | DOLLAR GENERAL - HUDDLESTON | DISTRIBUTION SYSTEM |  | 1 | 1/30/2019 12:00:00 AM
VA5019465 | PB | PBCU | 3Y | RT | Y | DS001 | LC001 | OFFICE-WOMEN'S RSTRM | HUDDLESTON ELEMENTARY SCHOOL | DISTIBUTION SYSTEM | FSD | 1 | 12/29/1997 12:00:00 AM
VA5019465 | PB | PBCU | 3Y | RT | Y | DS001 | LC002 | KITCHEN HAND SINK | HUDDLESTON ELEMENTARY SCHOOL | DISTIBUTION SYSTEM | FSD | 1 | 12/29/1997 12:00:00 AM
VA5019465 | PB | PBCU | 3Y | RT | Y | DS001 | LC003 | ROOM 15 RESTROOM | HUDDLESTON ELEMENTARY SCHOOL | DISTIBUTION SYSTEM | FSD | 1 | 12/29/1997 12:00:00 AM
VA5019465 | PB | PBCU | 3Y | RT | Y | DS001 | LC004 | ROOM 7 HAND SINK | HUDDLESTON ELEMENTARY SCHOOL | DISTIBUTION SYSTEM | FSD | 1 | 12/29/1997 12:00:00 AM
VA5019465 | PB | PBCU | 3Y | RT | Y | DS001 | LC005 | ROOM 2 HAND SINK | HUDDLESTON ELEMENTARY SCHOOL | DISTIBUTION SYSTEM | FSD | 1 | 12/29/1997 12:00:00 AM
VA5019465 | TC | TC | MN | RT | Y | DS001 | TCR01 |  | HUDDLESTON ELEMENTARY SCHOOL | DISTIBUTION SYSTEM |  | 3 | 12/29/1997 12:00:00 AM
VA5019465 | GE | MPN | YR | RT | Y | WL001 | RW001 | RAW WATER SAMPLE TAP | HUDDLESTON ELEMENTARY SCHOOL | WELL NO. 1 |  | 1 | 12/29/1997 12:00:00 AM
VA5019465 | GE | THH5 | 3Y | RT | Y | DS001 | DBP01 | KITCHEN SINK | HUDDLESTON ELEMENTARY SCHOOL | DISTIBUTION SYSTEM |  | 1 | 1997-12-29
VA5019468 | TC | TC | QT | RT | Y | DS001 | TCR01 |  | GLENWOOD PLAZA | DISTRIBUTION SYSTEM |  | 1 | 4/6/2018 12:00:00 AM
VA5019485 | TC | TC | MN | RT | Y | DS001 | TCR01 |  | CHAMBLISSBURG MHC | CHAMBLISSBURG DISTRIBUTION SYSTEM |  | 3 | 10/17/2024 12:00:00 AM
VA5019605 | PB | PBCU | 3Y | RT | Y | DS001 | LC001 | 3949 HALES FORD RD | NININGER WATERWORKS | DISTRIBUTION SYSTEM | FSD | 1 | 4/9/2014 12:00:00 AM
VA5019605 | PB | PBCU | 3Y | RT | Y | DS001 | LC002 | 3975 HALES FORD RD | NININGER WATERWORKS | DISTRIBUTION SYSTEM | FSD | 1 | 4/9/2014 12:00:00 AM
VA5019605 | PB | PBCU | 3Y | RT | Y | DS001 | LC003 | 4067 HALES FORD RD | NININGER WATERWORKS | DISTRIBUTION SYSTEM | FSD | 1 | 4/9/2014 12:00:00 AM
VA5019605 | PB | PBCU | 3Y | RT | Y | DS001 | LC004 | 1036 ANGELA COURT | NININGER WATERWORKS | DISTRIBUTION SYSTEM | FSD | 1 | 4/9/2014 12:00:00 AM
VA5019605 | PB | PBCU | 3Y | RT | Y | DS001 | LC009 | 3970 HALES FORD RD | NININGER WATERWORKS | DISTRIBUTION SYSTEM | FSD | 1 | 4/9/2014 12:00:00 AM
VA5019605 | TC | TC | MN | RT | Y | DS001 | TCR01 |  | NININGER WATERWORKS | DISTRIBUTION SYSTEM |  | 3 | 4/9/2014 12:00:00 AM
VA5019612 | TC | TC | MN | RT | Y | DS001 | TCR01 |  | LAKE HAVEN MARINA | DISTRIBUTION SYSTEM |  | 3 | 6/7/2002 12:00:00 AM
VA5019612 | GE | NIT | YR | RT | Y | EP001 | EP001 | ENTRY POINT TAP | LAKE HAVEN MARINA | ENTRY POINT |  | 1 | 6/7/2002 12:00:00 AM
VA5019624 | TC | TC | QT | RT | Y | DS001 | TCR01 |  | WHITE HOUSE CORNER STORE | DISTRIBUTION SYSTEM |  | 1 | 9/17/1998 12:00:00 AM
VA5019624 | GE | NIT | YR | RT | Y | EP001 | EP001 | ENTRY POINT TAP | WHITE HOUSE CORNER STORE | ENTRY POINT |  | 1 | 9/17/1998 12:00:00 AM
VA5019628 | TC | TC | MN | RT | Y | DS001 | TCR01 |  | HUDDLESTON MARKET | DISTRIBUTION SYSTEM |  | 3 | 10/13/2016 12:00:00 AM
VA5019628 | GE | NIT | YR | RT | Y | EP001 | EP001 | ENTRY POINT TAP | HUDDLESTON MARKET | SAMPLING STATION |  | 1 | 10/13/2016 12:00:00 AM
VA5019628 | GE | MPN | YR | RT | Y | WL001 | RW001 | WELL | HUDDLESTON MARKET | WELL |  | 1 | 10/13/2016 12:00:00 AM
VA5019645 | TC | TC | QT | RT | Y | DS001 | TCR01 |  | MITCHELL`S POINT MARINA | DISTRIBUTION SYSTEM |  | 1 | 6/7/2002 12:00:00 AM
VA5019670 | TC | TC | MN | RT | Y | DS001 | TCR01 |  | MINERAL SPRINGS CHRISTIAN SCHOOL | DISTRIBUTION SYSTEM |  | 3 | 5/22/2007 12:00:00 AM
VA5019670 | GE | ICMT | 3Y | RT | Y | EP001 | EP001 | ENTRY | MINERAL SPRINGS CHRISTIAN SCHOOL | ENTRY POINT |  | 1 | 5/22/2007 12:00:00 AM
VA5019670 | GE | MPN | YR | RT | Y | WL001 | RW001 | RAW WATER TAP | MINERAL SPRINGS CHRISTIAN SCHOOL | WELL NO. 1 |  | 1 | 5/22/2007 12:00:00 AM
VA5019675 | GE | THH5 | YR | RT | Y | DS001 | DBP01 | MONTVALE ELEM SCHL | MONTVALE WATER, INC. | DISTRIBUTION SYSTEM |  | 1 | 1/5/1998 12:00:00 AM
VA5019675 | TC | TC | MN | RT | Y | DS001 | TCR01 |  | MONTVALE WATER, INC. | DISTRIBUTION SYSTEM |  | 3 | 1/5/1998 12:00:00 AM
VA5019675 | GE | MPN | YR | RT | Y | WL001 | RW001 | WL001 WELL HEAD | MONTVALE WATER, INC. | WELL NO. 1 |  | 1 | 1/5/1998 12:00:00 AM
VA5019675 | GE | MPN | YR | RT | Y | WL002 | RW002 | WL002 WELL HEAD | MONTVALE WATER, INC. | WELL NO. 2 |  | 1 | 1/5/1998 12:00:00 AM
VA5019682 | TC | TC | QT | RT | Y | DS001 | TCR01 |  | BEDFORD MOOSE LODGE | DISTRIBUTION SYSTEM |  | 1 | 6/21/2002 12:00:00 AM
VA5019685 | GE | THH5 | 3Y | RT | Y | DS001 | DBP01 | 2441 CAPEWOOD DRIVE | MOUNTAIN VIEW SHORES | DISTRIBUTION SYSTEM |  | 1 | 2/12/1998 12:00:00 AM
VA5019685 | PB | PBCU | 3Y | RT | Y | DS001 | LC001 | 233 DEERWOOD ROAD | MOUNTAIN VIEW SHORES | DISTRIBUTION SYSTEM | FSD | 1 | 2/12/1998 12:00:00 AM
VA5019685 | PB | PBCU | 3Y | RT | Y | DS001 | LC008 | 2160 CAPEWOOD DR | MOUNTAIN VIEW SHORES | DISTRIBUTION SYSTEM | FSD | 1 | 2/12/1998 12:00:00 AM
VA5019685 | PB | PBCU | 3Y | RT | Y | DS001 | LC010 | 2438 CAPEWOOD DR | MOUNTAIN VIEW SHORES | DISTRIBUTION SYSTEM | FSD | 1 | 2/12/1998 12:00:00 AM
VA5019685 | PB | PBCU | 3Y | RT | Y | DS001 | LC012 | 211 SHERWOOD DR | MOUNTAIN VIEW SHORES | DISTRIBUTION SYSTEM | FSD | 1 | 2/12/1998 12:00:00 AM
VA5019685 | PB | PBCU | 3Y | RT | Y | DS001 | LC014 | 244 DEERWOOD DR | MOUNTAIN VIEW SHORES | DISTRIBUTION SYSTEM | FSD | 1 | 2/12/1998 12:00:00 AM
VA5019685 | TC | TC | MN | RT | Y | DS001 | TCR01 |  | MOUNTAIN VIEW SHORES | DISTRIBUTION SYSTEM |  | 3 | 2/12/1998 12:00:00 AM
VA5019685 | GE | ICMT | 3Y | RT | Y | EP001 | EP001 | PLANT TAP - FINISHED | MOUNTAIN VIEW SHORES | ENTRY POINT (WELLS 2, 5 & 6) |  | 1 | 2/12/1998 12:00:00 AM
VA5019685 | GE | VOC | 3Y | RT | Y | EP001 | EP001 | PLANT TAP - FINISHED | MOUNTAIN VIEW SHORES | ENTRY POINT (WELLS 2, 5 & 6) |  | 1 | 2/12/1998 12:00:00 AM
VA5019685 | GE | MPN | YR | RT | Y | WL002 | RW002 | WELL 2 RAW WATER TAP | MOUNTAIN VIEW SHORES | WELL NO. 2 |  | 1 | 2/12/1998 12:00:00 AM
VA5019685 | GE | MPN | YR | RT | Y | WL005 | RW005 | WELL 5 RAW WATER TAP | MOUNTAIN VIEW SHORES | WELL NO. 5 |  | 1 | 2/12/1998 12:00:00 AM
VA5019685 | GE | MPN | YR | RT | Y | WL006 | RW001 | WELL 6 RAW WATER TAP | MOUNTAIN VIEW SHORES | WELL NO. 6 |  | 1 | 2/12/1998 12:00:00 AM
VA5019710 | TC | TC | MN | RT | Y | DS001 | TCR01 |  | OTTER RIVER ELEMENTARY SCHOOL | DISTRIBUTION SYSTEM |  | 3 | 1/6/1998 12:00:00 AM
VA5019735 | TC | TC | MN | RT | Y | DS001 | TCR01 |  | PARADISE POINT ESTATES | DISTRIBUTION SYSTEM |  | 3 | 1/8/1998 12:00:00 AM
VA5019735 | GE | RADA | 6Y | RT | Y | EP001 | EP001 | PLANT TAP - FINISHED | PARADISE POINT ESTATES | ENTRY POINT TAP |  | 1 | 1/8/1998 12:00:00 AM
VA5019735 | GE | MPN | YR | RT | Y | WL001 | RW001 | WELL HEAD | PARADISE POINT ESTATES | WELL NO. 1 |  | 1 | 1/8/1998 12:00:00 AM
VA5019739 | TC | TC | QT | RT | Y | DS001 | TCR01 |  | DALE'S DINER | DISTRIBUTION SYSTEM |  | 1 | 12/17/1997 12:00:00 AM
VA5019751 | TC | TC | QT | RT | Y | DS001 | TCR01 |  | PARKWAY MARINA | DISTRIBUTION SYSTEM |  | 1 | 11/30/2017 12:00:00 AM
VA5019765 | TC | TC | MN | RT | Y | DS001 | TCR01 |  | RED ROCK STORE & BARNYARD CATERING | DISTRIBUTION SYSTEM |  | 3 | 8/21/2020 12:00:00 AM
VA5019767 | TC | TC | MN | RT | Y | DS001 | TCR01 |  | RIDGEVIEW VILLAGE | RIDGEVIEW VILLAGE MHP |  | 3 | 1/9/1998 12:00:00 AM
VA5019767 | GE | RADA | 6Y | RT | Y | EP001 | EP001 | COMBINED 1 + 2 EP | RIDGEVIEW VILLAGE | EP-COMBINED WELLS 1+2 TAP |  | 1 | 1/9/1998 12:00:00 AM
VA5019781 | TC | TC | MN | RT | Y | DS001 | TCR01 |  | SHANGRI-LA WATERWORKS HOMEOWNERS ASSOCIA | DISTRIBUTION SYSTEM |  | 3 | 11/21/2017 12:00:00 AM
VA5019782 | TC | TC | QT | RT | Y | DS001 | TCR01 |  | SML STATE PARK, DISCOVERY CENTER | DISTRIBUTION SYSTEM |  | 1 | 3/5/1998 12:00:00 AM
VA5019783 | TC | TC | QT | RT | Y | DS001 | TCR01 |  | SMITH MT LAKE STATE PARK, BOAT LAUNCH | DISTRIBUTION SYSTEM |  | 1 | 3/5/1998 12:00:00 AM
VA5019783 | GE | NIT | YR | RT | Y | EP001 | EP001 | PLANT TAP - RAW | SMITH MT LAKE STATE PARK, BOAT LAUNCH | ENTRY POINT TAP |  | 1 | 3/5/1998 12:00:00 AM
VA5019784 | TC | TC | MN | RT | Y | DS001 | TCR01 |  | SMITH MT LAKE STATE PARK, PICNIC AREA | DISTRIBUTION SYSTEM |  | 3 | 3/5/1998 12:00:00 AM
VA5019784 | GE | NIT | YR | RT | Y | EP001 | EP001 | PLANT TAP - RAW | SMITH MT LAKE STATE PARK, PICNIC AREA | ENTRY POINT TAP |  | 1 | 3/5/1998 12:00:00 AM
VA5019788 | TC | TC | QT | RT | Y | DS001 | TCR01 |  | SMITH MT LAKE MOOSE LODGE | DISTRIBUTION SYSTEM |  | 1 | 6/21/2002 12:00:00 AM
VA5019788 | GE | NIT | YR | RT | Y | EP001 | EP001 | KITCHEN HAND SINK | SMITH MT LAKE MOOSE LODGE | ENTRY POINT |  | 1 | 6/21/2002 12:00:00 AM
VA5019789 | PB | PBCU | 3Y | RT | Y | DS001 | LC001 | SRMS MENS ROOM UPP | STAUNTON RIVER HIGH SCHOOL | DISTRIBUTION SYSTEM | FSD | 1 | 12/31/1997 12:00:00 AM
VA5019789 | PB | PBCU | 3Y | RT | Y | DS001 | LC002 | SRMS MENS ROOM LOW | STAUNTON RIVER HIGH SCHOOL | DISTRIBUTION SYSTEM | FSD | 1 | 12/31/1997 12:00:00 AM
VA5019789 | PB | PBCU | 3Y | RT | Y | DS001 | LC003 | SRMS HAND SINK KITCH | STAUNTON RIVER HIGH SCHOOL | DISTRIBUTION SYSTEM | FSD | 1 | 12/31/1997 12:00:00 AM
VA5019789 | PB | PBCU | 3Y | RT | Y | DS001 | LC004 | SRMS, WOMEN S RESTRO | STAUNTON RIVER HIGH SCHOOL | DISTRIBUTION SYSTEM | FSD | 1 | 12/31/1997 12:00:00 AM
VA5019789 | PB | PBCU | 3Y | RT | Y | DS001 | LC006 | BLDG B BOYS BATHROOM | STAUNTON RIVER HIGH SCHOOL | DISTRIBUTION SYSTEM | FSD | 1 | 12/31/1997 12:00:00 AM
VA5019789 | PB | PBCU | 3Y | RT | Y | DS001 | LC007 | AUDIT BOYS BATHROOM | STAUNTON RIVER HIGH SCHOOL | DISTRIBUTION SYSTEM | FSD | 1 | 12/31/1997 12:00:00 AM
VA5019789 | PB | PBCU | 3Y | RT | Y | DS001 | LC008 | HAND SINK KITCHEN | STAUNTON RIVER HIGH SCHOOL | DISTRIBUTION SYSTEM | FSD | 1 | 12/31/1997 12:00:00 AM
VA5019789 | PB | PBCU | 3Y | RT | Y | DS001 | LC009 | SHOP MENS BATHROOM | STAUNTON RIVER HIGH SCHOOL | DISTRIBUTION SYSTEM | FSD | 1 | 12/31/1997 12:00:00 AM
VA5019789 | PB | PBCU | 3Y | RT | Y | DS001 | LC010 | GYM BOYS BATHROOM | STAUNTON RIVER HIGH SCHOOL | DISTRIBUTION SYSTEM | FSD | 1 | 12/31/1997 12:00:00 AM
VA5019789 | PB | PBCU | 3Y | RT | Y | DS001 | LC011 | BLDG A BOYS BATHROOM | STAUNTON RIVER HIGH SCHOOL | DISTRIBUTION SYSTEM | FSD | 1 | 12/31/1997 12:00:00 AM
VA5019789 | TC | TC | MN | RT | Y | DS001 | TCR01 |  | STAUNTON RIVER HIGH SCHOOL | DISTRIBUTION SYSTEM |  | 6 | 12/31/1997 12:00:00 AM
VA5019795 | GE | TTHM | QT | RT | Y | DS001 | DBP01 | AUTO DISCHARGE UNIT | STEWARTSVILLE CONSECUTIVE | DISTRIBUTION SYSTEM |  | 1 | 10/19/2000 12:00:00 AM
VA5019795 | GE | HAA5 | QT | RT | Y | DS001 | DBP03 | 1038 WILD TURKEY RUN | STEWARTSVILLE CONSECUTIVE | DISTRIBUTION SYSTEM |  | 1 | 10/19/2000 12:00:00 AM
VA5019795 | TC | TC | MN | RT | Y | DS001 | TCR01 |  | STEWARTSVILLE CONSECUTIVE | DISTRIBUTION SYSTEM |  | 3 | 10/19/2000 12:00:00 AM
VA5019800 | PB | PBCU | YR | RT | Y | DS001 | LC001 | LOT 5 | TIMBER RIDGE SUBDIVISION | DISTRIBUTION SYSTEM | FSD | 1 | 1/12/1998 12:00:00 AM
VA5019800 | PB | PBCU | YR | RT | Y | DS001 | LC002 | LOT 11 | TIMBER RIDGE SUBDIVISION | DISTRIBUTION SYSTEM | FSD | 1 | 1/12/1998 12:00:00 AM
VA5019800 | PB | PBCU | YR | RT | Y | DS001 | LC003 | LOT 12 | TIMBER RIDGE SUBDIVISION | DISTRIBUTION SYSTEM | FSD | 1 | 1/12/1998 12:00:00 AM
VA5019800 | PB | PBCU | YR | RT | Y | DS001 | LC004 | LOT 16 | TIMBER RIDGE SUBDIVISION | DISTRIBUTION SYSTEM | FSD | 1 | 1/12/1998 12:00:00 AM
VA5019800 | PB | PBCU | YR | RT | Y | DS001 | LC006 | LOT 23 | TIMBER RIDGE SUBDIVISION | DISTRIBUTION SYSTEM | FSD | 1 | 1/12/1998 12:00:00 AM
VA5019800 | TC | TC | MN | RT | Y | DS001 | TCR01 |  | TIMBER RIDGE SUBDIVISION | DISTRIBUTION SYSTEM |  | 3 | 1/12/1998 12:00:00 AM
VA5019800 | GE | NIT | YR | RT | Y | EP001 | EP001 | PLANT TP - FINISHED | TIMBER RIDGE SUBDIVISION | ENTRY POINT TAP |  | 1 | 1/12/1998 12:00:00 AM
VA5019800 | GE | RADA | 6Y | RT | Y | EP001 | EP001 | PLANT TP - FINISHED | TIMBER RIDGE SUBDIVISION | ENTRY POINT TAP |  | 1 | 1/12/1998 12:00:00 AM
VA5019802 | TC | TC | QT | RT | Y | DS001 | TCR01 |  | SWEETWATER RV PARK | DISTRIBUTION SYSTEM |  | 1 | 9/12/2016 12:00:00 AM
VA5019803 | TC | TC | QT | RT | Y | DS001 | TCR01 |  | SWEETWATER RV PARK, SECTION 2 | SECTION 2 DISTRIBUTION SYSTEM |  | 1 | 8/30/2022 12:00:00 AM
VA5019804 | TC | TC | QT | RT | Y | DS001 | TCR01 |  | SWEETWATER RV PARK SECTION 3 | DISTRIBUTION SYSTEM |  | 1 | 10/25/2024 12:00:00 AM
VA5019804 | GE | NIT | YR | RT | Y | EP001 | EP001 | ENTRY POINT TAP | SWEETWATER RV PARK SECTION 3 | ENTRY POINT TAP |  | 1 | 10/25/2024 12:00:00 AM
VA5019809 | TC | TC | MN | RT | Y | DS001 | TCR01 |  | TUCK AWAY CAMPGROUND | DISTRIBUTION SYSTEM |  | 3 | 6/13/2002 12:00:00 AM
VA5019811 | TC | TC | QT | RT | Y | DS001 | TCR01 |  | TRO-THOMAS ROAD OUTPOST SECTION 1 | DISTRIBUTION SYSTEM |  | 1 | 6/25/2024 12:00:00 AM
VA5019865 | PB | PBCU | 3Y | RT | Y | DS001 | LC006 | LOT 4 | TWIN OAKS MOBILE HOME PARK | DISTRIBUTION SYSTEM | FSD | 1 | 1/12/1998 12:00:00 AM
VA5019865 | PB | PBCU | 3Y | RT | Y | DS001 | LC007 | LOT 10 | TWIN OAKS MOBILE HOME PARK | DISTRIBUTION SYSTEM | FSD | 1 | 1/12/1998 12:00:00 AM
VA5019865 | PB | PBCU | 3Y | RT | Y | DS001 | LC008 | LOT 11 | TWIN OAKS MOBILE HOME PARK | DISTRIBUTION SYSTEM | FSD | 1 | 1/12/1998 12:00:00 AM
VA5019865 | PB | PBCU | 3Y | RT | Y | DS001 | LC009 | LOT 7 | TWIN OAKS MOBILE HOME PARK | DISTRIBUTION SYSTEM | FSD | 1 | 1/12/1998 12:00:00 AM
VA5019865 | PB | PBCU | 3Y | RT | Y | DS001 | LC010 | LOT 13 | TWIN OAKS MOBILE HOME PARK | DISTRIBUTION SYSTEM | FSD | 1 | 1/12/1998 12:00:00 AM
VA5019865 | TC | TC | MN | RT | Y | DS001 | TCR01 |  | TWIN OAKS MOBILE HOME PARK | DISTRIBUTION SYSTEM |  | 3 | 1/12/1998 12:00:00 AM
VA5019865 | GE | NIT | YR | RT | Y | EP001 | EP001 | PLANT TAP - RAW | TWIN OAKS MOBILE HOME PARK | ENTRY POINT |  | 1 | 1/12/1998 12:00:00 AM
VA5019865 | GE | RADA | 6Y | RT | Y | EP001 | EP001 | PLANT TAP - RAW | TWIN OAKS MOBILE HOME PARK | ENTRY POINT |  | 1 | 1/12/1998 12:00:00 AM
VA5019875 | TC | TC | MN | RT | Y | DS001 | TCR01 |  | VALLEY MILLS CROSSING | DISTRIBUTION SYSTEM |  | 3 | 1/12/1998 12:00:00 AM
VA5019875 | GE | ICMT | 3Y | RT | Y | EP001 | EP001 | PLANT TAP - FINISHED | VALLEY MILLS CROSSING | ENTRY POINT |  | 1 | 1/12/1998 12:00:00 AM
VA5019875 | GE | RADA | 6Y | RT | Y | EP001 | EP001 | PLANT TAP - FINISHED | VALLEY MILLS CROSSING | ENTRY POINT |  | 1 | 1/12/1998 12:00:00 AM
VA5019875 | GE | MPN | YR | RT | Y | WL001 | RW001 | WELL HEAD | VALLEY MILLS CROSSING | WELL NO. 1 |  | 1 | 1/12/1998 12:00:00 AM
VA5019875 | GE | THH5 | 3Y | RT | Y | DS001 | DBP02 | 300 MILL LAKE RD | VALLEY MILLS CROSSING | DISTRIBUTION SYSTEM |  | 1 | 1998-01-12
VA5019878 | GE | THH5 | 3Y | RT | Y | DS001 | DBP01 | 1525 VA RIDGE DR | VIRGINIA RIDGE | DISTRIBUTION SYSTEM |  | 1 | 7/31/2007 12:00:00 AM
VA5019878 | TC | TC | MN | RT | Y | DS001 | TCR01 |  | VIRGINIA RIDGE | DISTRIBUTION SYSTEM |  | 3 | 7/31/2007 12:00:00 AM
VA5019878 | GE | CYN | 9Y | RT | Y | EP001 | EP001 | ENTRY POINT TAP | VIRGINIA RIDGE | ENTRY POINT |  | 1 | 7/31/2007 12:00:00 AM
VA5019878 | GE | MPN | YR | RT | Y | WL001 | RW001 | RAW WATER SAMPLE TAP | VIRGINIA RIDGE | WELL NO. 1 |  | 1 | 7/31/2007 12:00:00 AM
VA5019878 | GE | MPN | YR | RT | Y | WL004 | RW004 | RAW WATER SAMPLE TAP | VIRGINIA RIDGE | WELL NO. 4 |  | 1 | 7/31/2007 12:00:00 AM
VA5019885 | TC | TC | QT | RT | Y | DS001 | TCR01 |  | MILL IRON GRILL | DISTRIBUTION SYSTEM |  | 1 | 8/26/2016 12:00:00 AM
VA5019885 | GE | MPN | YR | RT | Y | WL001 | RW001 | DRILLED WELL | MILL IRON GRILL | DRILLED WELL |  | 1 | 8/26/2016 12:00:00 AM
VA5019895 | TC | TC | QT | RT | Y | DS001 | TCR01 |  | WATERFRONT PARK | DISTRIBUTION SYSTEM |  | 1 | 6/11/2002 12:00:00 AM
VA5019895 | GE | NIT | YR | RT | Y | EP001 | EP001 | ENTRY POINT TAP | WATERFRONT PARK | ENTRY POINT TAP |  | 1 | 6/11/2002 12:00:00 AM
VA5019924 | GE | THH5 | 3Y | RT | Y | DS001 | DBP01 | ROOM 14 | WOODHAVEN NURSING HOME | DISTRIBUTION SYSTEM |  | 1 | 3/30/1998 12:00:00 AM
VA5019924 | TC | TC | MN | RT | Y | DS001 | TCR01 |  | WOODHAVEN NURSING HOME | DISTRIBUTION SYSTEM |  | 3 | 3/30/1998 12:00:00 AM
VA5019924 | GE | MPN | YR | RT | Y | WL007 | RW001 | WELL NO. 1 | WOODHAVEN NURSING HOME | WELL NO. 1 |  | 1 | 3/30/1998 12:00:00 AM
VA5025050 | GE | HAA5 | QT | RT | Y | DS001 | DBP01 | 200 K GAL. EST INLET | ALBERTA, TOWN OF | DISTRIBUTION SYSTEM |  | 1 | 6/24/1977 12:00:00 AM
VA5025050 | GE | TTHM | QT | RT | Y | DS001 | DBP02 | 2588 CHALK LEVEL RD | ALBERTA, TOWN OF | DISTRIBUTION SYSTEM |  | 1 | 6/24/1977 12:00:00 AM
VA5025050 | PB | PBCU | YR | RT | Y | DS001 | LC001 | 142 EAST THIRD AVENUE | ALBERTA, TOWN OF | DISTRIBUTION SYSTEM | FSD | 1 | 6/24/1977 12:00:00 AM
VA5025050 | PB | PBCU | YR | RT | Y | DS001 | LC002 | 42 SCHOOL STREET | ALBERTA, TOWN OF | DISTRIBUTION SYSTEM | FSD | 1 | 6/24/1977 12:00:00 AM
VA5025050 | PB | PBCU | YR | RT | Y | DS001 | LC003 | 77 FOREST AVENUE | ALBERTA, TOWN OF | DISTRIBUTION SYSTEM | FSD | 1 | 6/24/1977 12:00:00 AM
VA5025050 | PB | PBCU | YR | RT | Y | DS001 | LC004 | 42 FOREST AVENUE | ALBERTA, TOWN OF | DISTRIBUTION SYSTEM | FSD | 1 | 6/24/1977 12:00:00 AM
VA5025050 | PB | PBCU | YR | RT | Y | DS001 | LC005 | 967 SECOND AVENUE | ALBERTA, TOWN OF | DISTRIBUTION SYSTEM | FSD | 1 | 6/24/1977 12:00:00 AM
VA5025050 | TC | TC | MN | RT | Y | DS001 | TCR01 |  | ALBERTA, TOWN OF | DISTRIBUTION SYSTEM |  | 3 | 6/24/1977 12:00:00 AM
VA5025100 | PB | PBCU | YR | RT | Y | DS001 | LC001 | KITCHEN SINK TRAVEL PLAZA | TA EXPRESS WARFIELD #488 | DISTRIBUTION SYSTEM | FSD | 1 | 2/20/2008 12:00:00 AM
VA5025100 | PB | PBCU | YR | RT | Y | DS001 | LC002 | MOP SINK TRAVEL PLAZA | TA EXPRESS WARFIELD #488 | DISTRIBUTION SYSTEM | FSD | 1 | 2/20/2008 12:00:00 AM
VA5025100 | PB | PBCU | YR | RT | Y | DS001 | LC003 | RED SHOWER HANDSINK | TA EXPRESS WARFIELD #488 | DISTRIBUTION SYSTEM | FSD | 1 | 2/20/2008 12:00:00 AM
VA5025100 | PB | PBCU | YR | RT | Y | DS001 | LC004 | MOP CLOSET AT WOMENS RESTROOM | TA EXPRESS WARFIELD #488 | DISTRIBUTION SYSTEM | FSD | 1 | 2/20/2008 12:00:00 AM
VA5025100 | PB | PBCU | YR | RT | Y | DS001 | LC005 | SUBWAY CLEANUP SINK | TA EXPRESS WARFIELD #488 | DISTRIBUTION SYSTEM | FSD | 1 | 2/20/2008 12:00:00 AM
VA5025100 | TC | TC | MN | RT | Y | DS001 | TCR01 |  | TA EXPRESS WARFIELD #488 | DISTRIBUTION SYSTEM |  | 3 | 2/20/2008 12:00:00 AM
VA5025100 | GE | MPN | YR | RT | Y | WL001 | RW001 | WELL 1 WELL HEAD | TA EXPRESS WARFIELD #488 | WELL NO.1 |  | 1 | 2/20/2008 12:00:00 AM
VA5025120 | GE | TTHM | QT | RT | Y | DS001 | DBP01 | EMMA CANNON RESIDENC | BRODNAX, TOWN OF | DISTRIBUTION SYSTEM |  | 1 | 6/24/1977 12:00:00 AM
VA5025120 | GE | HAA5 | QT | RT | Y | DS001 | DBP02 | BRODNAX MINI STORAGE | BRODNAX, TOWN OF | DISTRIBUTION SYSTEM |  | 1 | 6/24/1977 12:00:00 AM
VA5025120 | TC | TC | MN | RT | Y | DS001 | TCR01 |  | BRODNAX, TOWN OF | DISTRIBUTION SYSTEM |  | 3 | 6/24/1977 12:00:00 AM
VA5025150 | GE | HAA5 | QT | RT | Y | DS001 | DBP01 | MRJ TANK - OUTLET | BRUNSWICK IDA - NORTH | DISTRIBUTION SYSTEM |  | 1 | 4/7/2016 12:00:00 AM
VA5025150 | GE | TTHM | QT | RT | Y | DS001 | DBP02 | COMM. COLLEGE EDUC. BUILDING | BRUNSWICK IDA - NORTH | DISTRIBUTION SYSTEM |  | 1 | 4/7/2016 12:00:00 AM
VA5025150 | TC | TC | MN | RT | Y | DS001 | TCR01 |  | BRUNSWICK IDA - NORTH | DISTRIBUTION SYSTEM |  | 6 | 4/7/2016 12:00:00 AM
VA5025200 | TC | TC | QT | RT | Y | DS001 | TCR01 |  | EM-TRAV | DISTRIBUTION SYSTEM |  | 1 | 11/25/1997 12:00:00 AM
VA5025215 | TC | TC | QT | RT | Y | DS001 | TCR01 |  | LAKE GASTON RESORT | WELL NO.1 DISTRIBUTION SYSTEM |  | 2 | 12/17/1997 12:00:00 AM
VA5025319 | TC | TC | MN | RT | Y | DS001 | TCR01 |  | I-85 REST AREA-NORTH BOUND LANE | DISTRIBUTION SYSTEM |  | 6 | 4/8/2010 12:00:00 AM
VA5025319 | GE | MPN | YR | RT | Y | WL002 | RW002 | WELL NO. 2 WELL HEAD | I-85 REST AREA-NORTH BOUND LANE | WELL NO. 2 |  | 1 | 4/8/2010 12:00:00 AM
VA5025320 | TC | TC | MN | RT | Y | DS001 | TCR01 |  | I-85 REST AREA-SOUTH BOUND LANE | DISTRIBUTION SYSTEM |  | 6 | 4/8/2010 12:00:00 AM
VA5025320 | GE | MPN | YR | RT | Y | WL001 | RW001 | WELL NO. 1 WELL HEAD | I-85 REST AREA-SOUTH BOUND LANE | WELL |  | 1 | 4/8/2010 12:00:00 AM
VA5025365 | TC | TC | QT | RT | Y | DS001 | TCR01 |  | KENNON HOUSE RESTAURANT | DISTRIBUTION SYSTEM |  | 1 | 12/27/2002 12:00:00 AM
VA5025365 | GE | MPN | YR | RT | Y | WL001 | RW001 | WELL HEAD | KENNON HOUSE RESTAURANT | DRILLED WELL |  | 1 | 12/27/2002 12:00:00 AM
VA5025405 | TC | TC | QT | RT | Y | DS001 | TCR01 |  | SIMONA'S ITALIAN RESTAURANT | DISTRIBUTION SYSTEM |  | 1 | 2/5/2024 12:00:00 AM
VA5025450 | GE | THH5 | QT | RT | Y | DS001 | DBP02 | 15946 CHRISTIANNA | LAWRENCEVILLE, TOWN OF | DISTRIBUTION SYSTEM |  | 1 | 6/24/1955 12:00:00 AM
VA5025450 | GE | THH5 | QT | RT | Y | DS001 | DBP03 | 400 N. MAIN STREET | LAWRENCEVILLE, TOWN OF | DISTRIBUTION SYSTEM |  | 1 | 6/24/1955 12:00:00 AM
VA5025450 | PB | PBCU | 3Y | RT | Y | DS001 | LC001 | 304 PARK ST | LAWRENCEVILLE, TOWN OF | DISTRIBUTION SYSTEM | FSD | 1 | 6/24/1955 12:00:00 AM
VA5025450 | PB | PBCU | 3Y | RT | Y | DS001 | LC002 | 115 6TH AVE | LAWRENCEVILLE, TOWN OF | DISTRIBUTION SYSTEM | FSD | 1 | 6/24/1955 12:00:00 AM
VA5025450 | PB | PBCU | 3Y | RT | Y | DS001 | LC003 | 517 PARK ST. | LAWRENCEVILLE, TOWN OF | DISTRIBUTION SYSTEM | FSD | 1 | 6/24/1955 12:00:00 AM
VA5025450 | PB | PBCU | 3Y | RT | Y | DS001 | LC004 | 1009 1ST AVE | LAWRENCEVILLE, TOWN OF | DISTRIBUTION SYSTEM | FSD | 1 | 6/24/1955 12:00:00 AM
VA5025450 | PB | PBCU | 3Y | RT | Y | DS001 | LC005 | 608 WINDSOR AVE | LAWRENCEVILLE, TOWN OF | DISTRIBUTION SYSTEM | FSD | 1 | 6/24/1955 12:00:00 AM
VA5025450 | PB | PBCU | 3Y | RT | Y | DS001 | LC006 | 111 E. 5TH AVE | LAWRENCEVILLE, TOWN OF | DISTRIBUTION SYSTEM | FSD | 1 | 6/24/1955 12:00:00 AM
VA5025450 | PB | PBCU | 3Y | RT | Y | DS001 | LC007 | 119 6TH AVE | LAWRENCEVILLE, TOWN OF | DISTRIBUTION SYSTEM | FSD | 1 | 6/24/1955 12:00:00 AM
VA5025450 | PB | PBCU | 3Y | RT | Y | DS001 | LC008 | 115 E. RAILROAD ST. | LAWRENCEVILLE, TOWN OF | DISTRIBUTION SYSTEM | FSD | 1 | 6/24/1955 12:00:00 AM
VA5025450 | PB | PBCU | 3Y | RT | Y | DS001 | LC009 | 806 2ND AVE | LAWRENCEVILLE, TOWN OF | DISTRIBUTION SYSTEM | FSD | 1 | 6/24/1955 12:00:00 AM
VA5025450 | PB | PBCU | 3Y | RT | Y | DS001 | LC010 | 902 1ST AVE. | LAWRENCEVILLE, TOWN OF | DISTRIBUTION SYSTEM | FSD | 1 | 6/24/1955 12:00:00 AM
VA5025450 | PB | PBCU | 3Y | RT | Y | DS001 | LC011 | 306 PARK ST | LAWRENCEVILLE, TOWN OF | DISTRIBUTION SYSTEM | FSD | 1 | 6/24/1955 12:00:00 AM
VA5025450 | PB | PBCU | 3Y | RT | Y | DS001 | LC012 | 402 TURNBULL ST | LAWRENCEVILLE, TOWN OF | DISTRIBUTION SYSTEM | FSD | 1 | 6/24/1955 12:00:00 AM
VA5025450 | PB | PBCU | 3Y | RT | Y | DS001 | LC013 | 333 CEDAR GROVE RD | LAWRENCEVILLE, TOWN OF | DISTRIBUTION SYSTEM | FSD | 1 | 6/24/1955 12:00:00 AM
VA5025450 | PB | PBCU | 3Y | RT | Y | DS001 | LC014 | 18096CHRISTIANNAHWY | LAWRENCEVILLE, TOWN OF | DISTRIBUTION SYSTEM | FSD | 1 | 6/24/1955 12:00:00 AM
VA5025450 | PB | PBCU | 3Y | RT | Y | DS001 | LC015 | 105 CRESENT DRIVE | LAWRENCEVILLE, TOWN OF | DISTRIBUTION SYSTEM | FSD | 1 | 6/24/1955 12:00:00 AM
VA5025450 | PB | PBCU | 3Y | RT | Y | DS001 | LC016 | 1002 2ND AVE | LAWRENCEVILLE, TOWN OF | DISTRIBUTION SYSTEM | FSD | 1 | 6/24/1955 12:00:00 AM
VA5025450 | PB | PBCU | 3Y | RT | Y | DS001 | LC017 | 625 TURNBULL ST | LAWRENCEVILLE, TOWN OF | DISTRIBUTION SYSTEM | FSD | 1 | 6/24/1955 12:00:00 AM
VA5025450 | PB | PBCU | 3Y | RT | Y | DS001 | LC018 | 107 6TH AVE | LAWRENCEVILLE, TOWN OF | DISTRIBUTION SYSTEM | FSD | 1 | 6/24/1955 12:00:00 AM
VA5025450 | PB | PBCU | 3Y | RT | Y | DS001 | LC019 | 97 GROVE ST | LAWRENCEVILLE, TOWN OF | DISTRIBUTION SYSTEM | FSD | 1 | 6/24/1955 12:00:00 AM
VA5025450 | PB | PBCU | 3Y | RT | Y | DS001 | LC020 | 203 MEADOW LANE | LAWRENCEVILLE, TOWN OF | DISTRIBUTION SYSTEM | FSD | 1 | 6/24/1955 12:00:00 AM
VA5025450 | TC | TC | MN | RT | Y | DS001 | TCR01 |  | LAWRENCEVILLE, TOWN OF | DISTRIBUTION SYSTEM |  | 15 | 6/24/1955 12:00:00 AM
VA5025450 | GE | FL2 | MN | ST | N | EP001 | EP001 | FINISHED WATER TAP | LAWRENCEVILLE, TOWN OF | ENTRY POINT TAP |  | 3 | 6/24/1955 12:00:00 AM
VA5025450 | GE | TOCA | MN | RT | Y | IN003 | RW001 | COMBINED INTAKE - SAMPLING | LAWRENCEVILLE, TOWN OF | COMBINED INTAKE - SAMPLING |  | 3 | 6/24/1955 12:00:00 AM
VA5025450 | GE | TOC | MN | RT | Y | TP001 | UP001 | FILTER EFFLUENT | LAWRENCEVILLE, TOWN OF | TREATMENT PLANT |  | 3 | 6/24/1955 12:00:00 AM
VA5025480 | TC | TC | MN | RT | Y | DS001 | TCR01 |  | LANE VIEW SUBDIVISION | DISTRIBUTION SYSTEM |  | 3 | 3/19/1979 12:00:00 AM
VA5025480 | GE | MPN | YR | RT | Y | WL001 | RW001 | WELL HEAD | LANE VIEW SUBDIVISION | WELL |  | 1 | 3/19/1979 12:00:00 AM
VA5025480 | GE | THH5 | 3Y | RT | Y | DS001 | DBP02 | 3548 MASONS MILL ROAD | LANE VIEW SUBDIVISION | DISTRIBUTION SYSTEM |  | 1 | 1979-03-19
VA5025485 | TC | TC | MN | RT | Y | DS001 | TCR01 |  | MEHERRIN POWELLTON ELEMENTARY SCHOOL | DISTRIBUTION SYSTEM |  | 3 | 1/1/1990 12:00:00 AM
VA5025500 | TC | TC | MN | RT | Y | DS001 | TCR01 |  | BRUNSWICK ESTATES | DISTRIBUTION SYSTEM |  | 3 | 1/14/1975 12:00:00 AM
VA5025500 | GE | MPN | YR | RT | Y | WL001 | RW001 | WELL HEAD NO.1 | BRUNSWICK ESTATES | WELL NO.1 |  | 1 | 1/14/1975 12:00:00 AM
VA5025500 | GE | MPN | YR | RT | Y | WL002 | RW002 | WELL NO.2 | BRUNSWICK ESTATES | WELL NO.2 |  | 1 | 1/14/1975 12:00:00 AM
VA5025500 | GE | THH5 | 3Y | RT | Y | DS001 | DBP01 | 25 STEVENS LANE | BRUNSWICK ESTATES | DISTRIBUTION SYSTEM |  | 1 | 1975-01-14
VA5025550 | PB | PBCU | 3Y | RT | Y | DS001 | LC002 | 19224 BOYDTON PLANK | NOTTOWAY ACRES SUBDIVISION | DISTRIBUTION SYSTEM | FSD | 1 | 3/19/1979 12:00:00 AM
VA5025550 | PB | PBCU | 3Y | RT | Y | DS001 | LC003 | 19208 BOYDTON PLANK | NOTTOWAY ACRES SUBDIVISION | DISTRIBUTION SYSTEM | FSD | 1 | 3/19/1979 12:00:00 AM
VA5025550 | PB | PBCU | 3Y | RT | Y | DS001 | LC007 | 19130 BOYDTON PLANK | NOTTOWAY ACRES SUBDIVISION | DISTRIBUTION SYSTEM | FSD | 1 | 3/19/1979 12:00:00 AM
VA5025550 | PB | PBCU | 3Y | RT | Y | DS001 | LC008 | 147 KING AVE. | NOTTOWAY ACRES SUBDIVISION | DISTRIBUTION SYSTEM | FSD | 1 | 3/19/1979 12:00:00 AM
VA5025550 | PB | PBCU | 3Y | RT | Y | DS001 | LC009 | 22 CARVER COURT | NOTTOWAY ACRES SUBDIVISION | DISTRIBUTION SYSTEM | FSD | 1 | 3/19/1979 12:00:00 AM
VA5025550 | TC | TC | MN | RT | Y | DS001 | TCR01 |  | NOTTOWAY ACRES SUBDIVISION | DISTRIBUTION SYSTEM |  | 3 | 3/19/1979 12:00:00 AM
VA5025550 | GE | MPN | YR | RT | Y | WL003 | RW003 | WELL NO.3 | NOTTOWAY ACRES SUBDIVISION | WELL NO.3 |  | 1 | 3/19/1979 12:00:00 AM
VA5025570 | PB | PBCU | 3Y | RT | Y | DS001 | LC002 | 65 PINE HILL CT | PLEASANT GROVE SUBDIVISION | DISTRIBUTION SYSTEM | FSD | 1 | 3/19/1979 12:00:00 AM
VA5025570 | PB | PBCU | 3Y | RT | Y | DS001 | LC003 | 132 PINE HILL CT | PLEASANT GROVE SUBDIVISION | DISTRIBUTION SYSTEM | FSD | 1 | 3/19/1979 12:00:00 AM
VA5025570 | PB | PBCU | 3Y | RT | Y | DS001 | LC004 | 178 PINE HILL CT | PLEASANT GROVE SUBDIVISION | DISTRIBUTION SYSTEM | FSD | 1 | 3/19/1979 12:00:00 AM
VA5025570 | PB | PBCU | 3Y | RT | Y | DS001 | LC008 | 3 PINE HILL CT | PLEASANT GROVE SUBDIVISION | DISTRIBUTION SYSTEM | FSD | 1 | 3/19/1979 12:00:00 AM
VA5025570 | PB | PBCU | 3Y | RT | Y | DS001 | LC010 | 2 PINE HILL CT | PLEASANT GROVE SUBDIVISION | DISTRIBUTION SYSTEM | FSD | 1 | 3/19/1979 12:00:00 AM
VA5025570 | TC | TC | MN | RT | Y | DS001 | TCR01 |  | PLEASANT GROVE SUBDIVISION | DISTRIBUTION SYSTEM |  | 3 | 3/19/1979 12:00:00 AM
VA5025570 | GE | NIT | YR | RT | Y | EP001 | EP001 | MANIFOLD TAP | PLEASANT GROVE SUBDIVISION | ENTRY POINT TAP |  | 1 | 3/19/1979 12:00:00 AM
VA5025570 | GE | MPN | YR | RT | Y | WL001 | RW001 | WELL HEAD | PLEASANT GROVE SUBDIVISION | WELL |  | 1 | 3/19/1979 12:00:00 AM
VA5025570 | GE | THH5 | 3Y | RT | Y | DS001 | DBP01 | 179 PINE HILL COURT | PLEASANT GROVE SUBDIVISION | DISTRIBUTION SYSTEM |  | 1 | 1979-03-19
VA5025575 | TC | TC | QT | RT | Y | DS001 | TCR01 |  | POPLAR POINTE MARINE | DISTRIBUTION SYSTEM |  | 1 | 6/9/2016 12:00:00 AM
VA5025580 | TC | TC | MN | RT | Y | DS001 | TCR01 |  | RED OAK ELEMENTARY SCHOOL | DISTRIBUTION SYSTEM |  | 3 | 1/1/1989 12:00:00 AM
VA5025625 | TC | TC | MN | RT | Y | DS001 | TCR01 |  | SIOUAN SHORES | DISTRIBUTION SYSTEM |  | 3 | 9/6/2000 12:00:00 AM
VA5025625 | GE | MPN | YR | RT | Y | WL001 | RW001 | WELL NO.1 WELLHEAD | SIOUAN SHORES | WELL NO.1 |  | 1 | 9/6/2000 12:00:00 AM
VA5025625 | GE | MPN | YR | RT | Y | WL002 | RW002 | WELL NO.2 WELLHEAD | SIOUAN SHORES | WELL NO.2 |  | 1 | 9/6/2000 12:00:00 AM
VA5025625 | GE | THH5 | 3Y | RT | Y | DS001 | DBP01 | 160 MEHERRIN TRAIL | SIOUAN SHORES | DISTRIBUTION SYSTEM |  | 1 | 2000-09-06
VA5025645 | TC | TC | MN | RT | Y | DS001 | TCR01 |  | BCPS CENTRAL SERVICES | DISTRIBUTION SYSTEM |  | 3 | 1/1/1989 12:00:00 AM
VA5025650 | TC | TC | MN | RT | Y | DS001 | TCR01 |  | SUNNYBROOK SUBDIVISION | DISTRIBUTION SYSTEM |  | 3 | 3/19/1979 12:00:00 AM
VA5025650 | GE | CYN | 9Y | RT | Y | EP001 | EP001 | TANK HOUSE | SUNNYBROOK SUBDIVISION | ENTRY POINT TAP |  | 1 | 3/19/1979 12:00:00 AM
VA5025650 | GE | MPN | YR | RT | Y | WL001 | RW001 | WELL HEAD | SUNNYBROOK SUBDIVISION | WELL NO.2 |  | 1 | 3/19/1979 12:00:00 AM
VA5025650 | GE | THH5 | 3Y | RT | Y | DS001 | DBP01 | 3713 EVANS CREEK RD | SUNNYBROOK SUBDIVISION | DISTRIBUTION SYSTEM |  | 1 | 1979-03-19
VA5025675 | TC | TC | QT | RT | Y | DS001 | TCR01 |  | PEA HILL WATER SYSTEM | DISTRIBUTION SYSTEM |  | 1 | 6/9/2016 12:00:00 AM
VA5025675 | GE | NIT | YR | RT | Y | EP001 | EP001 | ENTRY POINT TAP | PEA HILL WATER SYSTEM | ENTRY POINT TAP |  | 1 | 6/9/2016 12:00:00 AM
VA5025680 | TC | TC | QT | RT | Y | DS001 | TCR01 |  | LAKE GASTON GOLF CLUB | LAKE GASTON GOLF COURSE |  | 1 | 5/16/2016 12:00:00 AM
VA5025680 | GE | NIT | YR | RT | Y | EP001 | EP001 | ENTRY POINT | LAKE GASTON GOLF CLUB | ENTRY POINT |  | 1 | 5/16/2016 12:00:00 AM
VA5029070 | PB | PBCU | 3Y | RT | Y | DS001 | LC001 | ADMIN BLDG WOMENS RM | BEAR GARDEN GENERATING STATION | DISTRIBUTION SYSTEM | FSD | 1 | 10/20/2010 12:00:00 AM
VA5029070 | PB | PBCU | 3Y | RT | Y | DS001 | LC002 | ADMIN BLDG BREAKROOM | BEAR GARDEN GENERATING STATION | DISTRIBUTION SYSTEM | FSD | 1 | 10/20/2010 12:00:00 AM
VA5029070 | PB | PBCU | 3Y | RT | Y | DS001 | LC003 | ADMIN WAREHOUSE BATH | BEAR GARDEN GENERATING STATION | DISTRIBUTION SYSTEM | FSD | 1 | 10/20/2010 12:00:00 AM
VA5029070 | PB | PBCU | 3Y | RT | Y | DS001 | LC004 | ADMIN BLDG MENS BATH | BEAR GARDEN GENERATING STATION | DISTRIBUTION SYSTEM | FSD | 1 | 10/20/2010 12:00:00 AM
VA5029070 | PB | PBCU | 3Y | RT | Y | DS001 | LC005 | WTR TREATMT BLDG LAB | BEAR GARDEN GENERATING STATION | DISTRIBUTION SYSTEM | FSD | 1 | 10/20/2010 12:00:00 AM
VA5029070 | TC | TC | MN | RT | Y | DS001 | TCR01 |  | BEAR GARDEN GENERATING STATION | DISTRIBUTION SYSTEM |  | 3 | 10/20/2010 12:00:00 AM
VA5029085 | GE | THH5 | QT | RT | Y | DS001 | DBP01 | WILSON TAYLOR RES | BUCKINGHAM CO WATER SYSTEM | BUCKINGHAM CO DISTRIBUTION SYSTEM |  | 1 | 11/2/1982 12:00:00 AM
VA5029085 | GE | THH5 | QT | RT | Y | DS001 | DBP02 | 13043 W JAMES ANDERSON | BUCKINGHAM CO WATER SYSTEM | BUCKINGHAM CO DISTRIBUTION SYSTEM |  | 1 | 11/2/1982 12:00:00 AM
VA5029085 | TC | TC | MN | RT | Y | DS001 | TCR01 |  | BUCKINGHAM CO WATER SYSTEM | BUCKINGHAM CO DISTRIBUTION SYSTEM |  | 18 | 11/2/1982 12:00:00 AM
VA5029085 | GE | FL2 | MN | ST | N | EP001 | EP001 | FINISHED TAP | BUCKINGHAM CO WATER SYSTEM | ENTRY POINT TAP |  | 3 | 11/2/1982 12:00:00 AM
VA5029085 | GE | TOCA | MN | RT | Y | IN001 | RW001 | TROUBLESOME CRK - RAW TAP | BUCKINGHAM CO WATER SYSTEM | TROUBLESOME CRK |  | 3 | 11/2/1982 12:00:00 AM
VA5029085 | GE | TOC | MN | RT | Y | TP002 | UP002 | POST FILTRATION | BUCKINGHAM CO WATER SYSTEM | BUCKINGHAM COUNTY WTP NO.2 |  | 3 | 11/2/1982 12:00:00 AM
VA5029115 | TC | TC | MN | RT | Y | DS001 | TCR01 |  | CALVARY CHRISTIAN SCHOOL | DISTRIBUTION |  | 3 | 8/15/1997 12:00:00 AM
VA5029120 | TC | TC | MN | RT | Y | DS001 | TCR01 |  | CENTRAL VIRGINIA COMMUNITY HEALTH CENTER | DISTRIBUTION |  | 3 | 12/22/1997 12:00:00 AM
VA5029182 | TC | TC | QT | RT | Y | DS001 | TCR01 |  | ALI'S MARKETPLACE | DISTRIBUTION SYSTEM |  | 1 | 11/16/2016 12:00:00 AM
VA5029200 | PB | PBCU | 3Y | RT | Y | DS001 | LC005 | COMMUNITY BUILDING-MEN S BATHROOM | GOLD HILL VILLAGE | DISTRIBUTION | FSD | 1 | 12/18/1997 12:00:00 AM
VA5029200 | PB | PBCU | 3Y | RT | Y | DS001 | LC006 | UNIT 1 | GOLD HILL VILLAGE | DISTRIBUTION | FSD | 1 | 12/18/1997 12:00:00 AM
VA5029200 | PB | PBCU | 3Y | RT | Y | DS001 | LC007 | UNIT 2 | GOLD HILL VILLAGE | DISTRIBUTION | FSD | 1 | 12/18/1997 12:00:00 AM
VA5029200 | PB | PBCU | 3Y | RT | Y | DS001 | LC008 | UNIT 3 | GOLD HILL VILLAGE | DISTRIBUTION | FSD | 1 | 12/18/1997 12:00:00 AM
VA5029200 | PB | PBCU | 3Y | RT | Y | DS001 | LC009 | UNIT 4 | GOLD HILL VILLAGE | DISTRIBUTION | FSD | 1 | 12/18/1997 12:00:00 AM
VA5029200 | TC | TC | MN | RT | Y | DS001 | TCR01 |  | GOLD HILL VILLAGE | DISTRIBUTION |  | 3 | 12/18/1997 12:00:00 AM
VA5029225 | TC | TC | QT | RT | Y | DS001 | TCR01 |  | THE BRIDGE MINISTRY | DISTRIBUTION SYSTEM |  | 1 | 3/25/2002 12:00:00 AM
VA5029280 | TC | TC | QT | RT | Y | DS001 | TCR01 |  | JAMES RIVER STATE PARK | DISTRIBUTION SYSTEM |  | 1 | 3/19/1999 12:00:00 AM
VA5029280 | GE | MPN | YR | RT | Y | WL001 | RW001 | WELL HEAD | JAMES RIVER STATE PARK | WELL NO.1 |  | 1 | 3/19/1999 12:00:00 AM
VA5029291 | TC | TC | MN | RT | Y | DS001 | TCR01 |  | KYANITE MINE-EAST RIDGE | DISTRIBUTION |  | 3 | 12/30/1997 12:00:00 AM
VA5029335 | TC | TC | QT | RT | Y | DS001 | TCR01 |  | NAZARENE CAMP | DISTRIBUTION SYSTEM |  | 1 | 3/25/2002 12:00:00 AM
VA5029425 | TC | TC | QT | RT | Y | DS001 | TCR01 |  | YOGAVILLE WATERWORKS | YOGAVILLE DISTRIBUTION SYSTEM |  | 1 | 6/12/2023 12:00:00 AM
VA5029440 | TC | TC | MN | RT | Y | DS001 | TCR01 |  | SPRING HOLLOW FARM MARKET | SPRING HOLLOW DISTRIBUTION SYSTEM |  | 3 | 6/9/2023 12:00:00 AM
VA5029770 | TC | TC | MN | RT | Y | DS001 | TCR01 |  | SAINT THOMAS AQUINAS SEMINARY | DISTRIBUTION SYSTEM |  | 3 | 9/28/2016 12:00:00 AM
VA5029770 | GE | VOC | YR | RT | Y | EP001 | EP001 | ENTRY POINT TAP | SAINT THOMAS AQUINAS SEMINARY | ENTRY POINT TAP |  | 1 | 9/28/2016 12:00:00 AM
VA5031046 | TC | TC | MN | RT | Y | DS001 | TCR01 |  | EZ MINI MART | DISTRIBUTION SYSTEM |  | 3 | 9/11/1997 12:00:00 AM
VA5031046 | GE | NIT | YR | RT | Y | EP001 | EP001 | ENTRY POINT TAP | EZ MINI MART | SAMPLING STATION |  | 1 | 9/11/1997 12:00:00 AM
VA5031050 | GE | THH5 | QT | RT | Y | DS001 | DBP05 | EXXON STATION | ALTAVISTA, TOWN OF | DISTRIBUTION SYSTEM |  | 1 | 12/23/1997 12:00:00 AM
VA5031050 | GE | THH5 | QT | RT | Y | DS001 | DBP06 | 112 CHIMNEY RIDGE CT | ALTAVISTA, TOWN OF | DISTRIBUTION SYSTEM |  | 1 | 12/23/1997 12:00:00 AM
VA5031050 | TC | TC | MN | RT | Y | DS001 | TCR01 |  | ALTAVISTA, TOWN OF | DISTRIBUTION SYSTEM |  | 12 | 12/23/1997 12:00:00 AM
VA5031050 | GE | FL2 | MN | ST | N | EP001 | EP001 | MCMINNIS - FINISHED | ALTAVISTA, TOWN OF | ENTRY POINT TAP - MCMINNIS SPRING |  | 3 | 12/23/1997 12:00:00 AM
VA5031050 | GE | FL2 | MN | ST | N | EP002 | EP002 | REYNOLDS - FINISHED | ALTAVISTA, TOWN OF | ENTRY POINT TAP - REYNOLDS SPRING |  | 3 | 12/23/1997 12:00:00 AM
VA5031050 | GE | FL2 | MN | ST | N | EP003 | EP003 | SWTP - FINISHED | ALTAVISTA, TOWN OF | ENTRY POINT TAP - SURFACE WATER PLANT |  | 3 | 12/23/1997 12:00:00 AM
VA5031050 | GE | TOCA | MN | RT | Y | IN003 | RW001 | COMBINED INTAKE - SAMPLING | ALTAVISTA, TOWN OF | COMBINED INTAKE - SAMPLING |  | 3 | 12/23/1997 12:00:00 AM
VA5031050 | GE | MPN | MN | RT | Y | SP001 | SP001 | RAW WATER-MCMINNIS | ALTAVISTA, TOWN OF | MCMINNIS SPRING |  | 3 | 12/23/1997 12:00:00 AM
VA5031050 | GE | MPN | MN | RT | Y | SP002 | SP002 | RAW WATER - REYNOLD | ALTAVISTA, TOWN OF | REYNOLDS SPRING |  | 3 | 12/23/1997 12:00:00 AM
VA5031050 | GE | TOC | MN | RT | Y | TP003 | UP003 | CFE TAP | ALTAVISTA, TOWN OF | SURFACE WATER TREATMENT PLANT |  | 3 | 12/23/1997 12:00:00 AM
VA5031150 | GE | THH5 | QT | RT | Y | DS001 | DBP01 | LEESVILLE RD SOUTH | CAMPBELL COUNTY CENTRAL SYSTEM | DISTRIBUTION SYSTEM |  | 1 | 12/22/1997 12:00:00 AM
VA5031150 | GE | THH5 | QT | RT | Y | DS001 | DBP02 | TIMKEN BEARING | CAMPBELL COUNTY CENTRAL SYSTEM | DISTRIBUTION SYSTEM |  | 1 | 12/22/1997 12:00:00 AM
VA5031150 | GE | THH5 | QT | RT | Y | DS001 | DBP04 | RIVERBEND ROAD | CAMPBELL COUNTY CENTRAL SYSTEM | DISTRIBUTION SYSTEM |  | 1 | 12/22/1997 12:00:00 AM
VA5031150 | GE | THH5 | QT | RT | Y | DS001 | DBP05 | CONCORD RT 460-RT 24 | CAMPBELL COUNTY CENTRAL SYSTEM | DISTRIBUTION SYSTEM |  | 1 | 12/22/1997 12:00:00 AM
VA5031150 | TC | TC | MN | RT | Y | DS001 | TCR01 |  | CAMPBELL COUNTY CENTRAL SYSTEM | DISTRIBUTION SYSTEM |  | 75 | 12/22/1997 12:00:00 AM
VA5031150 | GE | FL2 | MN | ST | N | EP001 | EP001 | FIN WATER TAP | CAMPBELL COUNTY CENTRAL SYSTEM | ENTRY POINT TAP |  | 3 | 12/22/1997 12:00:00 AM
VA5031150 | GE | ICMT | YR | RT | Y | EP001 | EP001 | FIN WATER TAP | CAMPBELL COUNTY CENTRAL SYSTEM | ENTRY POINT TAP |  | 1 | 12/22/1997 12:00:00 AM
VA5031150 | GE | NIT | YR | RT | Y | EP001 | EP001 | FIN WATER TAP | CAMPBELL COUNTY CENTRAL SYSTEM | ENTRY POINT TAP |  | 1 | 12/22/1997 12:00:00 AM
VA5031150 | GE | VOC | YR | RT | Y | EP001 | EP001 | FIN WATER TAP | CAMPBELL COUNTY CENTRAL SYSTEM | ENTRY POINT TAP |  | 1 | 12/22/1997 12:00:00 AM
VA5031150 | GE | TOCA | MN | RT | Y | IN001 | RW001 | BIG OTTER RWT | CAMPBELL COUNTY CENTRAL SYSTEM | BIG OTTER RIVER |  | 3 | 12/22/1997 12:00:00 AM
VA5031150 | GE | TOC | MN | RT | Y | TP001 | UP001 | CFE TAP | CAMPBELL COUNTY CENTRAL SYSTEM | WATER TREATMENT PLANT |  | 3 | 12/22/1997 12:00:00 AM
VA5031170 | GE | THH5 | QT | RT | Y | DS001 | DBP01 | FRAMATOME SAMP STA | CAMPBELL COUNTY EAST SYSTEM | DISTRIBUTION SYSTEM |  | 1 | 11/22/2005 12:00:00 AM
VA5031170 | TC | TC | MN | RT | Y | DS001 | TCR01 |  | CAMPBELL COUNTY EAST SYSTEM | DISTRIBUTION SYSTEM |  | 9 | 11/22/2005 12:00:00 AM
VA5031175 | GE | TTHM | QT | RT | Y | DS001 | DBP01 | 633 COOK AVE, HERITA | BROOKNEAL, TOWN OF | DISTRIBUTION SYSTEM |  | 1 | 12/19/1997 12:00:00 AM
VA5031175 | GE | HAA5 | QT | RT | Y | DS001 | DBP03 | 120 RUSH STREET | BROOKNEAL, TOWN OF | DISTRIBUTION SYSTEM |  | 1 | 12/19/1997 12:00:00 AM
VA5031175 | TC | TC | MN | RT | Y | DS001 | TCR01 |  | BROOKNEAL, TOWN OF | DISTRIBUTION SYSTEM |  | 6 | 12/19/1997 12:00:00 AM
VA5031175 | GE | ICMT | YR | RT | Y | EP001 | EP001 | PLANT TAP - FINISHED | BROOKNEAL, TOWN OF | ENTRY POINT TAP |  | 1 | 12/19/1997 12:00:00 AM
VA5031175 | GE | NIT | YR | RT | Y | EP001 | EP001 | PLANT TAP - FINISHED | BROOKNEAL, TOWN OF | ENTRY POINT TAP |  | 1 | 12/19/1997 12:00:00 AM
VA5031175 | GE | TOCA | MN | RT | Y | IN001 | RW001 | PHELPS CREEK RESERVOIR INTAKE | BROOKNEAL, TOWN OF | PHELPS CREEK RESERVOIR INTAKE |  | 3 | 12/19/1997 12:00:00 AM
VA5031175 | GE | TOC | MN | RT | Y | TP001 | UP001 | CFE TAP | BROOKNEAL, TOWN OF | TREATMENT PLANT |  | 3 | 12/19/1997 12:00:00 AM
VA5031275 | PB | PBCU | 3Y | RT | Y | DS001 | LC001 | LT S RESTROOM | RUSTBURG CORRECTIONAL UNIT #9 | DISTRIBUTION SYSTEM | FSD | 1 | 2/24/1998 12:00:00 AM
VA5031275 | PB | PBCU | 3Y | RT | Y | DS001 | LC002 | OFFICERS QUARTERS | RUSTBURG CORRECTIONAL UNIT #9 | DISTRIBUTION SYSTEM | FSD | 1 | 2/24/1998 12:00:00 AM
VA5031275 | PB | PBCU | 3Y | RT | Y | DS001 | LC003 | WW LAB | RUSTBURG CORRECTIONAL UNIT #9 | DISTRIBUTION SYSTEM | FSD | 1 | 2/24/1998 12:00:00 AM
VA5031275 | PB | PBCU | 3Y | RT | Y | DS001 | LC004 | FARM SHOP | RUSTBURG CORRECTIONAL UNIT #9 | DISTRIBUTION SYSTEM | FSD | 1 | 2/24/1998 12:00:00 AM
VA5031275 | PB | PBCU | 3Y | RT | Y | DS001 | LC006 | WW LAB DAY 2 | RUSTBURG CORRECTIONAL UNIT #9 | DISTRIBUTION SYSTEM | FSD | 1 | 2/24/1998 12:00:00 AM
VA5031275 | TC | TC | MN | RT | Y | DS001 | TCR01 |  | RUSTBURG CORRECTIONAL UNIT #9 | DISTRIBUTION SYSTEM |  | 3 | 2/24/1998 12:00:00 AM
VA5031275 | GE | MPN | YR | RT | Y | WL002 | RW002 | WELL HEAD | RUSTBURG CORRECTIONAL UNIT #9 | WELL NO. 2 |  | 1 | 2/24/1998 12:00:00 AM
VA5031275 | GE | MPN | YR | RT | Y | WL003 | RW003 | WELL HEAD | RUSTBURG CORRECTIONAL UNIT #9 | WELL NO. 3 |  | 1 | 2/24/1998 12:00:00 AM
VA5031275 | GE | THH5 | 3Y | RT | Y | DS001 | DBP01 | STAFF RESTROOM | RUSTBURG CORRECTIONAL UNIT #9 | DISTRIBUTION SYSTEM |  | 1 | 1998-02-24
VA5031305 | TC | TC | MN | RT | Y | DS001 | TCR01 |  | EASTBROOK MOBILE HOME COURT | DISTRIBUTION |  | 3 | 1/15/1998 12:00:00 AM
VA5031312 | PB | PBCU | 3Y | RT | Y | DS001 | LC003 | CLASSROOM NO.4 SINK | ELPIS CENTER | DISTRIBUTION SYSTEM | FSD | 1 | 7/22/2016 12:00:00 AM
VA5031312 | PB | PBCU | 3Y | RT | Y | DS001 | LC004 | 2 BASIN SS KITCHN SINK | ELPIS CENTER | DISTRIBUTION SYSTEM | FSD | 2 | 7/22/2016 12:00:00 AM
VA5031312 | PB | PBCU | 3Y | RT | Y | DS001 | LC005 | 3 BASIN SS KITCHN SINK | ELPIS CENTER | DISTRIBUTION SYSTEM | FSD | 2 | 7/22/2016 12:00:00 AM
VA5031312 | TC | TC | MN | RT | Y | DS001 | TCR01 |  | ELPIS CENTER | DISTRIBUTION SYSTEM |  | 3 | 7/22/2016 12:00:00 AM
VA5031455 | TC | TC | QT | RT | Y | DS001 | TCR01 |  | SPRING HOUSE RESTAURANT | DISTRIBUTION SYSTEM |  | 1 | 12/17/1997 12:00:00 AM
VA5031490 | TC | TC | MN | RT | Y | DS001 | TCR01 |  | GOLDY`S TRUCK PLAZA | DISTRIBUTION SYSTEM |  | 3 | 9/24/2001 12:00:00 AM
VA5031500 | PB | PBCU | YR | RT | Y | DS001 | LC001 | 37 KNOLLWOOD | KNOLL WOODS/IVY ACRES | DISTRIBUTION SYSTEM | FSD | 1 | 2/25/1998 12:00:00 AM
VA5031500 | PB | PBCU | YR | RT | Y | DS001 | LC002 | 106 KNOLLWOOD | KNOLL WOODS/IVY ACRES | DISTRIBUTION SYSTEM | FSD | 1 | 2/25/1998 12:00:00 AM
VA5031500 | PB | PBCU | YR | RT | Y | DS001 | LC003 | 42 KNOLLWOOD | KNOLL WOODS/IVY ACRES | DISTRIBUTION SYSTEM | FSD | 1 | 2/25/1998 12:00:00 AM
VA5031500 | PB | PBCU | YR | RT | Y | DS001 | LC004 | 188 KNOLLWOOD | KNOLL WOODS/IVY ACRES | DISTRIBUTION SYSTEM | FSD | 1 | 2/25/1998 12:00:00 AM
VA5031500 | PB | PBCU | YR | RT | Y | DS001 | LC005 | 256 KNOLLWOOD | KNOLL WOODS/IVY ACRES | DISTRIBUTION SYSTEM | FSD | 1 | 2/25/1998 12:00:00 AM
VA5031500 | TC | TC | MN | RT | Y | DS001 | TCR01 |  | KNOLL WOODS/IVY ACRES | DISTRIBUTION SYSTEM |  | 3 | 2/25/1998 12:00:00 AM
VA5031500 | GE | RADA | 6Y | RT | Y | EP002 | EP002 | IVY ACRES PUMP HSE | KNOLL WOODS/IVY ACRES | IVY ACRES ENTRY POINT |  | 1 | 2/25/1998 12:00:00 AM
VA5031530 | TC | TC | MN | RT | Y | DS001 | TCR01 |  | LAKESIDE MOBILE HOME PARK | DISTRIBUTION |  | 3 | 1/13/1998 12:00:00 AM
VA5031530 | GE | RADA | 6Y | RT | Y | EP001 | EP001 | PLANT TAP - RAW | LAKESIDE MOBILE HOME PARK | ENTRY POINT TAP |  | 1 | 1/13/1998 12:00:00 AM
VA5031568 | TC | TC | QT | RT | Y | DS001 | TCR01 |  | LIBERTY MOUNTAIN GUN CLUB | DISTRIBUTION SYSTEM |  | 1 | 9/21/2019 12:00:00 AM
VA5031575 | PB | PBCU | 3Y | RT | Y | DS001 | LC006 | 6A-29 RHODES CIR | LOCUST GARDENS MHP | DISTRIBUTION | FSD | 1 | 1/12/1998 12:00:00 AM
VA5031575 | PB | PBCU | 3Y | RT | Y | DS001 | LC007 | 19A-124 RHODES CIR | LOCUST GARDENS MHP | DISTRIBUTION | FSD | 1 | 1/12/1998 12:00:00 AM
VA5031575 | PB | PBCU | 3Y | RT | Y | DS001 | LC008 | 2A-7 RHODES CIR | LOCUST GARDENS MHP | DISTRIBUTION | FSD | 1 | 1/12/1998 12:00:00 AM
VA5031575 | PB | PBCU | 3Y | RT | Y | DS001 | LC009 | 11A-36 RHODES CIR | LOCUST GARDENS MHP | DISTRIBUTION | FSD | 1 | 1/12/1998 12:00:00 AM
VA5031575 | PB | PBCU | 3Y | RT | Y | DS001 | LC010 | 13A-20 RHODES CIR | LOCUST GARDENS MHP | DISTRIBUTION | FSD | 1 | 1/12/1998 12:00:00 AM
VA5031575 | TC | TC | MN | RT | Y | DS001 | TCR01 |  | LOCUST GARDENS MHP | DISTRIBUTION |  | 3 | 1/12/1998 12:00:00 AM
VA5031575 | GE | RADA | 6Y | RT | Y | EP001 | EP001 | PLANT TAP - RAW | LOCUST GARDENS MHP | ENTRY POINT TAP |  | 1 | 1/12/1998 12:00:00 AM
VA5031685 | TC | TC | QT | RT | Y | DS001 | TCR01 |  | MOORES COUNTRY STORE | DISTRIBUTION SYSTEM |  | 1 | 5/24/2002 12:00:00 AM
VA5031690 | TC | TC | MN | RT | Y | DS001 | TCR01 |  | MOUNTAIN REST ESTATES | DISTRIBUTION SYSTEM |  | 3 | 4/16/1998 12:00:00 AM
VA5031690 | GE | NIT | YR | RT | Y | EP001 | EP001 | POST TRMT | MOUNTAIN REST ESTATES | ENTRY POINT TAP |  | 1 | 4/16/1998 12:00:00 AM
VA5031693 | TC | TC | MN | RT | Y | DS001 | TCR01 |  | NARUNA WATER SYSTEM | DISTRIBUTION SYSTEM |  | 3 | 3/2/1998 12:00:00 AM
VA5031693 | TC | TC | YR | SP | Y | DS001 | TCR01 |  | NARUNA WATER SYSTEM | DISTRIBUTION SYSTEM |  | 2 | 3/2/1998 12:00:00 AM
VA5031693 | GE | CYN | 3Y | RT | Y | EP001 | EP001 | PLANT TAP - FINISHED | NARUNA WATER SYSTEM | ENTRY POINT TAP |  | 1 | 3/2/1998 12:00:00 AM
VA5031693 | GE | NIT | YR | RT | Y | EP001 | EP001 | PLANT TAP - FINISHED | NARUNA WATER SYSTEM | ENTRY POINT TAP |  | 1 | 3/2/1998 12:00:00 AM
VA5031693 | GE | MPN | YR | RT | Y | WL001 | RW001 | WELL NO. 1 | NARUNA WATER SYSTEM | WELL NO. 1 |  | 1 | 3/2/1998 12:00:00 AM
VA5031693 | GE | MPN | YR | RT | Y | WL003 | RW003 | WELL NO. 3 | NARUNA WATER SYSTEM | WELL NO. 3 |  | 1 | 3/2/1998 12:00:00 AM
VA5031693 | GE | MPN | YR | SP | N | WL006 | RW006 | WELL NO. 6 | NARUNA WATER SYSTEM | EMERGENCY WELL NO. 6 |  | 1 | 3/2/1998 12:00:00 AM
VA5031693 | GE | MPN | YR | SP | N | WL007 | RW007 | WELL 7 | NARUNA WATER SYSTEM | WELL 7 |  | 1 | 3/2/1998 12:00:00 AM
VA5031699 | TC | TC | QT | RT | Y | DS001 | TCR01 |  | NCHV VILLAGE 1 | NCHV-VILLAGE 1 DISTRIBUTION |  | 1 | 9/13/2023 12:00:00 AM
VA5031699 | GE | MPN | YR | RT | Y | WL001 | RW001 | WELL NO. 1 (VILLAGE 1) | NCHV VILLAGE 1 | WELL NO. 1 (VILLAGE 1) |  | 1 | 9/13/2023 12:00:00 AM
VA5031798 | TC | TC | QT | RT | Y | DS001 | TCR01 |  | ROSIE'S COZY KITCHEN | DISTRIBUTION SYSTEM |  | 1 | 4/15/2016 12:00:00 AM
VA5031798 | GE | NIT | YR | RT | Y | EP001 | EP001 | ENTRY POINT | ROSIE'S COZY KITCHEN | ENTRY POINT |  | 1 | 4/15/2016 12:00:00 AM
VA5031799 | TC | TC | QT | RT | Y | DS001 | TCR01 |  | RUSTBURG DIXIE YOUTH BASEBALL | DISTRIBUTION SYSTEM |  | 1 | 5/12/2016 12:00:00 AM
VA5031808 | TC | TC | QT | RT | Y | DS001 | TCR01 |  | LAKEWOOD FARM-RUSTBURG SITE | DISTRIBUTION SYSTEM |  | 1 | 6/21/2017 12:00:00 AM
VA5031825 | PB | PBCU | YR | RT | Y | DS001 | LC002 | LOT 25 | JONES ESTATES LYNCHBURG VA LLC | DISTRIBUTION SYSTEM | FSD | 1 | 3/2/1998 12:00:00 AM
VA5031825 | PB | PBCU | YR | RT | Y | DS001 | LC003 | LOT 72 | JONES ESTATES LYNCHBURG VA LLC | DISTRIBUTION SYSTEM | FSD | 1 | 3/2/1998 12:00:00 AM
VA5031825 | PB | PBCU | YR | RT | Y | DS001 | LC004 | LOT 138 | JONES ESTATES LYNCHBURG VA LLC | DISTRIBUTION SYSTEM | FSD | 1 | 3/2/1998 12:00:00 AM
VA5031825 | PB | PBCU | YR | RT | Y | DS001 | LC005 | LOT 86 | JONES ESTATES LYNCHBURG VA LLC | DISTRIBUTION SYSTEM | FSD | 1 | 3/2/1998 12:00:00 AM
VA5031825 | PB | PBCU | YR | RT | Y | DS001 | LC006 | LOT 135 | JONES ESTATES LYNCHBURG VA LLC | DISTRIBUTION SYSTEM | FSD | 1 | 3/2/1998 12:00:00 AM
VA5031825 | TC | TC | MN | RT | Y | DS001 | TCR01 |  | JONES ESTATES LYNCHBURG VA LLC | DISTRIBUTION SYSTEM |  | 3 | 3/2/1998 12:00:00 AM
VA5031825 | GE | RADA | 6Y | RT | Y | EP001 | EP001 | PLANT TAP - RAW | JONES ESTATES LYNCHBURG VA LLC | ENTRY POINT TAP |  | 1 | 3/2/1998 12:00:00 AM
VA5031825 | GE | VOC | 3Y | RT | Y | EP001 | EP001 | PLANT TAP - RAW | JONES ESTATES LYNCHBURG VA LLC | ENTRY POINT TAP |  | 1 | 3/2/1998 12:00:00 AM
VA5031848 | TC | TC | QT | RT | Y | DS001 | TCR01 |  | THOUSAND TRAILS | DISTRIBUTION SYSTEM |  | 1 | 6/10/2002 12:00:00 AM
VA5031898 | TC | TC | QT | RT | Y | DS001 | TCR01 |  | QUIK-E NO.15 | DISTRIBUTION SYSTEM |  | 1 | 5/23/2002 12:00:00 AM
VA5031955 | GE | THH5 | YR | RT | Y | DS001 | DBP01 | CONCESSION STAND | WILLIAM CAMPBELL HIGH SCHOOL | DISTRIBUTION SYSTEM |  | 1 | 3/4/1998 12:00:00 AM
VA5031955 | GE | THH5 | YR | RT | Y | DS001 | DBP02 | BOYS BATHRM NEW GYM | WILLIAM CAMPBELL HIGH SCHOOL | DISTRIBUTION SYSTEM |  | 1 | 3/4/1998 12:00:00 AM
VA5031955 | TC | TC | MN | RT | Y | DS001 | TCR01 |  | WILLIAM CAMPBELL HIGH SCHOOL | DISTRIBUTION SYSTEM |  | 3 | 3/4/1998 12:00:00 AM
VA5031955 | GE | NIT | YR | RT | Y | EP001 | EP001 | PLANT TAP - FINISHED | WILLIAM CAMPBELL HIGH SCHOOL | ENTRY POINT TAP |  | 1 | 3/4/1998 12:00:00 AM
VA5031955 | GE | MPN | YR | RT | Y | WL001 | RW001 | WELL NO. 1 WELL HEAD | WILLIAM CAMPBELL HIGH SCHOOL | WELL NO. 1 |  | 1 | 3/4/1998 12:00:00 AM
VA5031955 | GE | MPN | YR | RT | Y | WL002 | RW002 | WELL NO. 2 WELL HEAD | WILLIAM CAMPBELL HIGH SCHOOL | WELL NO. 2 |  | 1 | 3/4/1998 12:00:00 AM
VA5031955 | GE | MPN | YR | RT | Y | WL003 | RW003 | WELL NO.3 WELLHEAD | WILLIAM CAMPBELL HIGH SCHOOL | WELL NO.3 |  | 1 | 3/4/1998 12:00:00 AM
VA5031980 | TC | TC | MN | RT | Y | DS001 | TCR01 |  | 501 TRAILER COURT | DISTRIBUTION SYSTEM |  | 3 | 4/15/1998 12:00:00 AM
VA5031980 | GE | ICMT | 3Y | RT | Y | EP001 | EP001 | POST TRMT | 501 TRAILER COURT | ENTRY POINT POST TRMT |  | 1 | 4/15/1998 12:00:00 AM
VA5031980 | GE | NIT | YR | RT | Y | EP001 | EP001 | POST TRMT | 501 TRAILER COURT | ENTRY POINT POST TRMT |  | 1 | 4/15/1998 12:00:00 AM
VA5031980 | GE | VOC | 3Y | RT | Y | EP001 | EP001 | POST TRMT | 501 TRAILER COURT | ENTRY POINT POST TRMT |  | 1 | 4/15/1998 12:00:00 AM
VA5031980 | GE | MPN | YR | RT | Y | WL002 | RW002 | WELL 2 WELL HEAD | 501 TRAILER COURT | WELL NO. 2 |  | 1 | 4/15/1998 12:00:00 AM
VA5031980 | GE | MPN | YR | RT | Y | WL004 | RW004 | WELL 4 WELL HEAD | 501 TRAILER COURT | WELL NO. 4 |  | 1 | 4/15/1998 12:00:00 AM
VA5037020 | PB | PBCU | 3Y | RT | Y | DS001 | LC001 | KITCHEN | BACON DISTRICT SCHOOL | DISTRIBUTION | FSD | 1 | 12/22/1997 12:00:00 AM
VA5037020 | PB | PBCU | 3Y | RT | Y | DS001 | LC002 | ROOM 202 | BACON DISTRICT SCHOOL | DISTRIBUTION | FSD | 1 | 12/22/1997 12:00:00 AM
VA5037020 | PB | PBCU | 3Y | RT | Y | DS001 | LC003 | ROOM 104 | BACON DISTRICT SCHOOL | DISTRIBUTION | FSD | 1 | 12/22/1997 12:00:00 AM
VA5037020 | PB | PBCU | 3Y | RT | Y | DS001 | LC004 | ROOM 106 | BACON DISTRICT SCHOOL | DISTRIBUTION | FSD | 1 | 12/22/1997 12:00:00 AM
VA5037020 | PB | PBCU | 3Y | RT | Y | DS001 | LC005 | CLINIC | BACON DISTRICT SCHOOL | DISTRIBUTION | FSD | 1 | 12/22/1997 12:00:00 AM
VA5037020 | TC | TC | MN | RT | Y | DS001 | TCR01 |  | BACON DISTRICT SCHOOL | DISTRIBUTION |  | 3 | 12/22/1997 12:00:00 AM
VA5037029 | TC | TC | QT | RT | Y | DS001 | TCR01 |  | MAGNOLIA BAR AND GRILLE | DISTRIBUTION SYSTEM |  | 1 | 7/14/2016 12:00:00 AM
VA5037029 | GE | NIT | YR | RT | Y | EP001 | EP001 | ENTRY POINT | MAGNOLIA BAR AND GRILLE | ENTRY POINT |  | 1 | 7/14/2016 12:00:00 AM
VA5037100 | TC | TC | MN | RT | Y | DS001 | TCR01 |  | CARDINAL HOMES INC | DISTRIBUTION |  | 3 | 1/1/1993 12:00:00 AM
VA5037100 | GE | VOC | QT | RT | Y | EP001 | EP001 | HYDRO TANK TAP | CARDINAL HOMES INC | ENTRY POINT TAP |  | 1 | 1/1/1993 12:00:00 AM
VA5037100 | GE | MPN | YR | RT | Y | WL001 | RW001 | WELL NO. 1 | CARDINAL HOMES INC | WELL NO. 1 |  | 1 | 1/1/1993 12:00:00 AM
VA5037140 | PB | PBCU | 3Y | RT | Y | DS001 | LC001 | ROOM 101 | EUREKA ELEMENTARY SCHOOL | DISTRIBUTION | FSD | 1 | 12/19/1997 12:00:00 AM
VA5037140 | PB | PBCU | 3Y | RT | Y | DS001 | LC002 | ROOM 201 | EUREKA ELEMENTARY SCHOOL | DISTRIBUTION | FSD | 1 | 12/19/1997 12:00:00 AM
VA5037140 | PB | PBCU | 3Y | RT | Y | DS001 | LC003 | ROOM 301 | EUREKA ELEMENTARY SCHOOL | DISTRIBUTION | FSD | 1 | 12/19/1997 12:00:00 AM
VA5037140 | PB | PBCU | 3Y | RT | Y | DS001 | LC004 | ROOM 401 | EUREKA ELEMENTARY SCHOOL | DISTRIBUTION | FSD | 1 | 12/19/1997 12:00:00 AM
VA5037140 | PB | PBCU | 3Y | RT | Y | DS001 | LC005 | KITCHEN | EUREKA ELEMENTARY SCHOOL | DISTRIBUTION | FSD | 1 | 12/19/1997 12:00:00 AM
VA5037140 | TC | TC | MN | RT | Y | DS001 | TCR01 |  | EUREKA ELEMENTARY SCHOOL | DISTRIBUTION |  | 3 | 12/19/1997 12:00:00 AM
VA5037150 | GE | THH5 | YR | RT | Y | DS001 | DBP02 | CHARTER OAKS | CHARLOTTE COURTHOUSE, TOWN OF | DISTRIBUTION SYSTEM |  | 1 | 3/2/1998 12:00:00 AM
VA5037150 | PB | PBCU | YR | RT | Y | DS001 | LC002 | 333 DAVID BRUCE HWY | CHARLOTTE COURTHOUSE, TOWN OF | DISTRIBUTION SYSTEM | FSD | 1 | 3/2/1998 12:00:00 AM
VA5037150 | PB | PBCU | YR | RT | Y | DS001 | LC003 | 845 DAVID BRUCE HWY | CHARLOTTE COURTHOUSE, TOWN OF | DISTRIBUTION SYSTEM | FSD | 1 | 3/2/1998 12:00:00 AM
VA5037150 | PB | PBCU | YR | RT | Y | DS001 | LC005 | 909 GEORGE WASHINGTN | CHARLOTTE COURTHOUSE, TOWN OF | DISTRIBUTION SYSTEM | FSD | 1 | 3/2/1998 12:00:00 AM
VA5037150 | PB | PBCU | YR | RT | Y | DS001 | LC008 | 224 MORRISON GROVE | CHARLOTTE COURTHOUSE, TOWN OF | DISTRIBUTION SYSTEM | FSD | 1 | 3/2/1998 12:00:00 AM
VA5037150 | PB | PBCU | YR | RT | Y | DS001 | LC010 | 535 UNION CEMETERY | CHARLOTTE COURTHOUSE, TOWN OF | DISTRIBUTION SYSTEM | FSD | 1 | 3/2/1998 12:00:00 AM
VA5037150 | PB | PBCU | YR | RT | Y | DS001 | LC014 | 270 GOLD LEAF DR | CHARLOTTE COURTHOUSE, TOWN OF | DISTRIBUTION SYSTEM | FSD | 1 | 3/2/1998 12:00:00 AM
VA5037150 | PB | PBCU | YR | RT | Y | DS001 | LC015 | 301 DAVID BRUCE HWY | CHARLOTTE COURTHOUSE, TOWN OF | DISTRIBUTION SYSTEM | FSD | 1 | 3/2/1998 12:00:00 AM
VA5037150 | PB | PBCU | YR | RT | Y | DS001 | LC016 | 428 DAVID BRUCE HWY | CHARLOTTE COURTHOUSE, TOWN OF | DISTRIBUTION SYSTEM | FSD | 1 | 3/2/1998 12:00:00 AM
VA5037150 | PB | PBCU | YR | RT | Y | DS001 | LC018 | 850 DAVID BRUCE | CHARLOTTE COURTHOUSE, TOWN OF | DISTRIBUTION SYSTEM | FSD | 1 | 3/2/1998 12:00:00 AM
VA5037150 | PB | PBCU | YR | RT | Y | DS001 | LC020 | 1001 DAVID BRUCE HWY | CHARLOTTE COURTHOUSE, TOWN OF | DISTRIBUTION SYSTEM | FSD | 1 | 3/2/1998 12:00:00 AM
VA5037150 | TC | TC | MN | RT | Y | DS001 | TCR01 |  | CHARLOTTE COURTHOUSE, TOWN OF | DISTRIBUTION SYSTEM |  | 6 | 3/2/1998 12:00:00 AM
VA5037150 | GE | VOC | 3Y | RT | Y | EP002 | EP002 | WELL NO. 3 ENTRY | CHARLOTTE COURTHOUSE, TOWN OF | ENTRY POINT TAP - WELL NO. 3 |  | 1 | 3/2/1998 12:00:00 AM
VA5037150 | GE | VOC | 3Y | RT | Y | EP003 | EP003 | WELL NO. 4 ENTRY | CHARLOTTE COURTHOUSE, TOWN OF | ENTRY POINT TAP - WELL NO. 4 |  | 1 | 3/2/1998 12:00:00 AM
VA5037150 | GE | VOC | 3Y | RT | Y | EP004 | EP004 | WELL NO. 5 ENTRY | CHARLOTTE COURTHOUSE, TOWN OF | ENTRY POINT TAP - WELL NO. 5 |  | 1 | 3/2/1998 12:00:00 AM
VA5037150 | GE | MPN | YR | RT | Y | WL003 | RW003 | WELL NO. 3 | CHARLOTTE COURTHOUSE, TOWN OF | WELL NO. 3 |  | 1 | 3/2/1998 12:00:00 AM
VA5037150 | GE | MPN | YR | RT | Y | WL004 | RW004 | WELL NO. 4 | CHARLOTTE COURTHOUSE, TOWN OF | WELL NO. 4 |  | 1 | 3/2/1998 12:00:00 AM
VA5037150 | GE | MPN | YR | RT | Y | WL005 | RW005 | WELL NO. 5 | CHARLOTTE COURTHOUSE, TOWN OF | WELL NO. 5 |  | 1 | 3/2/1998 12:00:00 AM
VA5037150 | GE | MPN | YR | RT | Y | WL007 | RW007 | WELL NO. 7 | CHARLOTTE COURTHOUSE, TOWN OF | WELL NO. 7 |  | 1 | 3/2/1998 12:00:00 AM
VA5037176 | TC | TC | QT | RT | Y | DS001 | TCR01 |  | DOLLAR GENERAL - WYLLIESBURG | DOLLAR GENERAL DISTRIBUTION SYSTEM |  | 1 | 12/17/2018 12:00:00 AM
VA5037188 | TC | TC | QT | RT | Y | DS001 | TCR01 |  | DOLLAR GENERAL - RED HOUSE | DISTRIBUTION SYSTEM |  | 1 | 12/17/2018 12:00:00 AM
VA5037200 | GE | THH5 | YR | RT | Y | DS001 | DBP01 | 4224 DRAKES MAIN / HALL'S | DRAKES BRANCH, TOWN OF | DISTRIBUTION |  | 1 | 1/7/1998 12:00:00 AM
VA5037200 | PB | PBCU | 3Y | RT | Y | DS001 | LC001 | 4322 DRAKES MAIN ST | DRAKES BRANCH, TOWN OF | DISTRIBUTION | FSD | 1 | 1/7/1998 12:00:00 AM
VA5037200 | PB | PBCU | 3Y | RT | Y | DS001 | LC006 | 4171 DRAKES MAIN ST | DRAKES BRANCH, TOWN OF | DISTRIBUTION | FSD | 1 | 1/7/1998 12:00:00 AM
VA5037200 | PB | PBCU | 3Y | RT | Y | DS001 | LC007 | 204 JACKSON STREET | DRAKES BRANCH, TOWN OF | DISTRIBUTION | FSD | 1 | 1/7/1998 12:00:00 AM
VA5037200 | PB | PBCU | 3Y | RT | Y | DS001 | LC009 | 116 GETHSEMANE CHUR | DRAKES BRANCH, TOWN OF | DISTRIBUTION | FSD | 1 | 1/7/1998 12:00:00 AM
VA5037200 | PB | PBCU | 3Y | RT | Y | DS001 | LC013 | 463 PROCTOR ST | DRAKES BRANCH, TOWN OF | DISTRIBUTION | FSD | 1 | 1/7/1998 12:00:00 AM
VA5037200 | PB | PBCU | 3Y | RT | Y | DS001 | LC014 | 175 ISABELLA ST | DRAKES BRANCH, TOWN OF | DISTRIBUTION | FSD | 1 | 1/7/1998 12:00:00 AM
VA5037200 | PB | PBCU | 3Y | RT | Y | DS001 | LC016 | 4505 DRAKES MAIN ST | DRAKES BRANCH, TOWN OF | DISTRIBUTION | FSD | 1 | 1/7/1998 12:00:00 AM
VA5037200 | PB | PBCU | 3Y | RT | Y | DS001 | LC021 | 127 GREGORY LN | DRAKES BRANCH, TOWN OF | DISTRIBUTION | FSD | 1 | 1/7/1998 12:00:00 AM
VA5037200 | PB | PBCU | 3Y | RT | Y | DS001 | LC032 | 104 BEDFORD STREET | DRAKES BRANCH, TOWN OF | DISTRIBUTION | FSD | 1 | 1/7/1998 12:00:00 AM
VA5037200 | PB | PBCU | 3Y | RT | Y | DS001 | LC034 | 144 NEW YORK AVENUE | DRAKES BRANCH, TOWN OF | DISTRIBUTION | FSD | 1 | 1/7/1998 12:00:00 AM
VA5037200 | TC | TC | MN | RT | Y | DS001 | TCR01 |  | DRAKES BRANCH, TOWN OF | DISTRIBUTION |  | 3 | 1/7/1998 12:00:00 AM
VA5037200 | GE | ICMT | 3Y | RT | Y | EP002 | EP002 | WELL NO. 4 ENTRY | DRAKES BRANCH, TOWN OF | ENTRY POINT TAP - WELL NO. 4 |  | 1 | 1/7/1998 12:00:00 AM
VA5037200 | GE | RADA | 6Y | RT | Y | EP003 | EP003 | WELL NO. 5 ENTRY | DRAKES BRANCH, TOWN OF | ENTRY POINT TAP - WELL NO. 5 |  | 1 | 1/7/1998 12:00:00 AM
VA5037200 | GE | ICMT | 3Y | RT | Y | EP004 | EP004 | WELL NO. 6 ENTRY | DRAKES BRANCH, TOWN OF | ENTRY POINT TAP - WELL NO. 6 |  | 1 | 1/7/1998 12:00:00 AM
VA5037200 | GE | ICMT | 3Y | RT | Y | EP005 | EP005 | WELL ON. 7 ENTRY | DRAKES BRANCH, TOWN OF | ENTRY POINT TAP - WELL NO. 7 |  | 1 | 1/7/1998 12:00:00 AM
VA5037200 | GE | MPN | YR | RT | Y | WL004 | RW004 | WELL NO. 4 | DRAKES BRANCH, TOWN OF | WELL NO. 4 |  | 1 | 1/7/1998 12:00:00 AM
VA5037200 | GE | MPN | YR | RT | Y | WL005 | RW005 | WELL NO. 5 | DRAKES BRANCH, TOWN OF | WELL NO. 5 |  | 1 | 1/7/1998 12:00:00 AM
VA5037200 | GE | MPN | YR | RT | Y | WL006 | RW006 | WELL NO. 6 | DRAKES BRANCH, TOWN OF | WELL NO. 6 |  | 1 | 1/7/1998 12:00:00 AM
VA5037200 | GE | MPN | YR | RT | Y | WL007 | RW007 | WELL NO. 7 | DRAKES BRANCH, TOWN OF | WELL NO. 7- WEST POINT |  | 1 | 1/7/1998 12:00:00 AM
VA5037300 | GE | TTHM | QT | RT | Y | DS001 | DBP01 | UPS LOCA, IND PARK | KEYSVILLE, TOWN OF | KEYSVILLE DISTRIBUTION SYSTEM |  | 1 | 1/7/1964 12:00:00 AM
VA5037300 | GE | HAA5 | QT | RT | Y | DS001 | DBP04 | 255 RAILRD AV-WHITES | KEYSVILLE, TOWN OF | KEYSVILLE DISTRIBUTION SYSTEM |  | 1 | 1/7/1964 12:00:00 AM
VA5037300 | TC | TC | MN | RT | Y | DS001 | TCR01 |  | KEYSVILLE, TOWN OF | KEYSVILLE DISTRIBUTION SYSTEM |  | 3 | 1/7/1964 12:00:00 AM
VA5037300 | GE | FRFL | MN | ST | N | EP001 | EP001 | FINISHED WATER TAP | KEYSVILLE, TOWN OF | ENTRY POINT TAP |  | 3 | 1/7/1964 12:00:00 AM
VA5037300 | GE | ICMT | YR | RT | Y | EP001 | EP001 | FINISHED WATER TAP | KEYSVILLE, TOWN OF | ENTRY POINT TAP |  | 1 | 1/7/1964 12:00:00 AM
VA5037300 | GE | NIT | YR | RT | Y | EP001 | EP001 | FINISHED WATER TAP | KEYSVILLE, TOWN OF | ENTRY POINT TAP |  | 1 | 1/7/1964 12:00:00 AM
VA5037300 | GE | S001 | 3Y | RT | Y | EP001 | EP001 | FINISHED WATER TAP | KEYSVILLE, TOWN OF | ENTRY POINT TAP |  | 1 | 1/7/1964 12:00:00 AM
VA5037300 | GE | S009 | 3Y | RT | Y | EP001 | EP001 | FINISHED WATER TAP | KEYSVILLE, TOWN OF | ENTRY POINT TAP |  | 1 | 1/7/1964 12:00:00 AM
VA5037300 | GE | S113 | 3Y | RT | Y | EP001 | EP001 | FINISHED WATER TAP | KEYSVILLE, TOWN OF | ENTRY POINT TAP |  | 1 | 1/7/1964 12:00:00 AM
VA5037300 | GE | S125 | 3Y | RT | Y | EP001 | EP001 | FINISHED WATER TAP | KEYSVILLE, TOWN OF | ENTRY POINT TAP |  | 1 | 1/7/1964 12:00:00 AM
VA5037300 | GE | VOC | YR | RT | Y | EP001 | EP001 | FINISHED WATER TAP | KEYSVILLE, TOWN OF | ENTRY POINT TAP |  | 1 | 1/7/1964 12:00:00 AM
VA5037300 | GE | TOCA | MN | RT | Y | IN001 | RW001 | SPRING CREEK IMPOUNDMENT | KEYSVILLE, TOWN OF | SPRING CREEK IMPOUNDMENT |  | 3 | 1/7/1964 12:00:00 AM
VA5037300 | GE | TOC | MN | RT | Y | TP001 | UP001 | POST FILTRATION | KEYSVILLE, TOWN OF | TREATMENT PLANT |  | 3 | 1/7/1964 12:00:00 AM
VA5037550 | TC | TC | MN | RT | Y | DS001 | TCR01 |  | PHENIX, TOWN OF | DISTRIBUTION |  | 3 | 12/30/1997 12:00:00 AM
VA5037550 | GE | NIT | YR | RT | Y | EP003 | EP003 | COMMON ENTRY POINT | PHENIX, TOWN OF | ENTRY POINT TAP - WELL NO. 1 & 2 |  | 1 | 12/30/1997 12:00:00 AM
VA5037550 | GE | NIT | YR | RT | Y | EP004 | EP004 | ENTRY POINT WELL NO. 3 | PHENIX, TOWN OF | ENTRY POINT- WELL NO. 3 |  | 1 | 12/30/1997 12:00:00 AM
VA5037550 | GE | CYN | 3Y | RT | Y | EP005 | EP005 | ENTRY POINT TAP - WELL NO. 4 | PHENIX, TOWN OF | ENTRY POINT TAP - WELL NO. 4 |  | 1 | 12/30/1997 12:00:00 AM
VA5037550 | GE | MPN | YR | RT | Y | WL001 | RW001 | WELL NO. 1 | PHENIX, TOWN OF | WELL NO. 1 |  | 1 | 12/30/1997 12:00:00 AM
VA5037550 | GE | MPN | YR | RT | Y | WL002 | RW002 | WELL NO. 2 | PHENIX, TOWN OF | WELL NO. 2 |  | 1 | 12/30/1997 12:00:00 AM
VA5037550 | GE | MPN | YR | RT | Y | WL003 | RW003 | WELL NO. 3 | PHENIX, TOWN OF | WELL NO. 3 |  | 1 | 12/30/1997 12:00:00 AM
VA5037550 | GE | MPN | YR | RT | Y | WL004 | RW004 | WELL 4 WELL HEAD | PHENIX, TOWN OF | WELL NO. 4 |  | 1 | 12/30/1997 12:00:00 AM
VA5037820 | TC | TC | QT | RT | Y | DS001 | TCR01 |  | KEYSVILLE SAVE-U-TIME | DISTRIBUTION SYSTEM |  | 1 | 12/18/1997 12:00:00 AM
VA5037823 | TC | TC | QT | RT | Y | DS001 | TCR01 |  | STAUNTON RIVER BATTLEFIELD STATE PARK | DISTRIBUTION |  | 1 | 9/20/2001 12:00:00 AM
VA5049150 | GE | THH5 | YR | RT | Y | DS001 | DBP02 | CUMBERLAND COMM CEN | CUMBERLAND COUNTY WATER SYSTEM | DISTRIBUTION SYSTEM |  | 1 | 12/4/2006 12:00:00 AM
VA5049150 | TC | TC | MN | RT | Y | DS001 | TCR01 |  | CUMBERLAND COUNTY WATER SYSTEM | DISTRIBUTION SYSTEM |  | 6 | 12/4/2006 12:00:00 AM
VA5049150 | GE | NIT | YR | RT | Y | EP001 | EP001 | PLANT TAP-FINISHED | CUMBERLAND COUNTY WATER SYSTEM | ENTRY POINT TAP-COMB.WELL NOS.1&2 |  | 1 | 12/4/2006 12:00:00 AM
VA5049150 | GE | MPN | YR | RT | Y | WL001 | RW001 | WELL NO. 1 RAW | CUMBERLAND COUNTY WATER SYSTEM | WELL NO. 1 |  | 1 | 12/4/2006 12:00:00 AM
VA5049150 | GE | MPN | YR | RT | Y | WL002 | RW002 | WELL NO. 2 RAW | CUMBERLAND COUNTY WATER SYSTEM | WELL NO. 2 |  | 1 | 12/4/2006 12:00:00 AM
VA5049150 | GE | MPN | YR | RT | Y | WL003 | RW003 | WELL NO. 3 RAW | CUMBERLAND COUNTY WATER SYSTEM | WELL NO. 3 |  | 1 | 12/4/2006 12:00:00 AM
VA5049151 | TC | TC | QT | RT | Y | DS001 | TCR01 |  | DOLLAR GENERAL-CUMBERLAND | DISTRIBUTION SYSTEM |  | 1 | 11/9/2020 12:00:00 AM
VA5049151 | GE | MPN | YR | RT | Y | WL001 | RW001 | WELL NO. 1 | DOLLAR GENERAL-CUMBERLAND | WELL NO. 1 |  | 1 | 11/9/2020 12:00:00 AM
VA5049400 | TC | TC | MN | RT | Y | DS001 | TCR01 |  | LAKESIDE VILLAGE | DISTRIBUTION |  | 3 | 2/10/1998 12:00:00 AM
VA5049400 | GE | VOC | YR | RT | Y | EP002 | EP002 | HYDRO TNK TAP-WELL 2 | LAKESIDE VILLAGE | ENTRY POINT TAP WELL 2 |  | 1 | 2/10/1998 12:00:00 AM
VA5049400 | GE | MPN | YR | RT | Y | WL002 | RW002 | WELL NO. 2 | LAKESIDE VILLAGE | WELL NO. 2 |  | 1 | 2/10/1998 12:00:00 AM
VA5049400 | GE | MPN | YR | RT | Y | WL003 | RW003 | WELL NO. 3 | LAKESIDE VILLAGE | WELL NO. 3 |  | 1 | 2/10/1998 12:00:00 AM
VA5049500 | TC | TC | MN | RT | Y | DS001 | TCR01 |  | NEW LIFE SCHOOLS | DISTRIBUTION SYSTEM |  | 3 | 1/23/2015 12:00:00 AM
VA5049500 | GE | NIT | YR | RT | Y | EP002 | EP002 | ENTRY POINT TWO | NEW LIFE SCHOOLS | ENTRY POINT TWO |  | 1 | 1/23/2015 12:00:00 AM
VA5049819 | TC | TC | MN | RT | Y | DS001 | TCR01 |  | SOUTHSIDE ENTERPRISES | DISTRIBUTION SYSTEM |  | 3 | 10/26/2016 12:00:00 AM
VA5067020 | TC | TC | MN | RT | Y | DS001 | TCR01 |  | ALTON PARK | ALTON PARK DISTRIBUTION SYSTEM |  | 3 | 1/18/2005 12:00:00 AM
VA5067028 | TC | TC | MN | RT | Y | DS001 | TCR01 |  | BAY ROCK MARINA | DISTRIBUTION SYSTEM |  | 3 | 3/28/2022 12:00:00 AM
VA5067028 | GE | NIT | YR | RT | Y | EP001 | EP001 | ENTRY POINT TAP | BAY ROCK MARINA | ENTRY POINT TAP |  | 1 | 3/28/2022 12:00:00 AM
VA5067042 | PB | PBCU | 3Y | RT | Y | DS001 | LC001 | 130 QUEEN MOTHERS CT | BURNT CHIMNEY WATER SYSTEM | DISTRIBUTION SYSTEM | FSD | 1 | 3/13/1998 12:00:00 AM
VA5067042 | PB | PBCU | 3Y | RT | Y | DS001 | LC006 | 660 RICHARDS WAY | BURNT CHIMNEY WATER SYSTEM | DISTRIBUTION SYSTEM | FSD | 1 | 3/13/1998 12:00:00 AM
VA5067042 | PB | PBCU | 3Y | RT | Y | DS001 | LC016 | 15 FOX TRAIL DRIVE | BURNT CHIMNEY WATER SYSTEM | DISTRIBUTION SYSTEM | FSD | 1 | 3/13/1998 12:00:00 AM
VA5067042 | PB | PBCU | 3Y | RT | Y | DS001 | LC018 | 450 ROYAL ESTATES BLVD | BURNT CHIMNEY WATER SYSTEM | DISTRIBUTION SYSTEM | FSD | 1 | 3/13/1998 12:00:00 AM
VA5067042 | PB | PBCU | 3Y | RT | Y | DS001 | LC020 | 621 FOX CHASE ROAD | BURNT CHIMNEY WATER SYSTEM | DISTRIBUTION SYSTEM | FSD | 1 | 3/13/1998 12:00:00 AM
VA5067042 | TC | TC | MN | RT | Y | DS001 | TCR01 |  | BURNT CHIMNEY WATER SYSTEM | DISTRIBUTION SYSTEM |  | 3 | 3/13/1998 12:00:00 AM
VA5067042 | GE | MPN | YR | RT | Y | WL003 | RW003 | WELL HEAD | BURNT CHIMNEY WATER SYSTEM | BOXWOOD WELL NO. 3 |  | 1 | 3/13/1998 12:00:00 AM
VA5067042 | GE | MPN | YR | RT | Y | WL004 | RW004 | WELL HEAD | BURNT CHIMNEY WATER SYSTEM | BOXWOOD WELL NO. 4 |  | 1 | 3/13/1998 12:00:00 AM
VA5067042 | GE | MPN | YR | RT | Y | WL005 | RW005 | WELL HEAD | BURNT CHIMNEY WATER SYSTEM | BOXWOOD WELL NO. 5 |  | 1 | 3/13/1998 12:00:00 AM
VA5067042 | GE | MPN | YR | RT | Y | WL007 | RW007 | ROYAL ESTATES WELL NO. 7 | BURNT CHIMNEY WATER SYSTEM | ROYAL ESTATES WELL NO. 7 |  | 1 | 3/13/1998 12:00:00 AM
VA5067042 | GE | MPN | YR | RT | Y | WL008 | RW008 | ROYAL ESTATES WELL NO. 8 | BURNT CHIMNEY WATER SYSTEM | ROYAL ESTATES WELL NO. 8 |  | 1 | 3/13/1998 12:00:00 AM
VA5067043 | PB | PBCU | 3Y | RT | Y | DS001 | LC001 | 500 HEATHRWD BLDG1 | BOONES MILL TOWN OF | BOONES MILL, TOWN OF | FSD | 1 | 10/1/1993 12:00:00 AM
VA5067043 | PB | PBCU | 3Y | RT | Y | DS001 | LC002 | 153 LONGVIEW LN | BOONES MILL TOWN OF | BOONES MILL, TOWN OF | FSD | 1 | 10/1/1993 12:00:00 AM
VA5067043 | PB | PBCU | 3Y | RT | Y | DS001 | LC005 | 70 MURRAY HILL RD | BOONES MILL TOWN OF | BOONES MILL, TOWN OF | FSD | 1 | 10/1/1993 12:00:00 AM
VA5067043 | PB | PBCU | 3Y | RT | Y | DS001 | LC009 | 80 HEATHERWOOD DR | BOONES MILL TOWN OF | BOONES MILL, TOWN OF | FSD | 1 | 10/1/1993 12:00:00 AM
VA5067043 | PB | PBCU | 3Y | RT | Y | DS001 | LC016 | 219 WINDING WAY RD | BOONES MILL TOWN OF | BOONES MILL, TOWN OF | FSD | 1 | 10/1/1993 12:00:00 AM
VA5067043 | TC | TC | MN | RT | Y | DS001 | TCR01 |  | BOONES MILL TOWN OF | BOONES MILL, TOWN OF |  | 3 | 10/1/1993 12:00:00 AM
VA5067043 | GE | NIT | YR | RT | Y | EP001 | EP001 | TAP AT ATMO TANK | BOONES MILL TOWN OF | ENTRY POINT TREATMENT TAP |  | 1 | 10/1/1993 12:00:00 AM
VA5067043 | GE | MPN | MN | RT | Y | SP001 | RW0SP | SPRING | BOONES MILL TOWN OF | SPRING |  | 3 | 10/1/1993 12:00:00 AM
VA5067043 | GE | MPN | YR | RT | Y | WL001 | RW001 | WELL 1 | BOONES MILL TOWN OF | DRILLED WELL NO.1 |  | 1 | 10/1/1993 12:00:00 AM
VA5067043 | GE | MPN | YR | RT | Y | WL002 | RW002 | DRILLED WELL NO.2 | BOONES MILL TOWN OF | DRILLED WELL NO.2 |  | 1 | 10/1/1993 12:00:00 AM
VA5067043 | GE | MPN | YR | RT | Y | WL003 | RW003 | WELL 3 | BOONES MILL TOWN OF | DRILLED WELL NO.3 |  | 1 | 10/1/1993 12:00:00 AM
VA5067064 | TC | TC | MN | RT | Y | DS001 | TCR01 |  | CALLAWAY ELEMENTARY SCHOOL | CALLAWAY DISTRIBUTION SYSTEM |  | 3 | 4/3/2003 12:00:00 AM
VA5067064 | GE | NIT | YR | RT | Y | EP001 | EP001 | HYDRO TANK TAP | CALLAWAY ELEMENTARY SCHOOL | ENTRY POINT TAP |  | 1 | 4/3/2003 12:00:00 AM
VA5067064 | GE | MPN | YR | RT | Y | WL001 | RW001 | WELL NO. 1 | CALLAWAY ELEMENTARY SCHOOL | DRILLED WELL |  | 1 | 4/3/2003 12:00:00 AM
VA5067065 | TC | TC | QT | RT | Y | DS001 | TCR01 |  | CARLS PLACE | DISTRIBUTION SYSTEM |  | 1 | 3/10/2003 12:00:00 AM
VA5067067 | TC | TC | QT | RT | Y | DS001 | TCR01 |  | CAMP KILOWATT | DISTRIBUTION SYSTEM |  | 1 | 2/28/2024 12:00:00 AM
VA5067067 | GE | MPN | YR | RT | Y | WL001 | RW001 | WELL NO. 1 | CAMP KILOWATT | WELL NO. 1 |  | 1 | 2/28/2024 12:00:00 AM
VA5067070 | PB | PBCU | 3Y | RT | Y | DS001 | LC001 | 610 COUNTRY RIDGE ROAD | CHEROKEE HILLS | CHEROKEE HILLS | FSD | 1 | 9/25/1998 12:00:00 AM
VA5067070 | PB | PBCU | 3Y | RT | Y | DS001 | LC006 | 301 COUNTRY RIDGE ROAD | CHEROKEE HILLS | CHEROKEE HILLS | FSD | 1 | 9/25/1998 12:00:00 AM
VA5067070 | PB | PBCU | 3Y | RT | Y | DS001 | LC007 | 100 CHEROKEE HILLS ROAD | CHEROKEE HILLS | CHEROKEE HILLS | FSD | 1 | 9/25/1998 12:00:00 AM
VA5067070 | PB | PBCU | 3Y | RT | Y | DS001 | LC008 | 83 CHEROKEE HILLS ROAD | CHEROKEE HILLS | CHEROKEE HILLS | FSD | 1 | 9/25/1998 12:00:00 AM
VA5067070 | PB | PBCU | 3Y | RT | Y | DS001 | LC011 | 563 COUNTRY RIDGE ROAD | CHEROKEE HILLS | CHEROKEE HILLS | FSD | 1 | 9/25/1998 12:00:00 AM
VA5067070 | TC | TC | MN | RT | Y | DS001 | TCR01 |  | CHEROKEE HILLS | CHEROKEE HILLS |  | 3 | 9/25/1998 12:00:00 AM
VA5067070 | GE | MPN | YR | RT | Y | WL002 | RW002 | WELL NO. 2 | CHEROKEE HILLS | WELL NO. 2 |  | 1 | 9/25/1998 12:00:00 AM
VA5067077 | PB | PBCU | 3Y | RT | Y | DS001 | LC001 | LOT 4 | COTTAGE EDGE | DISTRIBUTION SYSTEM | FSD | 1 | 5/26/2009 12:00:00 AM
VA5067077 | PB | PBCU | 3Y | RT | Y | DS001 | LC003 | LOT I | COTTAGE EDGE | DISTRIBUTION SYSTEM | FSD | 1 | 5/26/2009 12:00:00 AM
VA5067077 | PB | PBCU | 3Y | RT | Y | DS001 | LC007 | LOT C | COTTAGE EDGE | DISTRIBUTION SYSTEM | FSD | 1 | 5/26/2009 12:00:00 AM
VA5067077 | PB | PBCU | 3Y | RT | Y | DS001 | LC009 | LOT 210 | COTTAGE EDGE | DISTRIBUTION SYSTEM | FSD | 1 | 5/26/2009 12:00:00 AM
VA5067077 | PB | PBCU | 3Y | RT | Y | DS001 | LC011 | LOT 211 | COTTAGE EDGE | DISTRIBUTION SYSTEM | FSD | 1 | 5/26/2009 12:00:00 AM
VA5067077 | TC | TC | MN | RT | Y | DS001 | TCR01 |  | COTTAGE EDGE | DISTRIBUTION SYSTEM |  | 3 | 5/26/2009 12:00:00 AM
VA5067077 | GE | NIT | YR | RT | Y | EP001 | EP001 | ENTRY POINT TAP | COTTAGE EDGE | ENTRY POINT TAP |  | 1 | 5/26/2009 12:00:00 AM
VA5067087 | TC | TC | QT | RT | Y | DS001 | TCR01 |  | CRAZYHORSE CAMPGROUND TES | DISTRIBUTION SYSTEM |  | 1 | 8/22/2006 12:00:00 AM
VA5067087 | GE | NIT | YR | RT | Y | EP001 | EP001 | ENT SAMPLING STATION | CRAZYHORSE CAMPGROUND TES | ENTRY POINT TAP |  | 1 | 8/22/2006 12:00:00 AM
VA5067100 | TC | TC | QT | RT | Y | DS001 | TCR01 |  | NAPOLI COWBOY | DISTRIBUTION SYSTEM |  | 1 | 10/17/2017 12:00:00 AM
VA5067100 | GE | NIT | YR | RT | Y | EP001 | EP001 | ENT SAMPLING STATION | NAPOLI COWBOY | ENTRY POINT TAP |  | 1 | 10/17/2017 12:00:00 AM
VA5067105 | TC | TC | MN | RT | Y | DS001 | TCR01 |  | DUDLEY ELEMENTARY SCHOOL | DUDLEY ELEMENTARY SCHOOL |  | 3 | 5/1/1998 12:00:00 AM
VA5067108 | TC | TC | QT | RT | Y | DS001 | TCR01 |  | DOLLAR GENERAL-ROCKY MOUNT | DISTRIBUTION SYSTEM |  | 1 | 7/3/2018 12:00:00 AM
VA5067108 | GE | MPN | YR | RT | Y | WL001 | RW001 | WELL NO. 1 | DOLLAR GENERAL-ROCKY MOUNT | WELL NO. 1 |  | 1 | 7/3/2018 12:00:00 AM
VA5067120 | GE | THH5 | YR | RT | Y | DS001 | DBP02 | WWP LABORATORY TAP | WVWA FERRUM WATER SYSTEM | FERRUM DISTRIBUTION SYSTEM |  | 1 | 12/9/1997 12:00:00 AM
VA5067120 | PB | PBCU | 3Y | RT | Y | DS001 | LC001 | 130 STANLEY STREET | WVWA FERRUM WATER SYSTEM | FERRUM DISTRIBUTION SYSTEM | FSD | 1 | 12/9/1997 12:00:00 AM
VA5067120 | PB | PBCU | 3Y | RT | Y | DS001 | LC003 | BB AND T BANK | WVWA FERRUM WATER SYSTEM | FERRUM DISTRIBUTION SYSTEM | FSD | 1 | 12/9/1997 12:00:00 AM
VA5067120 | PB | PBCU | 3Y | RT | Y | DS001 | LC004 | 500 OLD FERRUM RD | WVWA FERRUM WATER SYSTEM | FERRUM DISTRIBUTION SYSTEM | FSD | 1 | 12/9/1997 12:00:00 AM
VA5067120 | PB | PBCU | 3Y | RT | Y | DS001 | LC005 | POST OFFICE | WVWA FERRUM WATER SYSTEM | FERRUM DISTRIBUTION SYSTEM | FSD | 1 | 12/9/1997 12:00:00 AM
VA5067120 | PB | PBCU | 3Y | RT | Y | DS001 | LC006 | 20 CENTRAL DRIVE | WVWA FERRUM WATER SYSTEM | FERRUM DISTRIBUTION SYSTEM | FSD | 1 | 12/9/1997 12:00:00 AM
VA5067120 | PB | PBCU | 3Y | RT | Y | DS001 | LC007 | 460 OLD FERRUM RD | WVWA FERRUM WATER SYSTEM | FERRUM DISTRIBUTION SYSTEM | FSD | 1 | 12/9/1997 12:00:00 AM
VA5067120 | PB | PBCU | 3Y | RT | Y | DS001 | LC008 | 81 NELSON STREET | WVWA FERRUM WATER SYSTEM | FERRUM DISTRIBUTION SYSTEM | FSD | 1 | 12/9/1997 12:00:00 AM
VA5067120 | PB | PBCU | 3Y | RT | Y | DS001 | LC010 | FUDS OUTDOORS | WVWA FERRUM WATER SYSTEM | FERRUM DISTRIBUTION SYSTEM | FSD | 1 | 12/9/1997 12:00:00 AM
VA5067120 | PB | PBCU | 3Y | RT | Y | DS001 | LC011 | 116 OWENS DR | WVWA FERRUM WATER SYSTEM | FERRUM DISTRIBUTION SYSTEM | FSD | 1 | 12/9/1997 12:00:00 AM
VA5067120 | PB | PBCU | 3Y | RT | Y | DS001 | LC012 | FWSA-330 OLD FERRUM | WVWA FERRUM WATER SYSTEM | FERRUM DISTRIBUTION SYSTEM | FSD | 1 | 12/9/1997 12:00:00 AM
VA5067120 | TC | TC | MN | RT | Y | DS001 | TCR01 |  | WVWA FERRUM WATER SYSTEM | FERRUM DISTRIBUTION SYSTEM |  | 6 | 12/9/1997 12:00:00 AM
VA5067120 | GE | NIT | YR | RT | Y | EP001 | EP001 | POST TREATMENT TAP | WVWA FERRUM WATER SYSTEM | ENTRY POINT TAP |  | 1 | 12/9/1997 12:00:00 AM
VA5067120 | GE | MPN | YR | RT | Y | WL001 | RW001 | WELL HEAD | WVWA FERRUM WATER SYSTEM | WELL NO. 1 |  | 1 | 12/9/1997 12:00:00 AM
VA5067120 | GE | MPN | YR | RT | Y | WL004 | RW004 | WELL HEAD | WVWA FERRUM WATER SYSTEM | WELL NO. 4 |  | 1 | 12/9/1997 12:00:00 AM
VA5067120 | GE | MPN | YR | RT | Y | WL005 | RW005 | WELL HEAD | WVWA FERRUM WATER SYSTEM | WELL NO. 5 |  | 1 | 12/9/1997 12:00:00 AM
VA5067125 | TC | TC | QT | RT | Y | DS001 | TCR01 |  | BLUE RIDGE CAMPGROUND & MARINA | DISTRIBUTION SYSTEM |  | 1 | 3/10/2003 12:00:00 AM
VA5067129 | PB | PBCU | 3Y | RT | Y | DS001 | LC001 | KITCHEN | FORK MOUNTAIN ADULT REST HOME | FORK MOUNTAIN ADULT REST HOME | FSD | 1 | 2/10/2003 12:00:00 AM
VA5067129 | PB | PBCU | 3Y | RT | Y | DS001 | LC002 | ROOM 4 | FORK MOUNTAIN ADULT REST HOME | FORK MOUNTAIN ADULT REST HOME | FSD | 1 | 2/10/2003 12:00:00 AM
VA5067129 | PB | PBCU | 3Y | RT | Y | DS001 | LC003 | ROOM 7 | FORK MOUNTAIN ADULT REST HOME | FORK MOUNTAIN ADULT REST HOME | FSD | 1 | 2/10/2003 12:00:00 AM
VA5067129 | PB | PBCU | 3Y | RT | Y | DS001 | LC004 | ROOM 8 | FORK MOUNTAIN ADULT REST HOME | FORK MOUNTAIN ADULT REST HOME | FSD | 1 | 2/10/2003 12:00:00 AM
VA5067129 | PB | PBCU | 3Y | RT | Y | DS001 | LC005 | MENS BATH NO.10 | FORK MOUNTAIN ADULT REST HOME | FORK MOUNTAIN ADULT REST HOME | FSD | 1 | 2/10/2003 12:00:00 AM
VA5067129 | TC | TC | MN | RT | Y | DS001 | TCR01 |  | FORK MOUNTAIN ADULT REST HOME | FORK MOUNTAIN ADULT REST HOME |  | 3 | 2/10/2003 12:00:00 AM
VA5067137 | GE | THH5 | 3Y | RT | Y | DS001 | DBP01 | LAB SNK WSTEWTR PLNT | FRANKLIN COUNTY COMMERCE CENTER | DISTRIBUTION SYSTEM |  | 1 | 3/24/2008 12:00:00 AM
VA5067137 | TC | TC | MN | RT | Y | DS001 | TCR01 |  | FRANKLIN COUNTY COMMERCE CENTER | DISTRIBUTION SYSTEM |  | 3 | 3/24/2008 12:00:00 AM
VA5067137 | GE | NIT | YR | RT | Y | EP001 | EP001 | ENTRY POINT | FRANKLIN COUNTY COMMERCE CENTER | ENTRY POINT SAMPLING STATION |  | 1 | 3/24/2008 12:00:00 AM
VA5067137 | GE | MPN | YR | RT | Y | WL003 | RW003 | WELL 3 | FRANKLIN COUNTY COMMERCE CENTER | WELL NO. 3 |  | 1 | 3/24/2008 12:00:00 AM
VA5067137 | GE | MPN | YR | RT | Y | WL005 | RW005 | WELL 5 | FRANKLIN COUNTY COMMERCE CENTER | WELL NO. 5 |  | 1 | 3/24/2008 12:00:00 AM
VA5067137 | GE | MPN | YR | RT | Y | WL006 | RW006 | WELL 6 | FRANKLIN COUNTY COMMERCE CENTER | WELL NO. 6 |  | 1 | 3/24/2008 12:00:00 AM
VA5067160 | TC | TC | MN | RT | Y | DS001 | TCR01 |  | FREDERICK ACRES | FREDERICK ACRES DISTRIBUTION SYSTEM |  | 3 | 3/16/1998 12:00:00 AM
VA5067238 | PB | PBCU | 3Y | RT | Y | DS001 | LC002 | 383 FARMINGTON RD | FRANKLIN ACRES | DISTRIBUTION SYSTEM | FSD | 1 | 6/24/1977 12:00:00 AM
VA5067238 | PB | PBCU | 3Y | RT | Y | DS001 | LC004 | 2917 EDWARDSVILLE | FRANKLIN ACRES | DISTRIBUTION SYSTEM | FSD | 1 | 6/24/1977 12:00:00 AM
VA5067238 | PB | PBCU | 3Y | RT | Y | DS001 | LC008 | 881 FARMINGTON RD | FRANKLIN ACRES | DISTRIBUTION SYSTEM | FSD | 1 | 6/24/1977 12:00:00 AM
VA5067238 | PB | PBCU | 3Y | RT | Y | DS001 | LC009 | 935 FARMINGTON RD | FRANKLIN ACRES | DISTRIBUTION SYSTEM | FSD | 1 | 6/24/1977 12:00:00 AM
VA5067238 | PB | PBCU | 3Y | RT | Y | DS001 | LC010 | 2545 EDWARDSVILLE RD | FRANKLIN ACRES | DISTRIBUTION SYSTEM | FSD | 1 | 6/24/1977 12:00:00 AM
VA5067238 | TC | TC | MN | RT | Y | DS001 | TCR01 |  | FRANKLIN ACRES | DISTRIBUTION SYSTEM |  | 3 | 6/24/1977 12:00:00 AM
VA5067238 | GE | MPN | YR | RT | Y | WL001 | RW001 | WELL HEAD | FRANKLIN ACRES | WELL NO. 1 |  | 1 | 6/24/1977 12:00:00 AM
VA5067238 | GE | MPN | YR | RT | Y | WL002 | RW002 | WELL HEAD | FRANKLIN ACRES | WELL NO. 2 |  | 1 | 6/24/1977 12:00:00 AM
VA5067238 | GE | MPN | YR | RT | Y | WL003 | RW003 | WELL NO. 3 | FRANKLIN ACRES | WELL NO. 3 |  | 1 | 6/24/1977 12:00:00 AM
VA5067238 | GE | THH5 | 3Y | RT | Y | DS001 | DBP01 | 2620 POTEET ROAD | FRANKLIN ACRES | DISTRIBUTION SYSTEM |  | 1 | 1977-06-24
VA5067241 | TC | TC | QT | RT | Y | DS001 | TCR01 |  | FRANKLIN CO RECREATION PARK | DISTRIBUTION SYSTEM |  | 1 | 6/12/2002 12:00:00 AM
VA5067241 | GE | NIT | YR | RT | Y | EP001 | EP001 | ENT SAMPLING STATION | FRANKLIN CO RECREATION PARK | ENTRY POINT TAP |  | 1 | 6/12/2002 12:00:00 AM
VA5067241 | GE | MPN | YR | RT | Y | WL001 | RW001 | WELL HEAD | FRANKLIN CO RECREATION PARK | DRILLED WELL |  | 1 | 6/12/2002 12:00:00 AM
VA5067244 | GE | THH5 | QT | RT | Y | DS001 | DBP01 | 219 WINDMERE TRAIL | WESTLAKE AREA PUBLIC WATER SYSTEM | DISTRIBUTION SYSTEM |  | 1 | 6/15/2005 12:00:00 AM
VA5067244 | GE | THH5 | QT | RT | Y | DS001 | DBP02 | 96 REVOLUTION RD | WESTLAKE AREA PUBLIC WATER SYSTEM | DISTRIBUTION SYSTEM |  | 1 | 6/15/2005 12:00:00 AM
VA5067244 | PB | PBCU | 3Y | RT | Y | DS001 | LC001 | 40 RHONDA DR | WESTLAKE AREA PUBLIC WATER SYSTEM | DISTRIBUTION SYSTEM | FSD | 1 | 6/15/2005 12:00:00 AM
VA5067244 | PB | PBCU | 3Y | RT | Y | DS001 | LC002 | 480 WINDTREE | WESTLAKE AREA PUBLIC WATER SYSTEM | DISTRIBUTION SYSTEM | FSD | 1 | 6/15/2005 12:00:00 AM
VA5067244 | PB | PBCU | 3Y | RT | Y | DS001 | LC005 | 71 WINDTREE POINT | WESTLAKE AREA PUBLIC WATER SYSTEM | DISTRIBUTION SYSTEM | FSD | 1 | 6/15/2005 12:00:00 AM
VA5067244 | PB | PBCU | 3Y | RT | Y | DS001 | LC012 | 60 MERRIMAN WAY | WESTLAKE AREA PUBLIC WATER SYSTEM | DISTRIBUTION SYSTEM | FSD | 1 | 6/15/2005 12:00:00 AM
VA5067244 | PB | PBCU | 3Y | RT | Y | DS001 | LC014 | 163 WINDMERE TRAIL | WESTLAKE AREA PUBLIC WATER SYSTEM | DISTRIBUTION SYSTEM | FSD | 1 | 6/15/2005 12:00:00 AM
VA5067244 | PB | PBCU | 3Y | RT | Y | DS001 | LC016 | 135 WINDMERE TRAIL | WESTLAKE AREA PUBLIC WATER SYSTEM | DISTRIBUTION SYSTEM | FSD | 1 | 6/15/2005 12:00:00 AM
VA5067244 | PB | PBCU | 3Y | RT | Y | DS001 | LC022 | 55 CHESTNUT CK DR | WESTLAKE AREA PUBLIC WATER SYSTEM | DISTRIBUTION SYSTEM | FSD | 1 | 6/15/2005 12:00:00 AM
VA5067244 | PB | PBCU | 3Y | RT | Y | DS001 | LC025 | 125 MAIDEN LN | WESTLAKE AREA PUBLIC WATER SYSTEM | DISTRIBUTION SYSTEM | FSD | 1 | 6/15/2005 12:00:00 AM
VA5067244 | PB | PBCU | 3Y | RT | Y | DS001 | LC026 | 150 MAIDEN LN | WESTLAKE AREA PUBLIC WATER SYSTEM | DISTRIBUTION SYSTEM | FSD | 1 | 6/15/2005 12:00:00 AM
VA5067244 | PB | PBCU | 3Y | RT | Y | DS001 | LC027 | 155 CAMBRIDGE | WESTLAKE AREA PUBLIC WATER SYSTEM | DISTRIBUTION SYSTEM | FSD | 1 | 6/15/2005 12:00:00 AM
VA5067244 | PB | PBCU | 3Y | RT | Y | DS001 | LC028 | 160 INDIAN PT | WESTLAKE AREA PUBLIC WATER SYSTEM | DISTRIBUTION SYSTEM | FSD | 1 | 6/15/2005 12:00:00 AM
VA5067244 | PB | PBCU | 3Y | RT | Y | DS001 | LC029 | 326 INDIAN PT | WESTLAKE AREA PUBLIC WATER SYSTEM | DISTRIBUTION SYSTEM | FSD | 1 | 6/15/2005 12:00:00 AM
VA5067244 | PB | PBCU | 3Y | RT | Y | DS001 | LC031 | 75 CARRIAGE HOMES DR. | WESTLAKE AREA PUBLIC WATER SYSTEM | DISTRIBUTION SYSTEM | FSD | 1 | 6/15/2005 12:00:00 AM
VA5067244 | PB | PBCU | 3Y | RT | Y | DS001 | LC036 | 25 BENEVA CIR | WESTLAKE AREA PUBLIC WATER SYSTEM | DISTRIBUTION SYSTEM | FSD | 1 | 6/15/2005 12:00:00 AM
VA5067244 | PB | PBCU | 3Y | RT | Y | DS001 | LC039 | 49 LAKEWATCH CENTER DRIVE | WESTLAKE AREA PUBLIC WATER SYSTEM | DISTRIBUTION SYSTEM | FSD | 1 | 6/15/2005 12:00:00 AM
VA5067244 | PB | PBCU | 3Y | RT | Y | DS001 | LC040 | 56 GOLF VILLA DRIVE | WESTLAKE AREA PUBLIC WATER SYSTEM | DISTRIBUTION SYSTEM | FSD | 1 | 6/15/2005 12:00:00 AM
VA5067244 | PB | PBCU | 3Y | RT | Y | DS001 | LC042 | 445 PERIWINKLE ROAD | WESTLAKE AREA PUBLIC WATER SYSTEM | DISTRIBUTION SYSTEM | FSD | 1 | 6/15/2005 12:00:00 AM
VA5067244 | PB | PBCU | 3Y | RT | Y | DS001 | LC043 | 184 WINDMERE TRAIL | WESTLAKE AREA PUBLIC WATER SYSTEM | DISTRIBUTION SYSTEM | FSD | 1 | 6/15/2005 12:00:00 AM
VA5067244 | PB | PBCU | 3Y | RT | Y | DS001 | LC044 | 203 WINDMERE TRAIL | WESTLAKE AREA PUBLIC WATER SYSTEM | DISTRIBUTION SYSTEM | FSD | 1 | 6/15/2005 12:00:00 AM
VA5067244 | PB | PBCU | 3Y | RT | Y | DS001 | LC045 | 16869 MONETA ROAD | WESTLAKE AREA PUBLIC WATER SYSTEM | DISTRIBUTION SYSTEM | FSD | 1 | 6/15/2005 12:00:00 AM
VA5067244 | TC | TC | MN | RT | Y | DS001 | TCR01 |  | WESTLAKE AREA PUBLIC WATER SYSTEM | DISTRIBUTION SYSTEM |  | 12 | 6/15/2005 12:00:00 AM
VA5067254 | GE | THH5 | 3Y | RT | Y | DS001 | DBP01 | APARTMENT A-2 | THE MEADOWS | DIST SYS |  | 1 | 12/2/1999 12:00:00 AM
VA5067254 | PB | PBCU | 3Y | RT | Y | DS001 | LC001 | BLDG. A | THE MEADOWS | DIST SYS | FSD | 1 | 12/2/1999 12:00:00 AM
VA5067254 | PB | PBCU | 3Y | RT | Y | DS001 | LC002 | BLDG. B | THE MEADOWS | DIST SYS | FSD | 1 | 12/2/1999 12:00:00 AM
VA5067254 | PB | PBCU | 3Y | RT | Y | DS001 | LC003 | BLDG. C | THE MEADOWS | DIST SYS | FSD | 1 | 12/2/1999 12:00:00 AM
VA5067254 | PB | PBCU | 3Y | RT | Y | DS001 | LC004 | BLDG. D | THE MEADOWS | DIST SYS | FSD | 1 | 12/2/1999 12:00:00 AM
VA5067254 | PB | PBCU | 3Y | RT | Y | DS001 | LC005 | BLDG. E | THE MEADOWS | DIST SYS | FSD | 1 | 12/2/1999 12:00:00 AM
VA5067254 | TC | TC | MN | RT | Y | DS001 | TCR01 |  | THE MEADOWS | DIST SYS |  | 3 | 12/2/1999 12:00:00 AM
VA5067254 | GE | MPN | YR | RT | Y | WL002 | RW002 | WELL 5 RAW WATER | THE MEADOWS | WELL 5 |  | 1 | 12/2/1999 12:00:00 AM
VA5067255 | TC | TC | MN | RT | Y | DS001 | TCR01 |  | GLADE HILL ELEMENTARY SCHOOL | GLADE HILL ELEMENTARY SCHOOL |  | 3 | 1/26/1998 12:00:00 AM
VA5067255 | GE | MPN | YR | RT | Y | WL003 | RW003 | WELL HEAD | GLADE HILL ELEMENTARY SCHOOL | WELL NO.3 |  | 1 | 1/26/1998 12:00:00 AM
VA5067255 | GE | THH5 | 3Y | RT | Y | DS001 | DBP01 | 003 KITCHEN HANDSINK | GLADE HILL ELEMENTARY SCHOOL | GLADE HILL ELEMENTARY SCHOOL |  | 1 | 1998-01-26
VA5067256 | TC | TC | QT | RT | Y | DS001 | TCR01 |  | GLADE HILL MINUTE MARKET | DISTRIBUTION SYSTEM |  | 1 | 4/22/2004 12:00:00 AM
VA5067256 | GE | NIT | YR | RT | Y | EP001 | EP001 | HYDRO TANK | GLADE HILL MINUTE MARKET | ENTRY POINT TAP |  | 1 | 4/22/2004 12:00:00 AM
VA5067341 | PB | PBCU | 3Y | RT | Y | DS001 | LC001 | 140 BRIARWOOD CT | IDLEWOOD SHORES | DISTRIBUTION SYSTEM | FSD | 1 | 3/28/2002 12:00:00 AM
VA5067341 | PB | PBCU | 3Y | RT | Y | DS001 | LC002 | 160 HARDWOOD CT | IDLEWOOD SHORES | DISTRIBUTION SYSTEM | FSD | 1 | 3/28/2002 12:00:00 AM
VA5067341 | PB | PBCU | 3Y | RT | Y | DS001 | LC003 | 1311 IDLEWOOD RD | IDLEWOOD SHORES | DISTRIBUTION SYSTEM | FSD | 1 | 3/28/2002 12:00:00 AM
VA5067341 | PB | PBCU | 3Y | RT | Y | DS001 | LC004 | 1440 IDLEWOOD RD | IDLEWOOD SHORES | DISTRIBUTION SYSTEM | FSD | 1 | 3/28/2002 12:00:00 AM
VA5067341 | PB | PBCU | 3Y | RT | Y | DS001 | LC005 | 1412 IDLEWOOD RD | IDLEWOOD SHORES | DISTRIBUTION SYSTEM | FSD | 1 | 3/28/2002 12:00:00 AM
VA5067341 | TC | TC | MN | RT | Y | DS001 | TCR01 |  | IDLEWOOD SHORES | DISTRIBUTION SYSTEM |  | 3 | 3/28/2002 12:00:00 AM
VA5067349 | TC | TC | MN | RT | Y | DS001 | TCR01 |  | WESTLAKE WATERFRONT INN | DISTRIBUTION SYSTEM |  | 3 | 12/19/1997 12:00:00 AM
VA5067357 | TC | TC | QT | RT | Y | DS001 | TCR01 |  | LARC FIELD RECREATION AREA | DISTRIBUTION SYSTEM |  | 1 | 6/12/2002 12:00:00 AM
VA5067357 | GE | NIT | YR | RT | Y | EP001 | EP001 | ENT SAMPLING STATION | LARC FIELD RECREATION AREA | ENTRY POINT TAP |  | 1 | 6/12/2002 12:00:00 AM
VA5067360 | TC | TC | MN | RT | Y | DS001 | TCR01 |  | LAKESHORE TERRACE CORPORATION | DIST SYSTEM |  | 3 | 1/26/1998 12:00:00 AM
VA5067415 | GE | THH5 | YR | RT | Y | DS001 | DBP01 | 11 HIGHLAND LAKE ROAD | DILLARDS HILL | DISTRIBUTION SYSTEM |  | 1 | 8/1/2007 12:00:00 AM
VA5067415 | PB | PBCU | 3Y | RT | Y | DS001 | LC002 | 445 LANDS END CIRCLE | DILLARDS HILL | DISTRIBUTION SYSTEM | FSD | 1 | 8/1/2007 12:00:00 AM
VA5067415 | PB | PBCU | 3Y | RT | Y | DS001 | LC003 | 465 LANDS END CIRCLE | DILLARDS HILL | DISTRIBUTION SYSTEM | FSD | 1 | 8/1/2007 12:00:00 AM
VA5067415 | PB | PBCU | 3Y | RT | Y | DS001 | LC011 | 466 LANDS END CIRCLE | DILLARDS HILL | DISTRIBUTION SYSTEM | FSD | 1 | 8/1/2007 12:00:00 AM
VA5067415 | PB | PBCU | 3Y | RT | Y | DS001 | LC017 | 390 LANDS END CR | DILLARDS HILL | DISTRIBUTION SYSTEM | FSD | 1 | 8/1/2007 12:00:00 AM
VA5067415 | PB | PBCU | 3Y | RT | Y | DS001 | LC025 | 64 PINEBAY DRIVE | DILLARDS HILL | DISTRIBUTION SYSTEM | FSD | 1 | 8/1/2007 12:00:00 AM
VA5067415 | PB | PBCU | 3Y | RT | Y | DS001 | LC026 | 1213 BELLE ISLE DRIVE | DILLARDS HILL | DISTRIBUTION SYSTEM | FSD | 1 | 8/1/2007 12:00:00 AM
VA5067415 | PB | PBCU | 3Y | RT | Y | DS001 | LC027 | 750 SUMMERWIND DRIVE | DILLARDS HILL | DISTRIBUTION SYSTEM | FSD | 1 | 8/1/2007 12:00:00 AM
VA5067415 | PB | PBCU | 3Y | RT | Y | DS001 | LC028 | 1164 BELLE ISLE DRIVE | DILLARDS HILL | DISTRIBUTION SYSTEM | FSD | 1 | 8/1/2007 12:00:00 AM
VA5067415 | PB | PBCU | 3Y | RT | Y | DS001 | LC038 | 420 LANDS END CIRCLE | DILLARDS HILL | DISTRIBUTION SYSTEM | FSD | 1 | 8/1/2007 12:00:00 AM
VA5067415 | PB | PBCU | 3Y | RT | Y | DS001 | LC040 | 235 PINE BAY DRIVE | DILLARDS HILL | DISTRIBUTION SYSTEM | FSD | 1 | 8/1/2007 12:00:00 AM
VA5067415 | TC | TC | MN | RT | Y | DS001 | TCR01 |  | DILLARDS HILL | DISTRIBUTION SYSTEM |  | 3 | 8/1/2007 12:00:00 AM
VA5067415 | GE | RADA | 6Y | RT | Y | EP002 | EP002 | DILLARD'S HILL ENTRY POINT TAP | DILLARDS HILL | DILLARD'S HILL ENTRY POINT TAP |  | 1 | 8/1/2007 12:00:00 AM
VA5067415 | GE | MPN | YR | RT | Y | WL001 | RW001 | WELL HEAD | DILLARDS HILL | LANDS END WELL NO 1 |  | 1 | 8/1/2007 12:00:00 AM
VA5067415 | GE | MPN | YR | RT | Y | WL002 | RW002 | WELL HEAD | DILLARDS HILL | LAND'S END WELL NO. 2 |  | 1 | 8/1/2007 12:00:00 AM
VA5067415 | GE | MPN | YR | RT | Y | WLC01 | RWC01 | CONTENTMENT ISLAND WELL NO. 1 | DILLARDS HILL | CONTENTMENT ISLAND WELL NO. 1 |  | 1 | 8/1/2007 12:00:00 AM
VA5067415 | GE | MPN | YR | RT | Y | WLC02 | RWC02 | CONTENTMENT ISLAND WELL NO. 2 | DILLARDS HILL | CONTENTMENT ISLAND WELL NO. 2 |  | 1 | 8/1/2007 12:00:00 AM
VA5067415 | GE | MPN | YR | RT | Y | WLC03 | RWC03 | CONTENTMENT ISLAND WELL NO. 3 | DILLARDS HILL | CONTENTMENT ISLAND WELL NO. 3 |  | 1 | 8/1/2007 12:00:00 AM
VA5067415 | GE | MPN | YR | RT | Y | WLC04 | RWC04 | CONTENTMENT ISLAND WELL NO. 4 | DILLARDS HILL | CONTENTMENT ISLAND WELL NO. 4 |  | 1 | 8/1/2007 12:00:00 AM
VA5067415 | GE | MPN | YR | RT | Y | WLH02 | RWH02 | HIGHLAND LAKE WELL NO. 2 | DILLARDS HILL | HIGHLAND LAKE WELL NO. 2 |  | 1 | 8/1/2007 12:00:00 AM
VA5067415 | GE | MPN | YR | RT | Y | WLKS01 | RWKS01 | KENNEDY SHORES WELL NO. 1 | DILLARDS HILL | KENNEDY SHORES WELL NO. 1 |  | 1 | 8/1/2007 12:00:00 AM
VA5067415 | GE | MPN | YR | RT | Y | WLKS02 | RWKS02 | KENNEDY SHORES WELL NO. 2 | DILLARDS HILL | KENNEDY SHORES WELL NO. 2 |  | 1 | 8/1/2007 12:00:00 AM
VA5067466 | TC | TC | MN | RT | Y | DS001 | TCR01 |  | LYNVILLE ON THE LAKE | DISTRIBUTION SYSTEM |  | 3 | 1/27/1998 12:00:00 AM
VA5067500 | TC | TC | QT | RT | Y | DS001 | TCR01 |  | MAGNUM POINT MARINA | DISTRIBUTION SYSTEM |  | 1 | 8/25/2016 12:00:00 AM
VA5067500 | GE | NIT | YR | RT | Y | EP001 | EP001 | ENTRY POINT TAP | MAGNUM POINT MARINA | ENTRY POINT TAP |  | 1 | 8/25/2016 12:00:00 AM
VA5067576 | TC | TC | QT | RT | Y | DS001 | TCR01 |  | COUNTRY BARN | DISTRIBUTION SYSTEM |  | 1 | 12/17/2018 12:00:00 AM
VA5067576 | GE | NIT | YR | RT | Y | EP001 | EP001 | ENTRY POINT | COUNTRY BARN | ENTRY POINT |  | 1 | 12/17/2018 12:00:00 AM
VA5067640 | TC | TC | QT | RT | Y | DS001 | TCR01 |  | EL RIO MEXICAN GRILL | DISTRIBUTION SYSTEM |  | 1 | 12/12/2022 12:00:00 AM
VA5067701 | TC | TC | QT | RT | Y | DS001 | TCR01 |  | PARROT COVE | DISTRIBUTION SYSTEM |  | 1 | 4/4/2017 12:00:00 AM
VA5067705 | TC | TC | MN | RT | Y | DS001 | TCR01 |  | PONDEROSA CAMPGROUND | DISTRIBUTION SYSTEM |  | 3 | 3/27/2017 12:00:00 AM
VA5067710 | TC | TC | QT | RT | Y | DS001 | TCR01 |  | PALMERS MARINA & TRAILER PARK | DISTRIBUTION SYSTEM |  | 1 | 6/13/2017 12:00:00 AM
VA5067725 | GE | THH5 | YR | RT | Y | DS001 | DBP02 | 3949 BLUEWATER DR | PARK PLACE | DISTRIBUTION SYSTEM |  | 1 | 10/17/2002 12:00:00 AM
VA5067725 | TC | TC | MN | RT | Y | DS001 | TCR01 |  | PARK PLACE | DISTRIBUTION SYSTEM |  | 3 | 10/17/2002 12:00:00 AM
VA5067725 | GE | NIT | YR | RT | Y | EP001 | EP001 | POST TREATMENT TAP | PARK PLACE | ENTRY POINT TAP |  | 1 | 10/17/2002 12:00:00 AM
VA5067725 | GE | MPN | YR | RT | Y | WL-MB01 | RWMB01 | WELL HEAD MB1 | PARK PLACE | MONTEGO BAY WELL 1 |  | 1 | 10/17/2002 12:00:00 AM
VA5067725 | GE | MPN | YR | RT | Y | WL-MB02 | RWMB02 | WELL HEAD MB2 | PARK PLACE | MONTEGO BAY WELL 2 |  | 1 | 10/17/2002 12:00:00 AM
VA5067725 | GE | MPN | YR | RT | Y | WL-MB03 | RWMB03 | WELL HEAD MB3 | PARK PLACE | MONTEGO BAY WELL 3 |  | 1 | 10/17/2002 12:00:00 AM
VA5067725 | GE | MPN | YR | RT | Y | WL-MB04 | RWMB04 | WELL HEAD MB4 | PARK PLACE | MONTEGO BAY WELL 4 |  | 1 | 10/17/2002 12:00:00 AM
VA5067725 | GE | MPN | YR | RT | Y | WL001 | RW001 | WELL HEAD A | PARK PLACE | WELL A |  | 1 | 10/17/2002 12:00:00 AM
VA5067725 | GE | MPN | YR | RT | Y | WL002 | RW002 | WELL HEAD B | PARK PLACE | WELL B |  | 1 | 10/17/2002 12:00:00 AM
VA5067725 | GE | MPN | YR | RT | Y | WL003 | RW003 | WELL HEAD C | PARK PLACE | WELL C |  | 1 | 10/17/2002 12:00:00 AM
VA5067725 | GE | MPN | YR | RT | Y | WL004 | RW004 | WELL HEAD E | PARK PLACE | WELL E |  | 1 | 10/17/2002 12:00:00 AM
VA5067725 | GE | MPN | YR | RT | Y | WL013 | RW013 | WELL HEAD 13 | PARK PLACE | WELL 13 |  | 1 | 10/17/2002 12:00:00 AM
VA5067725 | GE | MPN | YR | RT | Y | WL014 | RW014 | WELL HEAD 14 | PARK PLACE | WELL 14 |  | 1 | 10/17/2002 12:00:00 AM
VA5067725 | GE | MPN | YR | RT | Y | WL015 | RW015 | WELL HEAD 15 | PARK PLACE | WELL 15 |  | 1 | 10/17/2002 12:00:00 AM
VA5067754 | TC | TC | QT | RT | Y | DS001 | TCR01 |  | PENHOOK MINUTE MARKET | DISTRIBUTION SYSTEM |  | 1 | 12/19/1997 12:00:00 AM
VA5067754 | GE | NIT | YR | RT | Y | EP001 | EP001 | ENT SAMPLING STATION | PENHOOK MINUTE MARKET | ENTRY POINT TAP |  | 1 | 12/19/1997 12:00:00 AM
VA5067760 | TC | TC | QT | RT | Y | DS001 | TCR01 |  | PELICAN POINT YACHT CLUB | DISTRIBUTION SYSTEM |  | 1 | 6/12/2017 12:00:00 AM
VA5067760 | GE | MPN | YR | RT | Y | WL001 | RW001 | WELL NO. 1 RWT | PELICAN POINT YACHT CLUB | DRILLED WELL NO. 1 |  | 1 | 6/12/2017 12:00:00 AM
VA5067760 | GE | MPN | YR | RT | Y | WL003 | RW003 | WELL NO. 3 RWT | PELICAN POINT YACHT CLUB | DRILLED WELL NO. 3 |  | 1 | 6/12/2017 12:00:00 AM
VA5067762 | TC | TC | QT | RT | Y | DS001 | TCR01 |  | PHILPOTT RES - DEER ISLAND-FOOT BRIDGE | PHILPOTT RES - DEER ISLAND-FOOT BRIDGE |  | 1 | 9/30/1980 12:00:00 AM
VA5067763 | TC | TC | QT | RT | Y | DS001 | TCR01 |  | PHILPOTT RES - DEER ISLAND-WEST | PHILPOTT RES - DEER ISLAND-WEST DS |  | 1 | 9/30/1980 12:00:00 AM
VA5067764 | TC | TC | MN | RT | Y | DS001 | TCR01 |  | PHILPOTT RES - HORSESHOE POINT-UTILITY | DISTRIBUTION SYSTEM |  | 3 | 7/8/1997 12:00:00 AM
VA5067769 | TC | TC | MN | RT | Y | DS001 | TCR01 |  | PHILPOTT RES - JAMISON MILL-BUILDING | DISTRIBUTION SYSTEM |  | 3 | 4/24/2017 12:00:00 AM
VA5067769 | GE | MPN | YR | RT | Y | WL028 | RW028 | WELL NO.28 WELL HEAD | PHILPOTT RES - JAMISON MILL-BUILDING | WELL NO. 28 |  | 1 | 4/24/2017 12:00:00 AM
VA5067772 | TC | TC | QT | RT | Y | DS001 | TCR01 |  | PHILPOTT RES - SALTHOUSE BRANCH-PICNIC | DISTRIBUTION SYSTEM |  | 1 | 9/30/1980 12:00:00 AM
VA5067773 | TC | TC | QT | RT | Y | DS001 | TCR01 |  | PHILPOTT RES - SALTHOUSE BRANCH-BEACH | DISTRIBUTION SYSTEM |  | 1 | 9/30/1980 12:00:00 AM
VA5067774 | TC | TC | MN | RT | Y | DS001 | TCR01 |  | PHILPOTT RES - SALTHOUSE BRANCH-UTILITY | DISTRIBUTION SYSTEM |  | 3 | 9/30/1980 12:00:00 AM
VA5067776 | TC | TC | QT | RT | Y | DS001 | TCR01 |  | TWIN RIDGE PARK | DISTRIBUTION SYSTEM |  | 1 | 2/6/2012 12:00:00 AM
VA5067779 | TC | TC | QT | RT | Y | DS001 | TCR01 |  | PHILPOTT RES- TAILRACE | DISTRIBUTION SYSTEM |  | 1 | 7/8/1987 12:00:00 AM
VA5067781 | TC | TC | QT | RT | Y | DS001 | TCR01 |  | REDWOOD EXPRESS MARKET | DISTRIBUTION SYSTEM |  | 1 | 6/13/2002 12:00:00 AM
VA5067781 | GE | NIT | YR | RT | Y | EP001 | EP001 | ENT SAMPLING STATION | REDWOOD EXPRESS MARKET | ENTRY POINT TAP |  | 1 | 6/13/2002 12:00:00 AM
VA5067785 | PB | PBCU | 3Y | RT | Y | DS001 | LC004 | 25 CAROLINA ROAD | RIDGECREST SUBDIVISION | DISTRIBUTION SYSTEM | FSD | 1 | 2/10/2003 12:00:00 AM
VA5067785 | PB | PBCU | 3Y | RT | Y | DS001 | LC007 | 221 FALCON RIDGE RD | RIDGECREST SUBDIVISION | DISTRIBUTION SYSTEM | FSD | 1 | 2/10/2003 12:00:00 AM
VA5067785 | PB | PBCU | 3Y | RT | Y | DS001 | LC012 | 271 FALCON RIDGE ROAD | RIDGECREST SUBDIVISION | DISTRIBUTION SYSTEM | FSD | 1 | 2/10/2003 12:00:00 AM
VA5067785 | PB | PBCU | 3Y | RT | Y | DS001 | LC013 | 45 CAROLINA ROAD | RIDGECREST SUBDIVISION | DISTRIBUTION SYSTEM | FSD | 1 | 2/10/2003 12:00:00 AM
VA5067785 | PB | PBCU | 3Y | RT | Y | DS001 | LC014 | 11 CAROLINA ROAD | RIDGECREST SUBDIVISION | DISTRIBUTION SYSTEM | FSD | 1 | 2/10/2003 12:00:00 AM
VA5067785 | TC | TC | MN | RT | Y | DS001 | TCR01 |  | RIDGECREST SUBDIVISION | DISTRIBUTION SYSTEM |  | 3 | 2/10/2003 12:00:00 AM
VA5067786 | PB | PBCU | YR | RT | Y | DS001 | LC002 | 1 AZALEA CIR | THE RETREAT | DISTRIBUTION SYSTEM | FSD | 1 | 4/10/2017 12:00:00 AM
VA5067786 | PB | PBCU | YR | RT | Y | DS001 | LC011 | 490 STILLWATER DR | THE RETREAT | DISTRIBUTION SYSTEM | FSD | 1 | 4/10/2017 12:00:00 AM
VA5067786 | PB | PBCU | YR | RT | Y | DS001 | LC014 | 193 BEECH DR | THE RETREAT | DISTRIBUTION SYSTEM | FSD | 1 | 4/10/2017 12:00:00 AM
VA5067786 | PB | PBCU | YR | RT | Y | DS001 | LC028 | 501 STILLWATER DRIVE | THE RETREAT | DISTRIBUTION SYSTEM | FSD | 1 | 4/10/2017 12:00:00 AM
VA5067786 | PB | PBCU | YR | RT | Y | DS001 | LC029 | 470 STILLWATER DRIVE | THE RETREAT | DISTRIBUTION SYSTEM | FSD | 1 | 4/10/2017 12:00:00 AM
VA5067786 | TC | TC | MN | RT | Y | DS001 | TCR01 |  | THE RETREAT | DISTRIBUTION SYSTEM |  | 3 | 4/10/2017 12:00:00 AM
VA5067788 | TC | TC | MN | RT | Y | DS001 | TCR01 |  | RIVERBAY | RIVER BAY DISTRIBUTION SYSTEM |  | 3 | 4/17/2001 12:00:00 AM
VA5067788 | GE | RADA | 6Y | RT | Y | EP001 | EP001 | HYDRO TANK | RIVERBAY | ENTRY POINT TAP |  | 1 | 4/17/2001 12:00:00 AM
VA5067799 | TC | TC | MN | RT | Y | DS001 | TCR01 |  | HONEY TREE EARLY LEARNING CENTER | HONEY TREE DAYCARE |  | 3 | 1/27/1998 12:00:00 AM
VA5067840 | GE | THH5 | QT | RT | Y | DS001 | DBP01 | 005 BEVERLY HILLS | ROCKY MOUNT, TOWN OF | DISTRIBUTION SYSTEM |  | 1 | 8/16/1954 12:00:00 AM
VA5067840 | GE | THH5 | QT | RT | Y | DS001 | DBP02 | DOE RUN ROAD | ROCKY MOUNT, TOWN OF | DISTRIBUTION SYSTEM |  | 1 | 8/16/1954 12:00:00 AM
VA5067840 | TC | TC | MN | RT | Y | DS001 | TCR01 |  | ROCKY MOUNT, TOWN OF | DISTRIBUTION SYSTEM |  | 21 | 8/16/1954 12:00:00 AM
VA5067840 | GE | FL2 | MN | ST | N | EP001 | EP001 | FINISHED PLANT TAP | ROCKY MOUNT, TOWN OF | ENTRY POINT TAP |  | 3 | 8/16/1954 12:00:00 AM
VA5067840 | GE | TOCA | QT | RT | Y | IN001 | RW001 | RAW INTAKE TAP | ROCKY MOUNT, TOWN OF | BLACKWATER RIVER |  | 1 | 8/16/1954 12:00:00 AM
VA5067840 | GE | TOC | QT | RT | Y | TP001 | UP001 | COMPOS FILTER EFFL | ROCKY MOUNT, TOWN OF | ROCKY MOUNT WTP |  | 1 | 8/16/1954 12:00:00 AM
VA5067900 | TC | TC | MN | RT | Y | DS001 | TCR01 |  | BROWN`S MOBILE HOME VILLAGE | DISTRIBUTION SYSTEM |  | 3 | 2/10/2003 12:00:00 AM
VA5067900 | GE | RADA | 6Y | RT | Y | EP001 | EP001 | ENT SAMPLING STATION | BROWN`S MOBILE HOME VILLAGE | ENTRY POINT TAP |  | 1 | 2/10/2003 12:00:00 AM
VA5067900 | GE | MPN | YR | RT | Y | WL001 | RW001 | WELL HEAD | BROWN`S MOBILE HOME VILLAGE | WELL |  | 1 | 2/10/2003 12:00:00 AM
VA5067900 | GE | THH5 | 3Y | RT | Y | DS001 | DBP01 | LOT -01 | BROWN`S MOBILE HOME VILLAGE | DISTRIBUTION SYSTEM |  | 1 | 2003-02-10
VA5067912 | TC | TC | QT | RT | Y | DS001 | TCR01 |  | SAGO'S | DISTRIBUTION SYSTEM |  | 1 | 9/12/2023 12:00:00 AM
VA5067912 | GE | NIT | YR | RT | Y | EP001 | EP001 | ENTRY POINT TAP | SAGO'S | ENTRY POINT TAP |  | 1 | 9/12/2023 12:00:00 AM
VA5067922 | TC | TC | QT | RT | Y | DS001 | TCR01 |  | SOUTHLAKE | SOUTHLAKE DISTRIBUTION |  | 1 | 4/14/2025 12:00:00 AM
VA5067925 | TC | TC | QT | RT | Y | DS001 | TCR01 |  | SICHER, BRYAN DENTAL OFFICE | DISTRIBUTION SYSTEM |  | 1 | 6/21/2002 12:00:00 AM
VA5067925 | GE | NIT | YR | RT | Y | EP001 | EP001 | HYDRO TANK TAP | SICHER, BRYAN DENTAL OFFICE | ENTRY POINT TAP |  | 1 | 6/21/2002 12:00:00 AM
VA5067935 | PB | PBCU | 3Y | RT | Y | DS001 | LC001 | MEN S BATH | OMNI SOURCE | DISTRIBUTION SYSTEM | FSD | 1 | 11/17/1997 12:00:00 AM
VA5067935 | PB | PBCU | 3Y | RT | Y | DS001 | LC002 | WOMEN S BATH | OMNI SOURCE | DISTRIBUTION SYSTEM | FSD | 1 | 11/17/1997 12:00:00 AM
VA5067935 | PB | PBCU | 3Y | RT | Y | DS001 | LC003 | LUNCH ROOM | OMNI SOURCE | DISTRIBUTION SYSTEM | FSD | 1 | 11/17/1997 12:00:00 AM
VA5067935 | PB | PBCU | 3Y | RT | Y | DS001 | LC004 | MAINTENANCE SHOP | OMNI SOURCE | DISTRIBUTION SYSTEM | FSD | 1 | 11/17/1997 12:00:00 AM
VA5067935 | PB | PBCU | 3Y | RT | Y | DS001 | LC005 | PLANT | OMNI SOURCE | DISTRIBUTION SYSTEM | FSD | 1 | 11/17/1997 12:00:00 AM
VA5067935 | TC | TC | MN | RT | Y | DS001 | TCR01 |  | OMNI SOURCE | DISTRIBUTION SYSTEM |  | 3 | 11/17/1997 12:00:00 AM
VA5067938 | TC | TC | MN | RT | Y | DS001 | TCR01 |  | SMART VIEW PICNIC AREA | DISTRIBUTION SYSTEM |  | 3 | 5/1/2014 12:00:00 AM
VA5067938 | GE | MPN | YR | RT | Y | WL001 | RW001 | WELLHEAD | SMART VIEW PICNIC AREA | WELL |  | 1 | 5/1/2014 12:00:00 AM
VA5067942 | TC | TC | MN | RT | Y | DS001 | TCR01 |  | SNOW CREEK ELEMENTARY SCHOOL | SNOW CREEK ELEMENTARY SCHOOL |  | 3 | 6/6/2002 12:00:00 AM
VA5067942 | GE | NIT | YR | RT | Y | EP001 | EP001 | HYDRO TANK | SNOW CREEK ELEMENTARY SCHOOL | ENTRY POINT TAP |  | 1 | 6/6/2002 12:00:00 AM
VA5067943 | TC | TC | MN | RT | Y | DS001 | TCR01 |  | SUNSHINE VALLEY SCHOOL | DISTRIBUTION SYSTEM |  | 3 | 9/28/2020 12:00:00 AM
VA5067943 | GE | NIT | YR | RT | Y | EP001 | EP001 | ENT SAMPLING STATION | SUNSHINE VALLEY SCHOOL | ENTRY POINT TAP |  | 1 | 9/28/2020 12:00:00 AM
VA5067943 | GE | MPN | YR | RT | Y | WL001 | RW001 | WELL HEAD | SUNSHINE VALLEY SCHOOL | WELL NO 1 |  | 1 | 9/28/2020 12:00:00 AM
VA5067945 | TC | TC | MN | RT | Y | DS001 | TCR01 |  | SONTAG ELEMENTARY SCHOOL | DISTRIBUTION SYSTEM |  | 3 | 12/30/1997 12:00:00 AM
VA5067951 | TC | TC | MN | RT | Y | DS001 | TCR01 |  | TIMBERLAKE CROSSING | DISTRIBUTION SYSTEM |  | 3 | 9/9/2009 12:00:00 AM
VA5067951 | GE | RADA | 6Y | RT | Y | EP001 | EP001 | ENTRY POINT | TIMBERLAKE CROSSING | ENTRY POINT |  | 1 | 9/9/2009 12:00:00 AM
VA5067951 | GE | MPN | YR | RT | Y | WL001 | RW001 | WELL HEAD 01 | TIMBERLAKE CROSSING | WELL NO. 1 |  | 1 | 9/9/2009 12:00:00 AM
VA5067952 | TC | TC | MN | RT | Y | DS001 | TCR01 |  | TEEL BROOKE ESTATES | DISTRIBUTION SYSTEM |  | 3 | 4/1/1998 12:00:00 AM
VA5067952 | GE | NIT | YR | RT | Y | EP001 | EP001 | HYDRO TANK TAP | TEEL BROOKE ESTATES | ENTRY POINT TAP |  | 1 | 4/1/1998 12:00:00 AM
VA5067952 | GE | RADA | 6Y | RT | Y | EP001 | EP001 | HYDRO TANK TAP | TEEL BROOKE ESTATES | ENTRY POINT TAP |  | 1 | 4/1/1998 12:00:00 AM
VA5067952 | GE | MPN | YR | RT | Y | WL001 | RW001 | WELL HEAD 1 | TEEL BROOKE ESTATES | WELL NO. 1 |  | 1 | 4/1/1998 12:00:00 AM
VA5067952 | GE | MPN | YR | RT | Y | WL015 | RW015 | WELL HEAD 15 | TEEL BROOKE ESTATES | WELL NO. 15 |  | 1 | 4/1/1998 12:00:00 AM
VA5067952 | GE | MPN | YR | RT | Y | WL019 | RW019 | WELL HEAD 19 | TEEL BROOKE ESTATES | WELL NO. 19 |  | 1 | 4/1/1998 12:00:00 AM
VA5067954 | TC | TC | QT | RT | Y | DS001 | TCR01 |  | WAID PARK | DISTRIBUTION SYSTEM |  | 1 | 5/21/1999 12:00:00 AM
VA5067954 | GE | NIT | YR | RT | Y | EP001 | EP001 | ENT SAMPLING STATION | WAID PARK | ENTRY POINT TAP |  | 1 | 5/21/1999 12:00:00 AM
VA5067957 | PB | PBCU | 3Y | RT | Y | DS001 | LC001 | 225 WALNUT TRACE DR | WALNUT RUN | DISTRIBUTION SYSTEM | FSD | 1 | 11/17/1997 12:00:00 AM
VA5067957 | PB | PBCU | 3Y | RT | Y | DS001 | LC002 | 140 CHARLOTTE LANE | WALNUT RUN | DISTRIBUTION SYSTEM | FSD | 1 | 11/17/1997 12:00:00 AM
VA5067957 | PB | PBCU | 3Y | RT | Y | DS001 | LC004 | 1495 WALNUT RUN DR | WALNUT RUN | DISTRIBUTION SYSTEM | FSD | 1 | 11/17/1997 12:00:00 AM
VA5067957 | PB | PBCU | 3Y | RT | Y | DS001 | LC006 | 120 LEMON LANE | WALNUT RUN | DISTRIBUTION SYSTEM | FSD | 1 | 11/17/1997 12:00:00 AM
VA5067957 | PB | PBCU | 3Y | RT | Y | DS001 | LC008 | 80 ROANOKE LANDING CIR | WALNUT RUN | DISTRIBUTION SYSTEM | FSD | 1 | 11/17/1997 12:00:00 AM
VA5067957 | TC | TC | MN | RT | Y | DS001 | TCR01 |  | WALNUT RUN | DISTRIBUTION SYSTEM |  | 3 | 11/17/1997 12:00:00 AM
VA5067957 | GE | MPN | YR | RT | Y | WL002 | RW002 | WELL HEAD 2 | WALNUT RUN | WELL NO 2 |  | 1 | 11/17/1997 12:00:00 AM
VA5067957 | GE | MPN | YR | RT | Y | WL003 | RW003 | WELL HEAD 3 | WALNUT RUN | WELL NO. 3 |  | 1 | 11/17/1997 12:00:00 AM
VA5067957 | GE | THH5 | 3Y | RT | Y | DS001 | DBP01 | 175 VIEWMONT TRAIL | WALNUT RUN | DISTRIBUTION SYSTEM |  | 1 | 1997-11-17
VA5067960 | TC | TC | QT | RT | Y | DS001 | TCR01 |  | W. E. SKELTON 4-H EDUCATION CENTER | DISTRIBUTION SYSTEM |  | 1 | 6/12/2002 12:00:00 AM
VA5067961 | GE | THH5 | YR | RT | Y | DS001 | DBP01 | 450 ISLAND VIEW-LT74 | THE WATERS EDGE | DISTRIBUTION SYSTEM |  | 1 | 6/8/1998 12:00:00 AM
VA5067961 | PB | PBCU | 3Y | RT | Y | DS001 | LC002 | 2740 WATERS EDGE DR | THE WATERS EDGE | DISTRIBUTION SYSTEM | FSD | 1 | 6/8/1998 12:00:00 AM
VA5067961 | PB | PBCU | 3Y | RT | Y | DS001 | LC015 | 85 GRAND VILLA DR | THE WATERS EDGE | DISTRIBUTION SYSTEM | FSD | 1 | 6/8/1998 12:00:00 AM
VA5067961 | PB | PBCU | 3Y | RT | Y | DS001 | LC019 | 141 SOUTH VIEW CIR | THE WATERS EDGE | DISTRIBUTION SYSTEM | FSD | 1 | 6/8/1998 12:00:00 AM
VA5067961 | PB | PBCU | 3Y | RT | Y | DS001 | LC021 | 40 BAY VIEW CIR | THE WATERS EDGE | DISTRIBUTION SYSTEM | FSD | 1 | 6/8/1998 12:00:00 AM
VA5067961 | PB | PBCU | 3Y | RT | Y | DS001 | LC028 | 195 GOLFERS CROSSING | THE WATERS EDGE | DISTRIBUTION SYSTEM | FSD | 1 | 6/8/1998 12:00:00 AM
VA5067961 | PB | PBCU | 3Y | RT | Y | DS001 | LC036 | 145 GOLFERS CROSSING DRIVE | THE WATERS EDGE | DISTRIBUTION SYSTEM | FSD | 1 | 6/8/1998 12:00:00 AM
VA5067961 | PB | PBCU | 3Y | RT | Y | DS001 | LC038 | 32 NIBLICKS CIRCLE | THE WATERS EDGE | DISTRIBUTION SYSTEM | FSD | 1 | 6/8/1998 12:00:00 AM
VA5067961 | PB | PBCU | 3Y | RT | Y | DS001 | LC042 | 43 BIRDIE LANE | THE WATERS EDGE | DISTRIBUTION SYSTEM | FSD | 1 | 6/8/1998 12:00:00 AM
VA5067961 | PB | PBCU | 3Y | RT | Y | DS001 | LC046 | 411 SOUTHWOOD DRIVE | THE WATERS EDGE | DISTRIBUTION SYSTEM | FSD | 1 | 6/8/1998 12:00:00 AM
VA5067961 | PB | PBCU | 3Y | RT | Y | DS001 | LC047 | 315 UPLAND SHORES DRIVE | THE WATERS EDGE | DISTRIBUTION SYSTEM | FSD | 1 | 6/8/1998 12:00:00 AM
VA5067961 | TC | TC | MN | RT | Y | DS001 | TCR01 |  | THE WATERS EDGE | DISTRIBUTION SYSTEM |  | 3 | 6/8/1998 12:00:00 AM
VA5067961 | GE | VOC | 3Y | RT | Y | EP003 | EP003 | WELL 3 | THE WATERS EDGE | ENTRY POINT TAP 3 |  | 1 | 6/8/1998 12:00:00 AM
VA5067961 | GE | MPN | YR | RT | Y | WL003 | RW003 | WELL HEAD 3 | THE WATERS EDGE | WELL NO.3 |  | 1 | 6/8/1998 12:00:00 AM
VA5067961 | GE | MPN | YR | RT | Y | WL004 | RW004 | WELL HEAD 4 | THE WATERS EDGE | WELL NO 4 |  | 1 | 6/8/1998 12:00:00 AM
VA5067961 | GE | MPN | YR | RT | Y | WL011 | RW011 | WELL HEAD 11 | THE WATERS EDGE | WELL NO. 11 |  | 1 | 6/8/1998 12:00:00 AM
VA5067961 | GE | MPN | YR | RT | Y | WL012 | RW012 | WELL HEAD 12 | THE WATERS EDGE | WELL NO 12 |  | 1 | 6/8/1998 12:00:00 AM
VA5067975 | TC | TC | MN | RT | Y | DS001 | TCR01 |  | WILLOW CREEK COUNTRY CLUB | DISTRIBUTION SYSTEM |  | 3 | 6/13/2002 12:00:00 AM
VA5067975 | GE | MPN | YR | RT | Y | WL001 | RW001 | WELL HEAD | WILLOW CREEK COUNTRY CLUB | WELL |  | 1 | 6/13/2002 12:00:00 AM
VA5067980 | PB | PBCU | 3Y | RT | Y | DS001 | LC002 | 551 WINDRIDGE PKWY | WINDY GAP MOUNTAIN VILLAGE | DISTRIBUTION SYSTEM | FSD | 1 | 1/27/1998 12:00:00 AM
VA5067980 | PB | PBCU | 3Y | RT | Y | DS001 | LC004 | 75 BITTERSWEET LN | WINDY GAP MOUNTAIN VILLAGE | DISTRIBUTION SYSTEM | FSD | 1 | 1/27/1998 12:00:00 AM
VA5067980 | PB | PBCU | 3Y | RT | Y | DS001 | LC005 | 430 WINDRIDGE PKWY | WINDY GAP MOUNTAIN VILLAGE | DISTRIBUTION SYSTEM | FSD | 1 | 1/27/1998 12:00:00 AM
VA5067980 | PB | PBCU | 3Y | RT | Y | DS001 | LC008 | 91 TURTLEBACK PATH | WINDY GAP MOUNTAIN VILLAGE | DISTRIBUTION SYSTEM | FSD | 1 | 1/27/1998 12:00:00 AM
VA5067980 | PB | PBCU | 3Y | RT | Y | DS001 | LC009 | 550 WINDRIDGE PKY | WINDY GAP MOUNTAIN VILLAGE | DISTRIBUTION SYSTEM | FSD | 1 | 1/27/1998 12:00:00 AM
VA5067980 | TC | TC | MN | RT | Y | DS001 | TCR01 |  | WINDY GAP MOUNTAIN VILLAGE | DISTRIBUTION SYSTEM |  | 3 | 1/27/1998 12:00:00 AM
VA5067980 | GE | RADA | 6Y | RT | Y | EP001 | EP001 | ENT SAMPLING STATION | WINDY GAP MOUNTAIN VILLAGE | ENTRY POINT TAP |  | 1 | 1/27/1998 12:00:00 AM
VA5067980 | GE | MPN | YR | RT | Y | WL002 | RW002 | WELL HEAD 2 | WINDY GAP MOUNTAIN VILLAGE | WELL NO 2 |  | 1 | 1/27/1998 12:00:00 AM
VA5067980 | GE | MPN | YR | RT | Y | WL004 | RW004 | WELL HEAD 4 | WINDY GAP MOUNTAIN VILLAGE | WELL NO 4 |  | 1 | 1/27/1998 12:00:00 AM
VA5067980 | GE | MPN | YR | RT | Y | WL005 | RW005 | WELL HEAD 5 | WINDY GAP MOUNTAIN VILLAGE | WELL NO 5 |  | 1 | 1/27/1998 12:00:00 AM
VA5067980 | GE | MPN | YR | RT | Y | WL006 | RW006 | WELL HEAD 6 | WINDY GAP MOUNTAIN VILLAGE | WELL NO 6 |  | 1 | 1/27/1998 12:00:00 AM
VA5067980 | GE | THH5 | 3Y | RT | Y | DS001 | DBP01 | LT1 BL2 10 TIMBERS C | WINDY GAP MOUNTAIN VILLAGE | DISTRIBUTION SYSTEM |  | 1 | 1998-01-27
VA5067981 | TC | TC | QT | RT | Y | DS001 | TCR01 |  | WHISTLE STOP | DISTRIBUTION SYSTEM |  | 1 | 2/4/1998 12:00:00 AM
VA5067981 | GE | NIT | YR | RT | Y | EP001 | EP001 | ENT SAMPLING STATION | WHISTLE STOP | ENTRY POINT TAP |  | 1 | 2/4/1998 12:00:00 AM
VA5067982 | TC | TC | MN | RT | Y | DS001 | TCR01 |  | WINDY GAP ELEMENTARY SCHOOL | DISTRIBUTION SYSTEM |  | 3 | 8/6/2009 12:00:00 AM
VA5067990 | PB | PBCU | 3Y | RT | Y | DS001 | LC001 | 12 CRESTWOOD DR | WOODCREST | DISTRIBUTION SYSTEM | FSD | 1 | 5/16/2012 12:00:00 AM
VA5067990 | PB | PBCU | 3Y | RT | Y | DS001 | LC002 | 31 CRESTWOOD DR | WOODCREST | DISTRIBUTION SYSTEM | FSD | 1 | 5/16/2012 12:00:00 AM
VA5067990 | PB | PBCU | 3Y | RT | Y | DS001 | LC003 | 72 CRESTWOOD DR | WOODCREST | DISTRIBUTION SYSTEM | FSD | 1 | 5/16/2012 12:00:00 AM
VA5067990 | PB | PBCU | 3Y | RT | Y | DS001 | LC004 | 129 CRESTWOOD DR | WOODCREST | DISTRIBUTION SYSTEM | FSD | 1 | 5/16/2012 12:00:00 AM
VA5067990 | PB | PBCU | 3Y | RT | Y | DS001 | LC005 | 133 CRESTWOOD DR | WOODCREST | DISTRIBUTION SYSTEM | FSD | 1 | 5/16/2012 12:00:00 AM
VA5067990 | TC | TC | MN | RT | Y | DS001 | TCR01 |  | WOODCREST | DISTRIBUTION SYSTEM |  | 3 | 5/16/2012 12:00:00 AM
VA5067990 | GE | RADA | 6Y | RT | Y | EP001 | EP001 | ENTRY POINT | WOODCREST | ENTRY POINT |  | 1 | 5/16/2012 12:00:00 AM
VA5083040 | TC | TC | QT | RT | Y | DS001 | TCR01 |  | OLD 360 DINER | DISTRIBUTION SYSTEM |  | 1 | 3/1/2006 12:00:00 AM
VA5083040 | GE | NIT | YR | RT | Y | EP001 | EP001 | HAND SINK | OLD 360 DINER | ENTRY POINT TAP |  | 1 | 3/1/2006 12:00:00 AM
VA5083270 | TC | TC | MN | RT | Y | DS001 | TCR01 |  | SOUTHSTONE BEHAVIORAL HEALTH | DISTRIBUTION SYSTEM |  | 3 | 3/28/2018 12:00:00 AM
VA5083370 | TC | TC | MN | RT | Y | DS001 | TCR01 |  | CLAYS MILL ELEMENTARY SCHOOL | DISTRIBUTION SYSTEM |  | 3 | 12/31/1990 12:00:00 AM
VA5083370 | GE | NIT | YR | RT | Y | EP001 | EP001 | TANK TAP | CLAYS MILL ELEMENTARY SCHOOL | ENTRY POINT TAP |  | 1 | 12/31/1990 12:00:00 AM
VA5083400 | GE | THH5 | YR | RT | Y | DS001 | DBP01 | FACILITY RESTRM H-107 | CLUSTER SPRINGS ELEMENTARY SCHOOL | DISTRIBUTION SYSTEM |  | 1 | 8/15/2007 12:00:00 AM
VA5083400 | PB | PBCU | 3Y | RT | Y | DS001 | LC001 | MUSIC ROOM E106 | CLUSTER SPRINGS ELEMENTARY SCHOOL | DISTRIBUTION SYSTEM | FSD | 1 | 8/15/2007 12:00:00 AM
VA5083400 | PB | PBCU | 3Y | RT | Y | DS001 | LC007 | BOYS RESTROOM A112 | CLUSTER SPRINGS ELEMENTARY SCHOOL | DISTRIBUTION SYSTEM | FSD | 1 | 8/15/2007 12:00:00 AM
VA5083400 | PB | PBCU | 3Y | RT | Y | DS001 | LC008 | GIRLS RESTROOM A113 | CLUSTER SPRINGS ELEMENTARY SCHOOL | DISTRIBUTION SYSTEM | FSD | 1 | 8/15/2007 12:00:00 AM
VA5083400 | PB | PBCU | 3Y | RT | Y | DS001 | LC010 | CLASSROOM B6 /B103 | CLUSTER SPRINGS ELEMENTARY SCHOOL | DISTRIBUTION SYSTEM | FSD | 1 | 8/15/2007 12:00:00 AM
VA5083400 | PB | PBCU | 3Y | RT | Y | DS001 | LC011 | CLASSROOM C3 /C104 | CLUSTER SPRINGS ELEMENTARY SCHOOL | DISTRIBUTION SYSTEM | FSD | 1 | 8/15/2007 12:00:00 AM
VA5083400 | PB | PBCU | 3Y | RT | Y | DS001 | LC013 | CLASSROOM G5 /G102 | CLUSTER SPRINGS ELEMENTARY SCHOOL | DISTRIBUTION SYSTEM | FSD | 1 | 8/15/2007 12:00:00 AM
VA5083400 | PB | PBCU | 3Y | RT | Y | DS001 | LC014 | CLASSROOM F11 /F102 | CLUSTER SPRINGS ELEMENTARY SCHOOL | DISTRIBUTION SYSTEM | FSD | 1 | 8/15/2007 12:00:00 AM
VA5083400 | PB | PBCU | 3Y | RT | Y | DS001 | LC015 | CLASSROOM F6 /F106 | CLUSTER SPRINGS ELEMENTARY SCHOOL | DISTRIBUTION SYSTEM | FSD | 1 | 8/15/2007 12:00:00 AM
VA5083400 | PB | PBCU | 3Y | RT | Y | DS001 | LC016 | GIRLS RESTROOM F113 | CLUSTER SPRINGS ELEMENTARY SCHOOL | DISTRIBUTION SYSTEM | FSD | 1 | 8/15/2007 12:00:00 AM
VA5083400 | PB | PBCU | 3Y | RT | Y | DS001 | LC017 | BOYS RESTROOM F112 | CLUSTER SPRINGS ELEMENTARY SCHOOL | DISTRIBUTION SYSTEM | FSD | 1 | 8/15/2007 12:00:00 AM
VA5083400 | TC | TC | MN | RT | Y | DS001 | TCR01 |  | CLUSTER SPRINGS ELEMENTARY SCHOOL | DISTRIBUTION SYSTEM |  | 3 | 8/15/2007 12:00:00 AM
VA5083400 | GE | ICMT | 3Y | RT | Y | EP001 | EP001 | ENTRY PT SAMP. STAT. | CLUSTER SPRINGS ELEMENTARY SCHOOL | ENTRY PT SAMPLING STATION |  | 1 | 8/15/2007 12:00:00 AM
VA5083400 | GE | NIT | YR | RT | Y | EP001 | EP001 | ENTRY PT SAMP. STAT. | CLUSTER SPRINGS ELEMENTARY SCHOOL | ENTRY PT SAMPLING STATION |  | 1 | 8/15/2007 12:00:00 AM
VA5083400 | GE | VOC | 3Y | RT | Y | EP001 | EP001 | ENTRY PT SAMP. STAT. | CLUSTER SPRINGS ELEMENTARY SCHOOL | ENTRY PT SAMPLING STATION |  | 1 | 8/15/2007 12:00:00 AM
VA5083400 | GE | MPN | YR | RT | Y | WL001 | RW001 | RAW WATER SAMPLE TAP | CLUSTER SPRINGS ELEMENTARY SCHOOL | WELL NO.1 |  | 1 | 8/15/2007 12:00:00 AM
VA5083425 | TC | TC | QT | RT | Y | DS001 | TCR01 |  | DOLLAR GENERAL-VOLENS | DISTRIBUTION SYSTEM |  | 1 | 8/6/2018 12:00:00 AM
VA5083426 | TC | TC | QT | RT | Y | DS001 | TCR01 |  | DOLLAR GENERAL-CLUSTER SPRINGS | DISTRIBUTION SYSTEM |  | 1 | 5/3/2018 12:00:00 AM
VA5083427 | TC | TC | QT | RT | Y | DS001 | TCR01 |  | DOLLAR GENERAL-TURBEVILLE | DISTRIBUTION SYSTEM |  | 1 | 9/3/2020 12:00:00 AM
VA5083480 | PB | PBCU | 3Y | RT | Y | DS001 | LC002 | 1022 SOUTH GAYLE ST | CLOVER, COMMUNITY OF | DISTRIBUTION SYSTEM | FSD | 1 | 8/30/1973 12:00:00 AM
VA5083480 | PB | PBCU | 3Y | RT | Y | DS001 | LC003 | 1059 MT LAUREL RD | CLOVER, COMMUNITY OF | DISTRIBUTION SYSTEM | FSD | 1 | 8/30/1973 12:00:00 AM
VA5083480 | PB | PBCU | 3Y | RT | Y | DS001 | LC004 | 1193 CLOVER RD | CLOVER, COMMUNITY OF | DISTRIBUTION SYSTEM | FSD | 1 | 8/30/1973 12:00:00 AM
VA5083480 | PB | PBCU | 3Y | RT | Y | DS001 | LC007 | 1047 MOSLEY FERRY RD | CLOVER, COMMUNITY OF | DISTRIBUTION SYSTEM | FSD | 1 | 8/30/1973 12:00:00 AM
VA5083480 | PB | PBCU | 3Y | RT | Y | DS001 | LC010 | 313 NORTH MAIN ST | CLOVER, COMMUNITY OF | DISTRIBUTION SYSTEM | FSD | 1 | 8/30/1973 12:00:00 AM
VA5083480 | TC | TC | MN | RT | Y | DS001 | TCR01 |  | CLOVER, COMMUNITY OF | DISTRIBUTION SYSTEM |  | 3 | 8/30/1973 12:00:00 AM
VA5083480 | GE | NIT | YR | RT | Y | EP001 | EP001 | DNSTRM TAP-1 | CLOVER, COMMUNITY OF | ENTRY POINT TAP-WELL NO.1 |  | 1 | 8/30/1973 12:00:00 AM
VA5083480 | GE | NIT | YR | RT | Y | EP002 | EP002 | DNSTRM TAP-2 | CLOVER, COMMUNITY OF | ENTRY POINT TAP -WELL NO. 2 |  | 1 | 8/30/1973 12:00:00 AM
VA5083480 | GE | MPN | YR | RT | Y | WL001 | RW001 | WELL NO. 1 | CLOVER, COMMUNITY OF | WELL NO. 1 |  | 1 | 8/30/1973 12:00:00 AM
VA5083480 | GE | MPN | YR | RT | Y | WL002 | RW002 | WELL NO. 2 | CLOVER, COMMUNITY OF | WELL NO.2 |  | 1 | 8/30/1973 12:00:00 AM
VA5083480 | GE | THH5 | 3Y | RT | Y | DS001 | DBP01 | 3080 CLOVER ROAD | CLOVER, COMMUNITY OF | DISTRIBUTION SYSTEM |  | 1 | 1973-08-30
VA5083534 | TC | TC | QT | RT | Y | DS001 | TCR01 |  | STAUNTON RIVER BATTLEFIELD STATE PARK | DISTRIBUTION SYSTEM |  | 1 | 3/7/1996 12:00:00 AM
VA5083546 | PB | PBCU | YR | RT | Y | DS001 | LC001 | HAND SINK 1 | GRAND SPRINGS DISTRIBUTION | DISTRIBUTION SYSTEM | FSD | 1 | 1/23/2023 12:00:00 AM
VA5083546 | PB | PBCU | YR | RT | Y | DS001 | LC002 | HAND SINK 2 | GRAND SPRINGS DISTRIBUTION | DISTRIBUTION SYSTEM | FSD | 1 | 1/23/2023 12:00:00 AM
VA5083546 | PB | PBCU | YR | RT | Y | DS001 | LC003 | HAND SINK 5 | GRAND SPRINGS DISTRIBUTION | DISTRIBUTION SYSTEM | FSD | 1 | 1/23/2023 12:00:00 AM
VA5083546 | PB | PBCU | YR | RT | Y | DS001 | LC004 | HAND SINK 6 | GRAND SPRINGS DISTRIBUTION | DISTRIBUTION SYSTEM | FSD | 1 | 1/23/2023 12:00:00 AM
VA5083546 | PB | PBCU | YR | RT | Y | DS001 | LC005 | HAND SINK 9 | GRAND SPRINGS DISTRIBUTION | DISTRIBUTION SYSTEM | FSD | 1 | 1/23/2023 12:00:00 AM
VA5083546 | TC | TC | MN | RT | Y | DS001 | TCR01 |  | GRAND SPRINGS DISTRIBUTION | DISTRIBUTION SYSTEM |  | 3 | 1/23/2023 12:00:00 AM
VA5083546 | GE | VOC | YR | RT | Y | EP001 | EP001 | ENTRY POINT TAP | GRAND SPRINGS DISTRIBUTION | ENTRY POINT TAP |  | 1 | 1/23/2023 12:00:00 AM
VA5083565 | TC | TC | QT | RT | Y | DS001 | TCR01 |  | CLUSTER SPRINGS RV PARK | DISTRIBUTION SYSTEM |  | 1 | 6/25/2019 12:00:00 AM
VA5083567 | TC | TC | QT | RT | Y | DS001 | TCR01 |  | INDIAN CAVE YOUTH CAMP | DISTRIBUTION SYSTEM |  | 1 | 7/10/2002 12:00:00 AM
VA5083578 | TC | TC | MN | RT | Y | DS001 | TCR01 |  | HUBER PLANT | DISTRIBUTION SYSTEM |  | 3 | 4/15/1996 12:00:00 AM
VA5083578 | GE | MPN | YR | RT | Y | WL001 | RW001 | WELL NO.1 WELL HEAD | HUBER PLANT | WELL NO. 1 (C) |  | 1 | 4/15/1996 12:00:00 AM
VA5083578 | GE | MPN | YR | RT | Y | WL002 | RW002 | WELL NO.2 WELL HEAD | HUBER PLANT | WELL NO.2 (F) |  | 1 | 4/15/1996 12:00:00 AM
VA5083578 | GE | THH5 | 3Y | RT | Y | DS001 | DBP01 | ADMIN KITCHEN | HUBER PLANT | DISTRIBUTION SYSTEM |  | 1 | 1996-04-15
VA5083620 | TC | TC | MN | RT | Y | DS001 | TCR01 |  | MEADVILLE ELEMENTARY SCHOOL | DISTRIBUTION SYSTEM |  | 3 | 12/31/1990 12:00:00 AM
VA5083620 | GE | NIT | YR | RT | Y | EP001 | EP001 | ATM TK MANIFOLD | MEADVILLE ELEMENTARY SCHOOL | ENTRY POINT TAP |  | 1 | 12/31/1990 12:00:00 AM
VA5083628 | PB | PBCU | 3Y | RT | Y | DS001 | LC001 | SCRUBBER LAB | ODEC / VIRGINIA POWER PLANT | DISTRIBUTION SYSTEM | FSD | 1 | 6/12/1992 12:00:00 AM
VA5083628 | PB | PBCU | 3Y | RT | Y | DS001 | LC002 | WATER LAB | ODEC / VIRGINIA POWER PLANT | DISTRIBUTION SYSTEM | FSD | 1 | 6/12/1992 12:00:00 AM
VA5083628 | PB | PBCU | 3Y | RT | Y | DS001 | LC004 | WAREHOUSE-MEN S REST | ODEC / VIRGINIA POWER PLANT | DISTRIBUTION SYSTEM | FSD | 1 | 6/12/1992 12:00:00 AM
VA5083628 | PB | PBCU | 3Y | RT | Y | DS001 | LC005 | ADMIN. MEN S RESTROO | ODEC / VIRGINIA POWER PLANT | DISTRIBUTION SYSTEM | FSD | 1 | 6/12/1992 12:00:00 AM
VA5083628 | PB | PBCU | 3Y | RT | Y | DS001 | LC006 | COAL YARD MAINT BLDG | ODEC / VIRGINIA POWER PLANT | DISTRIBUTION SYSTEM | FSD | 1 | 6/12/1992 12:00:00 AM
VA5083628 | TC | TC | MN | RT | Y | DS001 | TCR01 |  | ODEC / VIRGINIA POWER PLANT | DISTRIBUTION SYSTEM |  | 3 | 6/12/1992 12:00:00 AM
VA5083628 | GE | NIT | YR | RT | Y | EP001 | EP001 | BOOSTER PP MANIFOLD | ODEC / VIRGINIA POWER PLANT | ENTRY POINT TAP |  | 1 | 6/12/1992 12:00:00 AM
VA5083651 | TC | TC | MN | RT | Y | DS001 | TCR01 |  | REESE FARMS, INC. | DISTRIBUTION SYSTEM |  | 3 | 1/11/2022 12:00:00 AM
VA5083690 | TC | TC | MN | RT | Y | DS001 | TCR01 |  | SCOTTSBURG , TOWN OF | DISTRIBUTION SYSTEM |  | 3 | 6/21/1978 12:00:00 AM
VA5083693 | PB | PBCU | 3Y | RT | Y | DS001 | LC001 | KITCH HAND BASIN | SINAI ELEMENTARY SCHOOL | DISTRIBUTION SYSTEM | FSD | 1 | 12/31/1990 12:00:00 AM
VA5083693 | PB | PBCU | 3Y | RT | Y | DS001 | LC002 | BOYS RSTRM HAND BAS | SINAI ELEMENTARY SCHOOL | DISTRIBUTION SYSTEM | FSD | 1 | 12/31/1990 12:00:00 AM
VA5083693 | PB | PBCU | 3Y | RT | Y | DS001 | LC003 | ROOM 7 HAND BASIN | SINAI ELEMENTARY SCHOOL | DISTRIBUTION SYSTEM | FSD | 1 | 12/31/1990 12:00:00 AM
VA5083693 | PB | PBCU | 3Y | RT | Y | DS001 | LC004 | MAIN OFF MENS RSTRM | SINAI ELEMENTARY SCHOOL | DISTRIBUTION SYSTEM | FSD | 1 | 12/31/1990 12:00:00 AM
VA5083693 | PB | PBCU | 3Y | RT | Y | DS001 | LC005 | ROOM 19 HAND BASIN | SINAI ELEMENTARY SCHOOL | DISTRIBUTION SYSTEM | FSD | 1 | 12/31/1990 12:00:00 AM
VA5083693 | TC | TC | MN | RT | Y | DS001 | TCR01 |  | SINAI ELEMENTARY SCHOOL | DISTRIBUTION SYSTEM |  | 3 | 12/31/1990 12:00:00 AM
VA5083693 | GE | NIT | YR | RT | Y | EP001 | EP001 | HYDRO. TK TAP | SINAI ELEMENTARY SCHOOL | ENTRY POINT TAP |  | 1 | 12/31/1990 12:00:00 AM
VA5083760 | TC | TC | MN | RT | Y | DS001 | TCR01 |  | SYDNOR JENNINGS ELEMENTARY SCHOOL | DISTRIBUTION SYSTEM |  | 3 | 1/1/1991 12:00:00 AM
VA5083760 | GE | NIT | YR | RT | Y | EP001 | EP001 | HYDRO TAP | SYDNOR JENNINGS ELEMENTARY SCHOOL | ENTRY POINT TAP |  | 1 | 1/1/1991 12:00:00 AM
VA5083810 | TC | TC | MN | RT | Y | DS001 | TCR01 |  | VIRGINIA INTERNATIONAL RACEWAY | DISTRIBUTION SYSTEM |  | 3 | 1/14/2004 12:00:00 AM
VA5083810 | GE | ICMT | 3Y | RT | Y | EP004 | EP004 | ENTRY POINT NO. 4 | VIRGINIA INTERNATIONAL RACEWAY | ENTRY POINT TAP-WELL NO.4 |  | 1 | 1/14/2004 12:00:00 AM
VA5083940 | TC | TC | MN | RT | Y | DS001 | TCR01 |  | VIRGILINA, TOWN OF | DISTRIBUTION SYSTEM |  | 3 | 6/24/1977 12:00:00 AM
VA5083940 | GE | MPN | YR | RT | Y | WL002 | RW002 | WELL NO. 2 WELL HEAD | VIRGILINA, TOWN OF | WELL NO. 2 |  | 1 | 6/24/1977 12:00:00 AM
VA5083940 | GE | MPN | YR | RT | Y | WL003 | RW003 | WELL NO. 3 | VIRGILINA, TOWN OF | WELL NO. 3 |  | 1 | 6/24/1977 12:00:00 AM
VA5083940 | GE | MPN | YR | RT | Y | WL004 | RW004 | WELL NO.4 WELL HEAD | VIRGILINA, TOWN OF | WELL NO. 4 |  | 1 | 6/24/1977 12:00:00 AM
VA5083940 | GE | MPN | YR | RT | Y | WL005 | RW005 | WELL NO.5 RAW WATER | VIRGILINA, TOWN OF | WELL NO. 5 |  | 1 | 6/24/1977 12:00:00 AM
VA5083940 | GE | MPN | YR | RT | Y | WL006 | RW006 | WELL 6 | VIRGILINA, TOWN OF | WELL NO.6 |  | 1 | 6/24/1977 12:00:00 AM
VA5083965 | TC | TC | QT | RT | Y | DS001 | TCR01 |  | VOLENS MEDICAL CENTER | DISTRIBUTION SYSTEM |  | 1 | 1/25/1999 12:00:00 AM
VA5083980 | TC | TC | QT | RT | Y | DS001 | TCR01 |  | WALKER PROPERTY | DISTRIBUTION SYSTEM |  | 1 | 6/23/2021 12:00:00 AM
VA5089075 | TC | TC | MN | RT | Y | DS001 | TCR01 |  | BASSETT MIRROR CO.-PHILPOTT | DISTRIBUTION |  | 3 | 6/8/1998 12:00:00 AM
VA5089075 | GE | ICMT | 3Y | RT | Y | EP001 | EP001 | ENT SAMPLING STATION | BASSETT MIRROR CO.-PHILPOTT | ENTRY POINT TAP |  | 1 | 6/8/1998 12:00:00 AM
VA5089075 | GE | NIT | YR | RT | Y | EP001 | EP001 | ENT SAMPLING STATION | BASSETT MIRROR CO.-PHILPOTT | ENTRY POINT TAP |  | 1 | 6/8/1998 12:00:00 AM
VA5089075 | GE | VOC | 3Y | RT | Y | EP001 | EP001 | ENT SAMPLING STATION | BASSETT MIRROR CO.-PHILPOTT | ENTRY POINT TAP |  | 1 | 6/8/1998 12:00:00 AM
VA5089085 | TC | TC | QT | RT | Y | DS001 | TCR01 |  | BEAVER CREEK GOLF | DISTRIBUTION SYSTEM |  | 1 | 4/25/2022 12:00:00 AM
VA5089095 | TC | TC | QT | RT | Y | DS001 | TCR01 |  | BLUE RIDGE AIRPORT | DISTRIBUTION SYSTEM |  | 1 | 8/23/2001 12:00:00 AM
VA5089115 | TC | TC | MN | RT | Y | DS001 | TCR01 |  | TWIN OAKS MOBILE HOME PARK | DISTRIBUTION SYSTEM |  | 3 | 6/10/1998 12:00:00 AM
VA5089115 | GE | NIT | YR | RT | Y | EP001 | EP001 | HYDRO TANK TAP | TWIN OAKS MOBILE HOME PARK | ENTRY POINT |  | 1 | 6/10/1998 12:00:00 AM
VA5089115 | GE | MPN | YR | RT | Y | WL001 | RW001 | RAW WATER SAMPLE TAP | TWIN OAKS MOBILE HOME PARK | WELL NO 1 |  | 1 | 6/10/1998 12:00:00 AM
VA5089259 | TC | TC | QT | RT | Y | DS001 | TCR01 |  | DOLLAR GENERAL-AXTON | DISTRIBUTION SYSTEM |  | 2 | 5/3/2018 12:00:00 AM
VA5089261 | TC | TC | QT | RT | Y | DS001 | TCR01 |  | DOLLAR GENERAL-SPENCER | DISTRIBUTION SYSTEM |  | 1 | 6/28/2021 12:00:00 AM
VA5089345 | TC | TC | QT | RT | Y | DS001 | TCR01 |  | FISHER FARM PARK | DISTRIBUTION SYSTEM |  | 1 | 8/22/2017 12:00:00 AM
VA5089345 | GE | NIT | YR | RT | Y | EP001 | EP001 | ENTRY POINT TAP | FISHER FARM PARK | ENTRY POINT TAP |  | 1 | 8/22/2017 12:00:00 AM
VA5089373 | TC | TC | QT | RT | Y | DS001 | TCR01 |  | FOE #3739 | DISTRIBUTION SYSTEM |  | 1 | 4/6/2016 12:00:00 AM
VA5089404 | PB | PBCU | 3Y | RT | Y | DS001 | LC012 | 131 BLACKBERRY PK CR | HARRIS TRAILER COURT | DISTRIBUTION SYSTEM | FSD | 1 | 6/11/1998 12:00:00 AM
VA5089404 | PB | PBCU | 3Y | RT | Y | DS001 | LC014 | 59 BLACKBERRY PARK CIRCLE | HARRIS TRAILER COURT | DISTRIBUTION SYSTEM | FSD | 1 | 6/11/1998 12:00:00 AM
VA5089404 | PB | PBCU | 3Y | RT | Y | DS001 | LC015 | 30 BLACKBERRY PARK CIRCLE | HARRIS TRAILER COURT | DISTRIBUTION SYSTEM | FSD | 1 | 6/11/1998 12:00:00 AM
VA5089404 | PB | PBCU | 3Y | RT | Y | DS001 | LC016 | 136 BLACKBERRY PARK CIRCLE | HARRIS TRAILER COURT | DISTRIBUTION SYSTEM | FSD | 1 | 6/11/1998 12:00:00 AM
VA5089404 | PB | PBCU | 3Y | RT | Y | DS001 | LC017 | 71 BLACKBERRY PARK CIRCLE | HARRIS TRAILER COURT | DISTRIBUTION SYSTEM | FSD | 1 | 6/11/1998 12:00:00 AM
VA5089404 | TC | TC | MN | RT | Y | DS001 | TCR01 |  | HARRIS TRAILER COURT | DISTRIBUTION SYSTEM |  | 3 | 6/11/1998 12:00:00 AM
VA5089404 | GE | VOC | 3Y | RT | Y | EP001 | EP001 | WELL NO. 1 HYDRO TAP | HARRIS TRAILER COURT | ENTRY POINT WELL NO. 1 |  | 1 | 6/11/1998 12:00:00 AM
VA5089404 | GE | VOC | 3Y | RT | Y | EP002 | EP002 | WELL NO.2 HYDRO TAP | HARRIS TRAILER COURT | ENTRY POINT WELL NO. 2 |  | 1 | 6/11/1998 12:00:00 AM
VA5089404 | GE | MPN | YR | RT | Y | WL001 | RW001 | WELL 1 WELL HEAD | HARRIS TRAILER COURT | WELL NO. 1 |  | 1 | 6/11/1998 12:00:00 AM
VA5089404 | GE | MPN | YR | RT | Y | WL002 | RW002 | WELL 2 WELL HEAD | HARRIS TRAILER COURT | WELL NO. 2 |  | 1 | 6/11/1998 12:00:00 AM
VA5089475 | PB | PBCU | 3Y | RT | Y | DS001 | LC001 | 233 PARADISE HILLS | LEATHERWOOD ESTATES | DISTRIBUTION | FSD | 1 | 4/28/1978 12:00:00 AM
VA5089475 | PB | PBCU | 3Y | RT | Y | DS001 | LC002 | 144 PARADISE HILLS | LEATHERWOOD ESTATES | DISTRIBUTION | FSD | 1 | 4/28/1978 12:00:00 AM
VA5089475 | PB | PBCU | 3Y | RT | Y | DS001 | LC003 | 81 PARADISE HILLS | LEATHERWOOD ESTATES | DISTRIBUTION | FSD | 1 | 4/28/1978 12:00:00 AM
VA5089475 | PB | PBCU | 3Y | RT | Y | DS001 | LC004 | 214 PARADISE HILLS | LEATHERWOOD ESTATES | DISTRIBUTION | FSD | 1 | 4/28/1978 12:00:00 AM
VA5089475 | PB | PBCU | 3Y | RT | Y | DS001 | LC005 | 245 PARADISE HILLS | LEATHERWOOD ESTATES | DISTRIBUTION | FSD | 1 | 4/28/1978 12:00:00 AM
VA5089475 | TC | TC | MN | RT | Y | DS001 | TCR01 |  | LEATHERWOOD ESTATES | DISTRIBUTION |  | 3 | 4/28/1978 12:00:00 AM
VA5089475 | GE | MPN | YR | RT | Y | WL001 | RW001 | WELL HEAD | LEATHERWOOD ESTATES | WELL NO. 1 |  | 1 | 4/28/1978 12:00:00 AM
VA5089475 | GE | THH5 | 3Y | RT | Y | DS001 | DBP01 | W17B 65 PARADISE HIL | LEATHERWOOD ESTATES | DISTRIBUTION |  | 1 | 1978-04-28
VA5089571 | PB | PBCU | YR | RT | Y | DS001 | LC001 | LOT 50 | MOUNTAIN VISTA VILLAGE | DISTRIBUTION SYSTEM SECTION NO. 1 | FSD | 1 | 1/1/1987 12:00:00 AM
VA5089571 | PB | PBCU | YR | RT | Y | DS001 | LC006 | LOT 15 | MOUNTAIN VISTA VILLAGE | DISTRIBUTION SYSTEM SECTION NO. 1 | FSD | 1 | 1/1/1987 12:00:00 AM
VA5089571 | PB | PBCU | YR | RT | Y | DS001 | LC007 | LOT 25 | MOUNTAIN VISTA VILLAGE | DISTRIBUTION SYSTEM SECTION NO. 1 | FSD | 1 | 1/1/1987 12:00:00 AM
VA5089571 | PB | PBCU | YR | RT | Y | DS001 | LC008 | LOT 46 | MOUNTAIN VISTA VILLAGE | DISTRIBUTION SYSTEM SECTION NO. 1 | FSD | 1 | 1/1/1987 12:00:00 AM
VA5089571 | PB | PBCU | YR | RT | Y | DS001 | LC009 | LOT 24 | MOUNTAIN VISTA VILLAGE | DISTRIBUTION SYSTEM SECTION NO. 1 | FSD | 1 | 1/1/1987 12:00:00 AM
VA5089571 | TC | TC | MN | RT | Y | DS001 | TCR01 |  | MOUNTAIN VISTA VILLAGE | DISTRIBUTION SYSTEM SECTION NO. 1 |  | 3 | 1/1/1987 12:00:00 AM
VA5089571 | GE | RADA | 6Y | RT | Y | EP003 | EP003 | HYDRO TANK SAMPLE TAP | MOUNTAIN VISTA VILLAGE | ENTRY POINT COMBINED WELLS 1 & 2 |  | 1 | 1/1/1987 12:00:00 AM
VA5089571 | GE | VOC | 3Y | RT | Y | EP003 | EP003 | HYDRO TANK SAMPLE TAP | MOUNTAIN VISTA VILLAGE | ENTRY POINT COMBINED WELLS 1 & 2 |  | 1 | 1/1/1987 12:00:00 AM
VA5089571 | GE | MPN | YR | RT | Y | WL001 | RW001 | WELL HEAD 1 | MOUNTAIN VISTA VILLAGE | WELL NO. 1 |  | 1 | 1/1/1987 12:00:00 AM
VA5089571 | GE | MPN | YR | RT | Y | WL002 | RW002 | WELL HEAD 2 | MOUNTAIN VISTA VILLAGE | WELL NO. 2 |  | 1 | 1/1/1987 12:00:00 AM
VA5089571 | GE | THH5 | 3Y | RT | Y | DS001 | DBP01 | LOT 50 | MOUNTAIN VISTA VILLAGE | DISTRIBUTION SYSTEM SECTION NO. 1 |  | 1 | 1987-01-01
VA5089612 | TC | TC | QT | RT | Y | DS001 | TCR01 |  | RANGELEY MINI MART & DELI | DISTRIBUTION SYSTEM |  | 1 | 12/23/1997 12:00:00 AM
VA5089626 | TC | TC | QT | RT | Y | DS001 | TCR01 |  | PHILPOTT RES - BOWENS CREEK-BEACH | DISTRIBUTION SYSTEM |  | 1 | 9/30/1980 12:00:00 AM
VA5089700 | TC | TC | MN | RT | Y | DS001 | TCR01 |  | RIDGEWAY TRAILER PARK | DISTRIBUTION |  | 3 | 6/17/1998 12:00:00 AM
VA5089712 | PB | PBCU | 3Y | RT | Y | DS001 | LC001 | 1546 JARRETT DR | ROCKHILL SUBDIVISION | DISTRIBUTION SYSTEM | FSD | 1 | 2/25/1977 12:00:00 AM
VA5089712 | PB | PBCU | 3Y | RT | Y | DS001 | LC002 | 1460 JARRETT DR | ROCKHILL SUBDIVISION | DISTRIBUTION SYSTEM | FSD | 1 | 2/25/1977 12:00:00 AM
VA5089712 | PB | PBCU | 3Y | RT | Y | DS001 | LC003 | 1428 JARRETT DR | ROCKHILL SUBDIVISION | DISTRIBUTION SYSTEM | FSD | 1 | 2/25/1977 12:00:00 AM
VA5089712 | PB | PBCU | 3Y | RT | Y | DS001 | LC005 | 1569 JARRETT DR | ROCKHILL SUBDIVISION | DISTRIBUTION SYSTEM | FSD | 1 | 2/25/1977 12:00:00 AM
VA5089712 | PB | PBCU | 3Y | RT | Y | DS001 | LC006 | 1599 JARRETTE DRIVE | ROCKHILL SUBDIVISION | DISTRIBUTION SYSTEM | FSD | 1 | 2/25/1977 12:00:00 AM
VA5089712 | TC | TC | MN | RT | Y | DS001 | TCR01 |  | ROCKHILL SUBDIVISION | DISTRIBUTION SYSTEM |  | 3 | 2/25/1977 12:00:00 AM
VA5089712 | GE | MPN | YR | RT | Y | WL001 | RW001 | WELL HEAD | ROCKHILL SUBDIVISION | WELL NO. 1 |  | 1 | 2/25/1977 12:00:00 AM
VA5089712 | GE | THH5 | 3Y | RT | Y | DS001 | DBP01 | 1599 JARRETT DR | ROCKHILL SUBDIVISION | DISTRIBUTION SYSTEM |  | 1 | 1977-02-25
VA5089714 | TC | TC | QT | RT | Y | DS001 | TCR01 |  | MEE MAW'S COUNTRY KITCHEN | DISTRIBUTION SYSTEM |  | 1 | 8/2/2022 12:00:00 AM
VA5089714 | GE | NIT | YR | RT | Y | EP001 | EP001 | ENTRY POINT TAP | MEE MAW'S COUNTRY KITCHEN | ENTRY POINT TAP |  | 1 | 8/2/2022 12:00:00 AM
VA5089770 | PB | PBCU | 3Y | RT | Y | DS001 | LC001 | LOT NO.4 | FAIRFIELD MOBILE HOME PARK | DISTRIBUTION SYSTEM | FSD | 1 | 3/19/1998 12:00:00 AM
VA5089770 | PB | PBCU | 3Y | RT | Y | DS001 | LC002 | LOT NO.13 | FAIRFIELD MOBILE HOME PARK | DISTRIBUTION SYSTEM | FSD | 1 | 3/19/1998 12:00:00 AM
VA5089770 | PB | PBCU | 3Y | RT | Y | DS001 | LC004 | LOT NO.18 | FAIRFIELD MOBILE HOME PARK | DISTRIBUTION SYSTEM | FSD | 1 | 3/19/1998 12:00:00 AM
VA5089770 | PB | PBCU | 3Y | RT | Y | DS001 | LC005 | LOT 3-MUST SAMPLE | FAIRFIELD MOBILE HOME PARK | DISTRIBUTION SYSTEM | FSD | 1 | 3/19/1998 12:00:00 AM
VA5089770 | PB | PBCU | 3Y | RT | Y | DS001 | LC016 | LOT NO. 68 | FAIRFIELD MOBILE HOME PARK | DISTRIBUTION SYSTEM | FSD | 1 | 3/19/1998 12:00:00 AM
VA5089770 | TC | TC | MN | RT | Y | DS001 | TCR01 |  | FAIRFIELD MOBILE HOME PARK | DISTRIBUTION SYSTEM |  | 3 | 3/19/1998 12:00:00 AM
VA5089770 | GE | RADA | 6Y | RT | Y | EP001 | EP001 | HYDRO TANKS TAP | FAIRFIELD MOBILE HOME PARK | ENTRY POINT |  | 1 | 3/19/1998 12:00:00 AM
VA5089770 | GE | MPN | YR | RT | Y | WL001 | RW001 | RAW TAP @ WELL HEAD | FAIRFIELD MOBILE HOME PARK | WELL NO. 1 |  | 1 | 3/19/1998 12:00:00 AM
VA5089800 | TC | TC | QT | RT | Y | DS001 | TCR01 |  | SPENCER PENN CENTRE | DISTRIBUTION |  | 1 | 4/1/2016 12:00:00 AM
VA5089852 | GE | THH5 | QT | RT | Y | DS001 | DBP01 | 2557 WILLIE CRAIG RD. | UPPER SMITH RIVER WATER SUPPLY | DISTRIBUTION SYSTEM |  | 1 | 2/3/1988 12:00:00 AM
VA5089852 | GE | THH5 | QT | RT | Y | DS001 | DBP02 | 2400 FIGSBORO RD | UPPER SMITH RIVER WATER SUPPLY | DISTRIBUTION SYSTEM |  | 1 | 2/3/1988 12:00:00 AM
VA5089852 | GE | THH5 | QT | RT | Y | DS001 | DBP03 | 509 CARVER RD | UPPER SMITH RIVER WATER SUPPLY | DISTRIBUTION SYSTEM |  | 1 | 2/3/1988 12:00:00 AM
VA5089852 | GE | THH5 | QT | RT | Y | DS001 | DBP04 | 7895 AXTON RD | UPPER SMITH RIVER WATER SUPPLY | DISTRIBUTION SYSTEM |  | 1 | 2/3/1988 12:00:00 AM
VA5089852 | TC | TC | MN | RT | Y | DS001 | TCR01 |  | UPPER SMITH RIVER WATER SUPPLY | DISTRIBUTION SYSTEM |  | 90 | 2/3/1988 12:00:00 AM
VA5089852 | GE | FL2 | MN | ST | N | EP001 | EP001 | WTP FINISHED TAP | UPPER SMITH RIVER WATER SUPPLY | ENTRY POINT TAP UPPER SMITH RIVER WTP |  | 3 | 2/3/1988 12:00:00 AM
VA5089852 | GE | RADA | 6Y | RT | Y | EP001 | EP001 | WTP FINISHED TAP | UPPER SMITH RIVER WATER SUPPLY | ENTRY POINT TAP UPPER SMITH RIVER WTP |  | 1 | 2/3/1988 12:00:00 AM
VA5089852 | GE | TOCA | QT | RT | Y | IN001 | RW001 | SMITH RIVER INTAKE RAW TAP | UPPER SMITH RIVER WATER SUPPLY | SMITH RIVER INTAKE |  | 1 | 2/3/1988 12:00:00 AM
VA5089852 | GE | TOC | QT | RT | Y | TP001 | UP001 | COMPOSITE.FILT.EFFL. | UPPER SMITH RIVER WATER SUPPLY | UPPER SMITH RIVER WTP |  | 1 | 2/3/1988 12:00:00 AM
VA5089853 | TC | TC | MN | RT | Y | DS001 | TCR01 |  | VICTORY BAPTIST ACADEMY | DISTRIBUTION SYSTEM |  | 3 | 5/23/2017 12:00:00 AM
VA5089853 | GE | NIT | YR | RT | Y | EP001 | EP001 | ENTRY POINT SAMPLE POINT | VICTORY BAPTIST ACADEMY | ENTRY POINT SAMPLE POINT |  | 1 | 5/23/2017 12:00:00 AM
VA5089870 | TC | TC | MN | RT | Y | DS001 | TCR01 |  | VIRGINIA GLASS LLC | DISTRIBUTION SYSTEM |  | 3 | 6/18/1998 12:00:00 AM
VA5089955 | GE | THH5 | QT | RT | Y | DS001 | DBP01 | 122 BARONWOOD RD | WOODLAND AVENUE EXT | DISTRIBUTION |  | 1 | 1/2/1985 12:00:00 AM
VA5089955 | TC | TC | MN | RT | Y | DS001 | TCR01 |  | WOODLAND AVENUE EXT | DISTRIBUTION |  | 3 | 1/2/1985 12:00:00 AM
VA5111430 | PB | PBCU | 3Y | RT | Y | DS001 | LC001 | OLD COURTHSE UPSTAIRS | LUNENBURG COUNTY SEAT | DISTRIBUTION | FSD | 1 | 12/22/1997 12:00:00 AM
VA5111430 | PB | PBCU | 3Y | RT | Y | DS001 | LC002 | HUMAN RESOURCES BLDG | LUNENBURG COUNTY SEAT | DISTRIBUTION | FSD | 1 | 12/22/1997 12:00:00 AM
VA5111430 | PB | PBCU | 3Y | RT | Y | DS001 | LC003 | COUNTY ADM.BLDG. | LUNENBURG COUNTY SEAT | DISTRIBUTION | FSD | 1 | 12/22/1997 12:00:00 AM
VA5111430 | PB | PBCU | 3Y | RT | Y | DS001 | LC007 | NEW SHERIFF S OFFICE | LUNENBURG COUNTY SEAT | DISTRIBUTION | FSD | 1 | 12/22/1997 12:00:00 AM
VA5111430 | PB | PBCU | 3Y | RT | Y | DS001 | LC008 | NEWCOURTHSE. UPSTAIR | LUNENBURG COUNTY SEAT | DISTRIBUTION | FSD | 1 | 12/22/1997 12:00:00 AM
VA5111430 | TC | TC | MN | RT | Y | DS001 | TCR01 |  | LUNENBURG COUNTY SEAT | DISTRIBUTION |  | 3 | 12/22/1997 12:00:00 AM
VA5111430 | GE | VOC | 3Y | RT | Y | EP001 | EP001 | HYDRO TANK TAP | LUNENBURG COUNTY SEAT | ENTRY POINT TAP |  | 1 | 12/22/1997 12:00:00 AM
VA5111430 | GE | MPN | YR | RT | Y | WL001 | RW002 | WELL 2 WELL HEAD | LUNENBURG COUNTY SEAT | WELL NO. 2 |  | 1 | 12/22/1997 12:00:00 AM
VA5111430 | GE | THH5 | 3Y | RT | Y | DS001 | DBP01 | CO. EXTENSION OFFICE | LUNENBURG COUNTY SEAT | DISTRIBUTION |  | 1 | 1997-12-22
VA5111450 | GE | TTHM | QT | RT | Y | DS001 | DBP01 | 101 LEA ROAD | KENBRIDGE, TOWN OF | DISTRIBUTION SYSTEM |  | 1 | 10/29/1959 12:00:00 AM
VA5111450 | GE | HAA5 | QT | RT | Y | DS001 | DBP02 | KENBRIDGE ELEM SCH | KENBRIDGE, TOWN OF | DISTRIBUTION SYSTEM |  | 1 | 10/29/1959 12:00:00 AM
VA5111450 | TC | TC | MN | RT | Y | DS001 | TCR01 |  | KENBRIDGE, TOWN OF | DISTRIBUTION SYSTEM |  | 6 | 10/29/1959 12:00:00 AM
VA5111450 | GE | FL2 | MN | ST | N | EP001 | EP001 | FINISHED WATER TAP | KENBRIDGE, TOWN OF | ENTRY POINT TAP |  | 3 | 10/29/1959 12:00:00 AM
VA5111450 | GE | TOCA | QT | RT | Y | IN003 | RW001 | COMMON INTAKE RWT | KENBRIDGE, TOWN OF | COMMON INTAKE SAMPLE SITE |  | 1 | 10/29/1959 12:00:00 AM
VA5111450 | GE | TOC | QT | RT | Y | TP001 | UP001 | POST FILTRATION | KENBRIDGE, TOWN OF | KENBRIDGE WATER TREATMENT WORKS |  | 1 | 10/29/1959 12:00:00 AM
VA5111460 | TC | TC | QT | RT | Y | DS001 | TCR01 |  | MEHERRIN STOP & SHOP | DISTRIBUTION SYSTEM |  | 1 | 2/18/2022 12:00:00 AM
VA5111520 | TC | TC | QT | RT | Y | DS001 | TCR01 |  | LUNENBURG HEALTH CENTER INC | DISTRIBUTION SYSTEM |  | 1 | 6/6/2002 12:00:00 AM
VA5111800 | GE | TTHM | QT | RT | Y | DS001 | DBP01 | TIMMY'S GROCERY | VICTORIA, TOWN OF | DISTRIBUTION SYSTEM |  | 1 | 4/3/1970 12:00:00 AM
VA5111800 | GE | HAA5 | QT | RT | Y | DS001 | DBP02 | ASHWORTH TIRE | VICTORIA, TOWN OF | DISTRIBUTION SYSTEM |  | 1 | 4/3/1970 12:00:00 AM
VA5111800 | TC | TC | MN | RT | Y | DS001 | TCR01 |  | VICTORIA, TOWN OF | DISTRIBUTION SYSTEM |  | 6 | 4/3/1970 12:00:00 AM
VA5111800 | GE | FL2 | MN | ST | N | EP001 | EP001 | FINISHED SAMPLE TAP | VICTORIA, TOWN OF | ENTRY POINT TAP |  | 3 | 4/3/1970 12:00:00 AM
VA5111800 | GE | RADA | 6Y | RT | Y | EP001 | EP001 | FINISHED SAMPLE TAP | VICTORIA, TOWN OF | ENTRY POINT TAP |  | 1 | 4/3/1970 12:00:00 AM
VA5111800 | GE | TOCA | MN | RT | Y | IN1_2 | RW001 | COMMON RWT - SAMPLING | VICTORIA, TOWN OF | COMMON RAW WATER SAMPLE |  | 3 | 4/3/1970 12:00:00 AM
VA5111800 | GE | TOC | MN | RT | Y | TP001 | UP001 | POST FILTRATION | VICTORIA, TOWN OF | VICTORIA WATER TREATMENT WORKS |  | 3 | 4/3/1970 12:00:00 AM
VA5117096 | PB | PBCU | 3Y | RT | Y | DS001 | LC006 | 255 COLONIAL DR | ANCHOR COVE SUBDIVISION | DISTRIBUTION SYSTEM | FSD | 1 | 7/19/2000 12:00:00 AM
VA5117096 | PB | PBCU | 3Y | RT | Y | DS001 | LC008 | 399 COLONIAL DRIVE | ANCHOR COVE SUBDIVISION | DISTRIBUTION SYSTEM | FSD | 1 | 7/19/2000 12:00:00 AM
VA5117096 | PB | PBCU | 3Y | RT | Y | DS001 | LC009 | 7944 HWY 903 | ANCHOR COVE SUBDIVISION | DISTRIBUTION SYSTEM | FSD | 1 | 7/19/2000 12:00:00 AM
VA5117096 | PB | PBCU | 3Y | RT | Y | DS001 | LC014 | 649 WINWARD PASSAGE | ANCHOR COVE SUBDIVISION | DISTRIBUTION SYSTEM | FSD | 1 | 7/19/2000 12:00:00 AM
VA5117096 | PB | PBCU | 3Y | RT | Y | DS001 | LC015 | 115 ANCHOR DR | ANCHOR COVE SUBDIVISION | DISTRIBUTION SYSTEM | FSD | 1 | 7/19/2000 12:00:00 AM
VA5117096 | TC | TC | MN | RT | Y | DS001 | TCR01 |  | ANCHOR COVE SUBDIVISION | DISTRIBUTION SYSTEM |  | 3 | 7/19/2000 12:00:00 AM
VA5117096 | GE | MPN | YR | RT | Y | WL001 | RW001 | WELL NO.1 WELLHEAD | ANCHOR COVE SUBDIVISION | WELL NO.1 |  | 1 | 7/19/2000 12:00:00 AM
VA5117096 | GE | MPN | YR | RT | Y | WL002 | RW002 | WELL NO.2 WELLHEAD | ANCHOR COVE SUBDIVISION | WELL NO.2 |  | 1 | 7/19/2000 12:00:00 AM
VA5117096 | GE | THH5 | 3Y | RT | Y | DS001 | DBP02 | 649 WINDWARD PASSAGE | ANCHOR COVE SUBDIVISION | DISTRIBUTION SYSTEM |  | 1 | 2000-07-19
VA5117097 | TC | TC | MN | RT | Y | DS001 | TCR01 |  | LAKE GASTON AMERICAMPS | DISTRIBUTION SYSTEM |  | 3 | 12/4/1998 12:00:00 AM
VA5117097 | GE | THH5 | 3Y | RT | Y | DS001 | DBP01 | C 72 | LAKE GASTON AMERICAMPS | DISTRIBUTION SYSTEM |  | 1 | 1998-12-04
VA5117100 | GE | TTHM | QT | RT | Y | DS001 | DBP01 | WASTEWATER PLANT | BOYDTON, TOWN OF | DISTRIBUTION SYSTEM |  | 1 | 1/22/1975 12:00:00 AM
VA5117100 | GE | HAA5 | QT | RT | Y | DS001 | DBP02 | 50 PHILLIS ROAD | BOYDTON, TOWN OF | DISTRIBUTION SYSTEM |  | 1 | 1/22/1975 12:00:00 AM
VA5117100 | TC | TC | MN | RT | Y | DS001 | TCR01 |  | BOYDTON, TOWN OF | DISTRIBUTION SYSTEM |  | 3 | 1/22/1975 12:00:00 AM
VA5117107 | TC | TC | MN | RT | Y | DS001 | TCR01 |  | MECKLENBURG INTERIM SCHOOL | DISTRIBUTION SYSTEM |  | 3 | 9/15/2023 12:00:00 AM
VA5117117 | TC | TC | MN | RT | Y | DS001 | TCR01 |  | MECKLENBURG CO. SCHOOLS ADMIN. OFFICES | DISTRIBUTION SYSTEM |  | 3 | 5/31/1996 12:00:00 AM
VA5117125 | TC | TC | MN | RT | Y | DS001 | TCR01 |  | BUCKHEAD SUBDIVISION | DISTRIBUTION SYSTEM |  | 3 | 9/22/1986 12:00:00 AM
VA5117125 | GE | MPN | YR | RT | Y | WL001 | RW001 | WELL NO. 1 WELL HEAD | BUCKHEAD SUBDIVISION | WELL NO. 1 |  | 1 | 9/22/1986 12:00:00 AM
VA5117125 | GE | MPN | YR | RT | Y | WL002 | RW002 | WELL NO. 2 WELLHEAD | BUCKHEAD SUBDIVISION | WELL NO. 2 |  | 1 | 9/22/1986 12:00:00 AM
VA5117125 | GE | THH5 | 3Y | RT | Y | DS001 | DBP01 | 1 WHITETAIL RUN | BUCKHEAD SUBDIVISION | DISTRIBUTION SYSTEM |  | 1 | 1986-09-22
VA5117200 | GE | TTHM | QT | RT | Y | DS001 | DBP01 | 4961 HIGHWAY 47 | CHASE CITY,TOWN OF | DISTRIBUTION SYSTEM |  | 1 | 9/1/1974 12:00:00 AM
VA5117200 | GE | HAA5 | QT | RT | Y | DS001 | DBP02 | 19 JONBIL ROAD | CHASE CITY,TOWN OF | DISTRIBUTION SYSTEM |  | 1 | 9/1/1974 12:00:00 AM
VA5117200 | PB | PBCU | 3Y | RT | Y | DS001 | LC001 | 549 BOYD ST | CHASE CITY,TOWN OF | DISTRIBUTION SYSTEM | FSD | 1 | 9/1/1974 12:00:00 AM
VA5117200 | PB | PBCU | 3Y | RT | Y | DS001 | LC002 | 906 W SYCAMORE ST | CHASE CITY,TOWN OF | DISTRIBUTION SYSTEM | FSD | 1 | 9/1/1974 12:00:00 AM
VA5117200 | PB | PBCU | 3Y | RT | Y | DS001 | LC003 | 718 BOYD ST | CHASE CITY,TOWN OF | DISTRIBUTION SYSTEM | FSD | 1 | 9/1/1974 12:00:00 AM
VA5117200 | PB | PBCU | 3Y | RT | Y | DS001 | LC005 | 121 W THIRD ST | CHASE CITY,TOWN OF | DISTRIBUTION SYSTEM | FSD | 1 | 9/1/1974 12:00:00 AM
VA5117200 | PB | PBCU | 3Y | RT | Y | DS001 | LC007 | 539 ENDLY ST | CHASE CITY,TOWN OF | DISTRIBUTION SYSTEM | FSD | 1 | 9/1/1974 12:00:00 AM
VA5117200 | PB | PBCU | 3Y | RT | Y | DS001 | LC011 | 745 W SYCAMORE ST | CHASE CITY,TOWN OF | DISTRIBUTION SYSTEM | FSD | 1 | 9/1/1974 12:00:00 AM
VA5117200 | PB | PBCU | 3Y | RT | Y | DS001 | LC013 | 611 N MARSHALL | CHASE CITY,TOWN OF | DISTRIBUTION SYSTEM | FSD | 1 | 9/1/1974 12:00:00 AM
VA5117200 | PB | PBCU | 3Y | RT | Y | DS001 | LC015 | 32 PETTUS ST | CHASE CITY,TOWN OF | DISTRIBUTION SYSTEM | FSD | 1 | 9/1/1974 12:00:00 AM
VA5117200 | PB | PBCU | 3Y | RT | Y | DS001 | LC017 | 726 DODD ST | CHASE CITY,TOWN OF | DISTRIBUTION SYSTEM | FSD | 1 | 9/1/1974 12:00:00 AM
VA5117200 | PB | PBCU | 3Y | RT | Y | DS001 | LC018 | 542 HUSTON ST | CHASE CITY,TOWN OF | DISTRIBUTION SYSTEM | FSD | 1 | 9/1/1974 12:00:00 AM
VA5117200 | TC | TC | MN | RT | Y | DS001 | TCR01 |  | CHASE CITY,TOWN OF | DISTRIBUTION SYSTEM |  | 6 | 9/1/1974 12:00:00 AM
VA5117204 | GE | NIT | YR | RT | Y | EP001 | EP001 | ENTRY POINT TAP | DOLLAR GENERAL MARKET-BRACEY | ENTRY POINT TAP |  | 1 | 4/11/2025 12:00:00 AM
VA5117204 | TC | TC | QT | RT | Y |  |  |  | DOLLAR GENERAL MARKET-BRACEY |  |  | 1 | 4/11/2025 12:00:00 AM
VA5117205 | TC | TC | QT | RT | Y | DS001 | TCR01 |  | DOLLAR GENERAL-CLARKSVILLE | DISTRIBUTION SYSTEM |  | 1 | 6/20/2023 12:00:00 AM
VA5117205 | GE | NIT | YR | RT | Y | EP001 | EP001 | ENTRY POINT TAP | DOLLAR GENERAL-CLARKSVILLE | ENTRY POINT TAP |  | 1 | 6/20/2023 12:00:00 AM
VA5117310 | GE | HAA5 | QT | RT | Y | DS001 | DBP01 | CROWDER INSURANCE | CLARKSVILLE, TOWN OF | DISTRIBUTION SYSTEM |  | 1 | 12/16/1968 12:00:00 AM
VA5117310 | GE | TTHM | QT | RT | Y | DS001 | DBP02 | LONG BEACH BLVD. | CLARKSVILLE, TOWN OF | DISTRIBUTION SYSTEM |  | 1 | 12/16/1968 12:00:00 AM
VA5117310 | TC | TC | MN | RT | Y | DS001 | TCR01 |  | CLARKSVILLE, TOWN OF | DISTRIBUTION SYSTEM |  | 6 | 12/16/1968 12:00:00 AM
VA5117310 | GE | FRFL | MN | ST | N | EP001 | EP001 | HIGH SERVICE TAP | CLARKSVILLE, TOWN OF | ENTRY POINT TAP |  | 3 | 12/16/1968 12:00:00 AM
VA5117310 | GE | TOCA | MN | RT | Y | IN001 | RW001 | RAW WATER SAMPLE TAP | CLARKSVILLE, TOWN OF | KERR RESERVOIR INTAKE |  | 3 | 12/16/1968 12:00:00 AM
VA5117310 | GE | TOC | MN | RT | Y | TP001 | UP001 | FILTER EFFLUENT | CLARKSVILLE, TOWN OF | TREATMENT PLANT |  | 3 | 12/16/1968 12:00:00 AM
VA5117315 | PB | PBCU | YR | RT | Y | DS001 | LC002 | 393 CLIFFSIDE DR | CLIFFS ON THE ROANOKE | DISTRIBUTION SYSTEM | FSD | 1 | 10/4/2011 12:00:00 AM
VA5117315 | PB | PBCU | YR | RT | Y | DS001 | LC004 | 5 CLIFFSIDE DR | CLIFFS ON THE ROANOKE | DISTRIBUTION SYSTEM | FSD | 1 | 10/4/2011 12:00:00 AM
VA5117315 | PB | PBCU | YR | RT | Y | DS001 | LC009 | 332 CLIFFSIDE DRIVE | CLIFFS ON THE ROANOKE | DISTRIBUTION SYSTEM | FSD | 1 | 10/4/2011 12:00:00 AM
VA5117315 | PB | PBCU | YR | RT | Y | DS001 | LC010 | 515 CLIFFISIDE DRIVE | CLIFFS ON THE ROANOKE | DISTRIBUTION SYSTEM | FSD | 1 | 10/4/2011 12:00:00 AM
VA5117315 | PB | PBCU | YR | RT | Y | DS001 | LC011 | 321 CLIFFSIDE DRIVE | CLIFFS ON THE ROANOKE | DISTRIBUTION SYSTEM | FSD | 1 | 10/4/2011 12:00:00 AM
VA5117315 | TC | TC | MN | RT | Y | DS001 | TCR01 |  | CLIFFS ON THE ROANOKE | DISTRIBUTION SYSTEM |  | 3 | 10/4/2011 12:00:00 AM
VA5117315 | GE | NIT | YR | RT | Y | EP003 | EP003 | ENTRY POINT NO. 3 | CLIFFS ON THE ROANOKE | ENTRY POINT NO. 3 |  | 1 | 10/4/2011 12:00:00 AM
VA5117315 | GE | RADA | QT | RT | Y | EP003 | EP003 | ENTRY POINT NO. 3 | CLIFFS ON THE ROANOKE | ENTRY POINT NO. 3 |  | 1 | 10/4/2011 12:00:00 AM
VA5117315 | GE | VOC | QT | RT | Y | EP003 | EP003 | ENTRY POINT NO. 3 | CLIFFS ON THE ROANOKE | ENTRY POINT NO. 3 |  | 1 | 10/4/2011 12:00:00 AM
VA5117315 | GE | MPN | YR | RT | Y | WL001 | RW001 | WELLHEAD NO. 1 | CLIFFS ON THE ROANOKE | WELL NO. 1 |  | 1 | 10/4/2011 12:00:00 AM
VA5117315 | GE | MPN | YR | RT | Y | WL003 | RW003 | WELL NO. 3 | CLIFFS ON THE ROANOKE | WELL NO. 3 |  | 1 | 10/4/2011 12:00:00 AM
VA5117315 | GE | THH5 | 3Y | RT | Y | DS001 | DBP01 | 226 CLIFFSIDE DR | CLIFFS ON THE ROANOKE | DISTRIBUTION SYSTEM |  | 1 | 2011-10-04
VA5117350 | PB | PBCU | 3Y | RT | Y | DS001 | LC006 | 294 RED FOX DRIVE | FOX RUN/CHAMPION FOREST SHORES | DISTRIBUTION SYSTEM | FSD | 1 | 7/27/1976 12:00:00 AM
VA5117350 | PB | PBCU | 3Y | RT | Y | DS001 | LC010 | 189 FOX FIRE DRIVE | FOX RUN/CHAMPION FOREST SHORES | DISTRIBUTION SYSTEM | FSD | 1 | 7/27/1976 12:00:00 AM
VA5117350 | PB | PBCU | 3Y | RT | Y | DS001 | LC014 | 170 FOX FIRE DRIVE | FOX RUN/CHAMPION FOREST SHORES | DISTRIBUTION SYSTEM | FSD | 1 | 7/27/1976 12:00:00 AM
VA5117350 | PB | PBCU | 3Y | RT | Y | DS001 | LC015 | 219 RED FOX DR | FOX RUN/CHAMPION FOREST SHORES | DISTRIBUTION SYSTEM | FSD | 1 | 7/27/1976 12:00:00 AM
VA5117350 | PB | PBCU | 3Y | RT | Y | DS001 | LC016 | 426 FOX FIRE DR | FOX RUN/CHAMPION FOREST SHORES | DISTRIBUTION SYSTEM | FSD | 1 | 7/27/1976 12:00:00 AM
VA5117350 | TC | TC | MN | RT | Y | DS001 | TCR01 |  | FOX RUN/CHAMPION FOREST SHORES | DISTRIBUTION SYSTEM |  | 3 | 7/27/1976 12:00:00 AM
VA5117350 | GE | RADA | 6Y | RT | Y | EP001 | EP001 | HYDRO. TANK TAP | FOX RUN/CHAMPION FOREST SHORES | ENTRY POINT TAP |  | 1 | 7/27/1976 12:00:00 AM
VA5117350 | GE | MPN | YR | RT | Y | WL002 | RW002 | WELL NO. 2 | FOX RUN/CHAMPION FOREST SHORES | WELL NO. 2 |  | 1 | 7/27/1976 12:00:00 AM
VA5117350 | GE | MPN | YR | RT | Y | WL003 | RW003 | WELL NO. 3 | FOX RUN/CHAMPION FOREST SHORES | WELL NO. 3 |  | 1 | 7/27/1976 12:00:00 AM
VA5117350 | GE | MPN | YR | RT | Y | WL004 | RW004 | WELL 4 WELL HEAD | FOX RUN/CHAMPION FOREST SHORES | WELL NO. 4 |  | 1 | 7/27/1976 12:00:00 AM
VA5117350 | GE | THH5 | 3Y | RT | Y | DS001 | DBP01 | 885 CLAIBORNE DR | FOX RUN/CHAMPION FOREST SHORES | DISTRIBUTION SYSTEM |  | 1 | 1976-07-27
VA5117360 | GE | THH5 | QT | RT | Y | DS001 | DBP01 | 843 GRANITE HALL DRIVE | GRANITE HALL SHORES | DISTRIBUTION SYSTEM |  | 1 | 10/8/2018 12:00:00 AM
VA5117360 | TC | TC | MN | RT | Y | DS001 | TCR01 |  | GRANITE HALL SHORES | DISTRIBUTION SYSTEM |  | 3 | 10/8/2018 12:00:00 AM
VA5117371 | TC | TC | MN | RT | Y | DS001 | TCR01 |  | GREAT CREEK LANDING | DISTRIBUTION SYSTEM |  | 3 | 7/12/2000 12:00:00 AM
VA5117371 | GE | RADA | 6Y | RT | Y | EP001 | EP001 | HYDRO. TANK TAP | GREAT CREEK LANDING | ENTRY POINT TAP |  | 1 | 7/12/2000 12:00:00 AM
VA5117371 | GE | MPN | YR | RT | Y | WL001 | RW001 | WELL NO.1 WELLHEAD | GREAT CREEK LANDING | WELL NO.1 |  | 1 | 7/12/2000 12:00:00 AM
VA5117371 | GE | THH5 | 3Y | RT | Y | DS001 | DBP01 | 2619 GREAT CREEK DR | GREAT CREEK LANDING | DISTRIBUTION SYSTEM |  | 1 | 2000-07-12
VA5117375 | PB | PBCU | 3Y | RT | Y | DS001 | LC001 | 916 HAWKS NEST DR | HAWK`S NEST POINT | DISTRIBUTION SYSTEM | FSD | 1 | 8/1/2001 12:00:00 AM
VA5117375 | PB | PBCU | 3Y | RT | Y | DS001 | LC003 | 595 HAWKS NEST DR | HAWK`S NEST POINT | DISTRIBUTION SYSTEM | FSD | 1 | 8/1/2001 12:00:00 AM
VA5117375 | PB | PBCU | 3Y | RT | Y | DS001 | LC006 | 394 OWLS NEST DR | HAWK`S NEST POINT | DISTRIBUTION SYSTEM | FSD | 1 | 8/1/2001 12:00:00 AM
VA5117375 | PB | PBCU | 3Y | RT | Y | DS001 | LC007 | 840 HAWKS NEST DR | HAWK`S NEST POINT | DISTRIBUTION SYSTEM | FSD | 1 | 8/1/2001 12:00:00 AM
VA5117375 | PB | PBCU | 3Y | RT | Y | DS001 | LC008 | 898 HAWKS NEST DRIVE | HAWK`S NEST POINT | DISTRIBUTION SYSTEM | FSD | 1 | 8/1/2001 12:00:00 AM
VA5117375 | TC | TC | MN | RT | Y | DS001 | TCR01 |  | HAWK`S NEST POINT | DISTRIBUTION SYSTEM |  | 3 | 8/1/2001 12:00:00 AM
VA5117375 | GE | MPN | YR | RT | Y | WL001 | RW001 | WELLHEAD | HAWK`S NEST POINT | WELL |  | 1 | 8/1/2001 12:00:00 AM
VA5117375 | GE | THH5 | 3Y | RT | Y | DS001 | DBP01 | 498 OWLS NEST DR | HAWK`S NEST POINT | DISTRIBUTION SYSTEM |  | 1 | 2001-08-01
VA5117378 | TC | TC | MN | RT | Y | DS001 | TCR01 |  | HICKS HILL SUBDIVISION | DISTRIBUTION SYSTEM |  | 3 | 8/15/2000 12:00:00 AM
VA5117378 | GE | MPN | YR | RT | Y | WL001 | RW001 | WELLHEAD | HICKS HILL SUBDIVISION | WELL |  | 1 | 8/15/2000 12:00:00 AM
VA5117378 | GE | THH5 | 3Y | RT | Y | DS001 | DBP01 | 565 WAYNES COURT | HICKS HILL SUBDIVISION | DISTRIBUTION SYSTEM |  | 1 | 2000-08-15
VA5117382 | TC | TC | MN | RT | Y | DS001 | TCR01 |  | HOLLY GROVE MARINA | DISTRIBUTION SYSTEM |  | 3 | 8/8/2017 12:00:00 AM
VA5117390 | PB | PBCU | 3Y | RT | Y | DS001 | LC001 | 146 WAGON DRIVE | JOYCEVILLE-HOLLY GROVE | DISTRIBUTION SYSTEM | FSD | 1 | 7/12/2000 12:00:00 AM
VA5117390 | PB | PBCU | 3Y | RT | Y | DS001 | LC002 | 647 ALEXANDER DR | JOYCEVILLE-HOLLY GROVE | DISTRIBUTION SYSTEM | FSD | 1 | 7/12/2000 12:00:00 AM
VA5117390 | PB | PBCU | 3Y | RT | Y | DS001 | LC003 | 238 OLD BLACKSMTH RD | JOYCEVILLE-HOLLY GROVE | DISTRIBUTION SYSTEM | FSD | 1 | 7/12/2000 12:00:00 AM
VA5117390 | PB | PBCU | 3Y | RT | Y | DS001 | LC007 | 329 LAKEVIEW DR | JOYCEVILLE-HOLLY GROVE | DISTRIBUTION SYSTEM | FSD | 1 | 7/12/2000 12:00:00 AM
VA5117390 | PB | PBCU | 3Y | RT | Y | DS001 | LC013 | 83 OLD BLACKSMITH ROAD | JOYCEVILLE-HOLLY GROVE | DISTRIBUTION SYSTEM | FSD | 1 | 7/12/2000 12:00:00 AM
VA5117390 | TC | TC | MN | RT | Y | DS001 | TCR01 |  | JOYCEVILLE-HOLLY GROVE | DISTRIBUTION SYSTEM |  | 3 | 7/12/2000 12:00:00 AM
VA5117390 | GE | MPN | YR | RT | Y | WL001 | RW001 | WELL NO.1 WELL HEAD | JOYCEVILLE-HOLLY GROVE | WELL NO.1 |  | 1 | 7/12/2000 12:00:00 AM
VA5117390 | GE | MPN | YR | RT | Y | WL002 | RW002 | WELL NO.2 WELL HEAD | JOYCEVILLE-HOLLY GROVE | WELL NO.2 |  | 1 | 7/12/2000 12:00:00 AM
VA5117390 | GE | MPN | YR | RT | Y | WL003 | RW003 | WELL NO. 3 (HOLLY GROVE) | JOYCEVILLE-HOLLY GROVE | WELL NO. 3 (HOLLY GROVE) |  | 1 | 7/12/2000 12:00:00 AM
VA5117390 | GE | THH5 | 3Y | RT | Y | DS001 | DBP01 | 228 WINDING WAY | JOYCEVILLE-HOLLY GROVE | DISTRIBUTION SYSTEM |  | 1 | 2000-07-12
VA5117400 | GE | TTHM | QT | RT | Y | DS001 | DBP01 | LA CROSSE ELEM SCH | LA CROSSE, TOWN OF | DISTRIBUTION SYSTEM |  | 1 | 4/26/1939 12:00:00 AM
VA5117400 | GE | HAA5 | QT | RT | Y | DS001 | DBP02 | SAMPLING STATN-EST | LA CROSSE, TOWN OF | DISTRIBUTION SYSTEM |  | 1 | 4/26/1939 12:00:00 AM
VA5117400 | PB | PBCU | 3Y | RT | Y | DS001 | LC001 | 112 MOSELEY STREET | LA CROSSE, TOWN OF | DISTRIBUTION SYSTEM | FSD | 1 | 4/26/1939 12:00:00 AM
VA5117400 | PB | PBCU | 3Y | RT | Y | DS001 | LC002 | 103 MOSELEY ST | LA CROSSE, TOWN OF | DISTRIBUTION SYSTEM | FSD | 1 | 4/26/1939 12:00:00 AM
VA5117400 | PB | PBCU | 3Y | RT | Y | DS001 | LC003 | 679 MORRISTOWN CIR | LA CROSSE, TOWN OF | DISTRIBUTION SYSTEM | FSD | 1 | 4/26/1939 12:00:00 AM
VA5117400 | PB | PBCU | 3Y | RT | Y | DS001 | LC004 | 201 SEABOARD ST | LA CROSSE, TOWN OF | DISTRIBUTION SYSTEM | FSD | 1 | 4/26/1939 12:00:00 AM
VA5117400 | PB | PBCU | 3Y | RT | Y | DS001 | LC005 | 304 HILLCREST ROAD | LA CROSSE, TOWN OF | DISTRIBUTION SYSTEM | FSD | 1 | 4/26/1939 12:00:00 AM
VA5117400 | PB | PBCU | 3Y | RT | Y | DS001 | LC006 | 208 HILLCREST RD | LA CROSSE, TOWN OF | DISTRIBUTION SYSTEM | FSD | 1 | 4/26/1939 12:00:00 AM
VA5117400 | PB | PBCU | 3Y | RT | Y | DS001 | LC008 | 208 WALKER STREET | LA CROSSE, TOWN OF | DISTRIBUTION SYSTEM | FSD | 1 | 4/26/1939 12:00:00 AM
VA5117400 | PB | PBCU | 3Y | RT | Y | DS001 | LC009 | 206 COLLEGE STREET | LA CROSSE, TOWN OF | DISTRIBUTION SYSTEM | FSD | 1 | 4/26/1939 12:00:00 AM
VA5117400 | PB | PBCU | 3Y | RT | Y | DS001 | LC010 | 120 VIRGINIA ST | LA CROSSE, TOWN OF | DISTRIBUTION SYSTEM | FSD | 1 | 4/26/1939 12:00:00 AM
VA5117400 | PB | PBCU | 3Y | RT | Y | DS001 | LC021 | 103 HARRISON ST | LA CROSSE, TOWN OF | DISTRIBUTION SYSTEM | FSD | 1 | 4/26/1939 12:00:00 AM
VA5117400 | TC | TC | MN | RT | Y | DS001 | TCR01 |  | LA CROSSE, TOWN OF | DISTRIBUTION SYSTEM |  | 3 | 4/26/1939 12:00:00 AM
VA5117419 | TC | TC | MN | RT | Y | DS001 | TCR01 |  | LONG BRANCH SHORES | DISTRIBUTION SYSTEM |  | 3 | 7/12/2000 12:00:00 AM
VA5117419 | GE | MPN | YR | RT | Y | WL001 | RW001 | WELL NO.1 WELLHEAD | LONG BRANCH SHORES | WELL NO.1 |  | 1 | 7/12/2000 12:00:00 AM
VA5117419 | GE | THH5 | 3Y | RT | Y | DS001 | DBP01 | 4 BROOKSTONE /LOT 28 | LONG BRANCH SHORES | DISTRIBUTION SYSTEM |  | 1 | 2000-07-12
VA5117420 | TC | TC | MN | RT | Y | DS001 | TCR01 |  | LONGVIEW TRAILER PARK | DISTRIBUTION SYSTEM |  | 3 | 12/17/1993 12:00:00 AM
VA5117420 | GE | VOC | YR | RT | Y | EP001 | EP001 | TANK HOUSE TAP | LONGVIEW TRAILER PARK | ENTRY POINT TAP |  | 1 | 12/17/1993 12:00:00 AM
VA5117450 | PB | PBCU | 3Y | RT | Y | DS001 | LC007 | 226 MERRYMOUNT RD | MERRYMOUNT SUBDIVISION | DISTRIBUTION SYSTEM | FSD | 1 | 4/23/2002 12:00:00 AM
VA5117450 | PB | PBCU | 3Y | RT | Y | DS001 | LC009 | 1 MERRYMOUNT RD | MERRYMOUNT SUBDIVISION | DISTRIBUTION SYSTEM | FSD | 1 | 4/23/2002 12:00:00 AM
VA5117450 | PB | PBCU | 3Y | RT | Y | DS001 | LC010 | 884 HAWTREE WAY | MERRYMOUNT SUBDIVISION | DISTRIBUTION SYSTEM | FSD | 1 | 4/23/2002 12:00:00 AM
VA5117450 | PB | PBCU | 3Y | RT | Y | DS001 | LC011 | 150 MERRYMOUNT RD | MERRYMOUNT SUBDIVISION | DISTRIBUTION SYSTEM | FSD | 1 | 4/23/2002 12:00:00 AM
VA5117450 | PB | PBCU | 3Y | RT | Y | DS001 | LC012 | 2 MERRYMOUNT ROAD | MERRYMOUNT SUBDIVISION | DISTRIBUTION SYSTEM | FSD | 1 | 4/23/2002 12:00:00 AM
VA5117450 | TC | TC | MN | RT | Y | DS001 | TCR01 |  | MERRYMOUNT SUBDIVISION | DISTRIBUTION SYSTEM |  | 3 | 4/23/2002 12:00:00 AM
VA5117450 | GE | MPN | YR | RT | Y | WL001 | RW001 | WELL NO.1 WELLHEAD | MERRYMOUNT SUBDIVISION | WELL NO.1 |  | 1 | 4/23/2002 12:00:00 AM
VA5117450 | GE | THH5 | 3Y | RT | Y | DS001 | DBP01 | 1 MERRYMOUNT RD | MERRYMOUNT SUBDIVISION | DISTRIBUTION SYSTEM |  | 1 | 2002-04-23
VA5117530 | TC | TC | MN | RT | Y | DS001 | TCR01 |  | BUFFALO CREEK ESTATES | DISTRIBUTION SYSTEM |  | 6 | 6/26/1987 12:00:00 AM
VA5117530 | GE | RADA | 6Y | RT | Y | EP001 | EP001 | NO.1 POST TRMT TAP | BUFFALO CREEK ESTATES | ENTRY POINT TAP NO.1 |  | 1 | 6/26/1987 12:00:00 AM
VA5117530 | GE | RADA | 6Y | RT | Y | EP002 | EP002 | NO.2 POST TRMT TAP | BUFFALO CREEK ESTATES | ENTRY POINT TAP NO.2 |  | 1 | 6/26/1987 12:00:00 AM
VA5117530 | GE | MPN | YR | RT | Y | WL001 | RW001 | WELL HEAD 1 | BUFFALO CREEK ESTATES | WELL NO.1 |  | 1 | 6/26/1987 12:00:00 AM
VA5117530 | GE | MPN | YR | RT | Y | WL002 | RW002 | WELL HEAD 2 | BUFFALO CREEK ESTATES | WELL NO.2 |  | 1 | 6/26/1987 12:00:00 AM
VA5117660 | GE | THH5 | QT | RT | Y | DS001 | DBP01 | 524 MOUNTAIN ROCK TRAIL | PEETE RIVER FARM | DISTRIBUTION SYSTEM |  | 1 | 10/8/2018 12:00:00 AM
VA5117660 | TC | TC | MN | RT | Y | DS001 | TCR01 |  | PEETE RIVER FARM | DISTRIBUTION SYSTEM |  | 3 | 10/8/2018 12:00:00 AM
VA5117700 | GE | TTHM | QT | RT | Y | DS001 | DBP01 | LOT 38 F | RIVER RIDGE | DISTRIBUTION SYSTEM |  | 1 | 6/24/1977 12:00:00 AM
VA5117700 | GE | HAA5 | QT | RT | Y | DS001 | DBP02 | 3L LARAMIE DR | RIVER RIDGE | DISTRIBUTION SYSTEM |  | 1 | 6/24/1977 12:00:00 AM
VA5117700 | TC | TC | MN | RT | Y | DS001 | TCR01 |  | RIVER RIDGE | DISTRIBUTION SYSTEM |  | 3 | 6/24/1977 12:00:00 AM
VA5117707 | GE | HAA5 | QT | RT | Y | DS001 | DBP01 | CHASE CITY ENTRY PT | ROANOKE RIVER SERVICE AUTHORITY | DISTRIBUTION SYSTEM |  | 1 | 10/1/2002 12:00:00 AM
VA5117707 | GE | TTHM | QT | RT | Y | DS001 | DBP02 | UPSTREAM RT 92 TANK | ROANOKE RIVER SERVICE AUTHORITY | DISTRIBUTION SYSTEM |  | 1 | 10/1/2002 12:00:00 AM
VA5117707 | GE | TTHM | QT | RT | Y | DS001 | DBP03 | BRODNAX ENTRY POINT | ROANOKE RIVER SERVICE AUTHORITY | DISTRIBUTION SYSTEM |  | 1 | 10/1/2002 12:00:00 AM
VA5117707 | TC | TC | MN | RT | Y | DS001 | TCR01 |  | ROANOKE RIVER SERVICE AUTHORITY | DISTRIBUTION SYSTEM |  | 12 | 10/1/2002 12:00:00 AM
VA5117707 | GE | FL2 | MN | ST | N | EP001 | EP001 | HIGH SERVICE TAP | ROANOKE RIVER SERVICE AUTHORITY | ENTRY POINT TAP |  | 3 | 10/1/2002 12:00:00 AM
VA5117707 | GE | IOCA | YR | RT | Y | EP001 | EP001 | HIGH SERVICE TAP | ROANOKE RIVER SERVICE AUTHORITY | ENTRY POINT TAP |  | 1 | 10/1/2002 12:00:00 AM
VA5117707 | GE | META | YR | RT | Y | EP001 | EP001 | HIGH SERVICE TAP | ROANOKE RIVER SERVICE AUTHORITY | ENTRY POINT TAP |  | 1 | 10/1/2002 12:00:00 AM
VA5117707 | GE | TOCA | MN | RT | Y | IN001 | RW001 | RAW PUMP HOUSE | ROANOKE RIVER SERVICE AUTHORITY | LAKE GASTON INTAKE |  | 3 | 10/1/2002 12:00:00 AM
VA5117707 | GE | TOC | MN | RT | Y | TP001 | UP001 | FILTERED WATER TAP | ROANOKE RIVER SERVICE AUTHORITY | WATER TREATMENT WORKS |  | 3 | 10/1/2002 12:00:00 AM
VA5117800 | GE | THH5 | QT | RT | Y | DS001 | DBP01 | 808 FOREST LANE | SOUTH HILL, TOWN OF | DISTRIBUTION SYSTEM |  | 1 | 10/28/1952 12:00:00 AM
VA5117800 | GE | THH5 | QT | RT | Y | DS001 | DBP02 | NORTH SIDE TANK | SOUTH HILL, TOWN OF | DISTRIBUTION SYSTEM |  | 1 | 10/28/1952 12:00:00 AM
VA5117800 | TC | TC | MN | RT | Y | DS001 | TCR01 |  | SOUTH HILL, TOWN OF | DISTRIBUTION SYSTEM |  | 15 | 10/28/1952 12:00:00 AM
VA5117813 | TC | TC | QT | RT | Y | DS001 | TCR01 |  | SOUTH HILL COUNTRY CLUB | DISTRIBUTION SYSTEM |  | 1 | 4/27/2016 12:00:00 AM
VA5117831 | TC | TC | MN | RT | Y | DS001 | TCR01 |  | ST. TAMMANY LANDING | DISTRIBUTION SYSTEM |  | 3 | 5/11/1999 12:00:00 AM
VA5117831 | GE | MPN | YR | RT | Y | WL001 | RW001 | WELL NO.1 WELLHEAD | ST. TAMMANY LANDING | WELL NO.1 |  | 1 | 5/11/1999 12:00:00 AM
VA5117831 | GE | MPN | YR | RT | Y | WL002 | RW002 | WELL NO.2 WELLHEAD | ST. TAMMANY LANDING | WELL NO.2 |  | 1 | 5/11/1999 12:00:00 AM
VA5117833 | TC | TC | MN | RT | Y | DS001 | TCR01 |  | TANGLEWOOD SECTION U | DISTRIBUTION SYSTEM |  | 3 | 10/26/2000 12:00:00 AM
VA5117833 | GE | MPN | YR | RT | Y | WL001 | RW001 | WELL HEAD | TANGLEWOOD SECTION U | WELL |  | 1 | 10/26/2000 12:00:00 AM
VA5117833 | GE | THH5 | 3Y | RT | Y | DS001 | DBP01 | 975 HAWTHORNE DR | TANGLEWOOD SECTION U | DISTRIBUTION SYSTEM |  | 1 | 2000-10-26
VA5117834 | TC | TC | MN | RT | Y | DS001 | TCR01 |  | TANGLEWOOD SECTION A | DISTRIBUTION SYSTEM |  | 3 | 7/12/2012 12:00:00 AM
VA5117834 | GE | VOC | 3Y | RT | Y | EP001 | EP001 | ENTRY POINT | TANGLEWOOD SECTION A | ENTRY POINT |  | 1 | 7/12/2012 12:00:00 AM
VA5117834 | GE | MPN | YR | RT | Y | WL001 | RW001 | WELL NO.1 | TANGLEWOOD SECTION A | WELL NO.1 |  | 1 | 7/12/2012 12:00:00 AM
VA5117846 | PB | PBCU | 3Y | RT | Y | DS001 | LC010 | 149 BREEZEWOOD RD | TIMBUCTU SUBDIVISION | DISTRIBUTION SYSTEM | FSD | 1 | 7/12/2000 12:00:00 AM
VA5117846 | PB | PBCU | 3Y | RT | Y | DS001 | LC012 | 20 BREEZEWOOD RD | TIMBUCTU SUBDIVISION | DISTRIBUTION SYSTEM | FSD | 1 | 7/12/2000 12:00:00 AM
VA5117846 | PB | PBCU | 3Y | RT | Y | DS001 | LC015 | 50 BREEZEWOOD RD | TIMBUCTU SUBDIVISION | DISTRIBUTION SYSTEM | FSD | 1 | 7/12/2000 12:00:00 AM
VA5117846 | PB | PBCU | 3Y | RT | Y | DS001 | LC016 | 37 CHICKADEE PT | TIMBUCTU SUBDIVISION | DISTRIBUTION SYSTEM | FSD | 1 | 7/12/2000 12:00:00 AM
VA5117846 | PB | PBCU | 3Y | RT | Y | DS001 | LC017 | 273 TIMBUCTU DRIVE | TIMBUCTU SUBDIVISION | DISTRIBUTION SYSTEM | FSD | 1 | 7/12/2000 12:00:00 AM
VA5117846 | TC | TC | MN | RT | Y | DS001 | TCR01 |  | TIMBUCTU SUBDIVISION | DISTRIBUTION SYSTEM |  | 3 | 7/12/2000 12:00:00 AM
VA5117846 | GE | MPN | YR | RT | Y | WL003 | RW003 | WELL NO.3 WELLHEAD | TIMBUCTU SUBDIVISION | WELL NO.3 |  | 1 | 7/12/2000 12:00:00 AM
VA5117846 | GE | THH5 | 3Y | RT | Y | DS001 | DBP02 | 849 NUTCRACKER LN | TIMBUCTU SUBDIVISION | DISTRIBUTION SYSTEM |  | 1 | 2000-07-12
VA5117938 | TC | TC | MN | RT | Y | DS001 | TCR01 |  | KERR RESERVOIR-BUFFALO LANDING | DISTRIBUTION SYSTEM |  | 3 | 7/16/1997 12:00:00 AM
VA5117938 | GE | NIT | YR | RT | Y | EP001 | EP001 | WELL HEAD TAP | KERR RESERVOIR-BUFFALO LANDING | ENTRY POINT TAP |  | 1 | 7/16/1997 12:00:00 AM
VA5117939 | TC | TC | MN | RT | Y | DS001 | TCR01 |  | KERR RESERVOIR-BUFFALO SPRINGS | KERR RESERVOIR-BUFFALO SPRINGS DS |  | 3 | 7/16/1997 12:00:00 AM
VA5117939 | GE | NIT | YR | RT | Y | EP001 | EP001 | WELL HEAD | KERR RESERVOIR-BUFFALO SPRINGS | ENTRY POINT TAP |  | 1 | 7/16/1997 12:00:00 AM
VA5117947 | TC | TC | MN | RT | Y | DS001 | TCR01 |  | KERR RESERVOIR-LONGWOOD PARK UTILITY | DISTRIBUTION SYSTEM |  | 3 | 7/22/1997 12:00:00 AM
VA5117947 | GE | NIT | YR | RT | Y | EP046 | EP046 | WELL46 WELLHEAD TAP | KERR RESERVOIR-LONGWOOD PARK UTILITY | ENTRY POINT TAP WELL 46 |  | 1 | 7/22/1997 12:00:00 AM
VA5117950 | TC | TC | MN | RT | Y | DS001 | TCR01 |  | KERR RESERVOIR-NORTH BEND PARK | DISTRIBUTION SYSTEM |  | 3 | 1/8/1991 12:00:00 AM
VA5117950 | GE | CYN | 9Y | RT | Y | EP001 | EP001 | HYDRO. TANK TAP | KERR RESERVOIR-NORTH BEND PARK | ENTRY POINT TAP |  | 1 | 1/8/1991 12:00:00 AM
VA5117950 | GE | NIT | YR | RT | Y | EP001 | EP001 | HYDRO. TANK TAP | KERR RESERVOIR-NORTH BEND PARK | ENTRY POINT TAP |  | 1 | 1/8/1991 12:00:00 AM
VA5117955 | TC | TC | MN | RT | Y | DS001 | TCR01 |  | KERR RESERVOIR-RUDDS CR. NORTH | DISTRIBUTION SYSTEM |  | 3 | 5/6/2011 12:00:00 AM
VA5117955 | GE | NIT | YR | RT | Y | EP001 | EP001 | HYDRO. TANK TAP | KERR RESERVOIR-RUDDS CR. NORTH | ENTRY POINT TAP |  | 1 | 5/6/2011 12:00:00 AM
VA5117957 | TC | TC | MN | RT | Y | DS001 | TCR01 |  | KERR RESERVOIR-RUDDS CR. UTILITY A | DISTRIBUTION SYSTEM |  | 3 | 6/24/1981 12:00:00 AM
VA5117957 | GE | NIT | YR | RT | Y | EP001 | EP001 | HYDRO. TANK TAP | KERR RESERVOIR-RUDDS CR. UTILITY A | ENTRY POINT TAP |  | 1 | 6/24/1981 12:00:00 AM
VA5117961 | TC | TC | MN | RT | Y | DS001 | TCR01 |  | KERR RESERVOIR-RUDDS CR. COMFORT STATION | DISTRIBUTION SYSTEM |  | 3 | 7/23/1997 12:00:00 AM
VA5117961 | GE | NIT | YR | RT | Y | EP051 | EP051 | WELL 51 TAP | KERR RESERVOIR-RUDDS CR. COMFORT STATION | ENTRY POINT TAP WELL 51 |  | 1 | 7/23/1997 12:00:00 AM
VA5117961 | GE | NIT | YR | RT | Y | EP056 | EP056 | WELL 56 TAP | KERR RESERVOIR-RUDDS CR. COMFORT STATION | ENTRY POINT TAP WELL 56 |  | 1 | 7/23/1997 12:00:00 AM
VA5135100 | GE | THH5 | QT | RT | Y | DS001 | DBP01 | BUILDING 0050 AIRPRT | BLACKSTONE, TOWN OF | BLACKSTONE DISTRIBUTION SYSTEM |  | 1 | 6/24/1977 12:00:00 AM
VA5135100 | GE | THH5 | QT | RT | Y | DS001 | DBP02 | RESCUE SQUAD BUILDING | BLACKSTONE, TOWN OF | BLACKSTONE DISTRIBUTION SYSTEM |  | 1 | 6/24/1977 12:00:00 AM
VA5135100 | TC | TC | MN | RT | Y | DS001 | TCR01 |  | BLACKSTONE, TOWN OF | BLACKSTONE DISTRIBUTION SYSTEM |  | 21 | 6/24/1977 12:00:00 AM
VA5135100 | GE | TOCA | MN | RT | Y | IN001 | RW001 | NOTTOWAY RESERVOIR | BLACKSTONE, TOWN OF | NOTTOWAY RESERVOIR |  | 3 | 6/24/1977 12:00:00 AM
VA5135100 | GE | TOC | MN | RT | Y | TP001 | UP001 | POST FILTRATION | BLACKSTONE, TOWN OF | BLACKSTONE WATER TREATMENT WORKS NO.1 |  | 3 | 6/24/1977 12:00:00 AM
VA5135110 | TC | TC | MN | RT | Y | DS001 | TCR01 |  | BURKEVILLE, TOWN OF | DISTRIBUTION |  | 3 | 6/4/1998 12:00:00 AM
VA5135110 | GE | RADA | 6Y | RT | Y | EP003 | EP003 | WELL NO.3 ENTRY TAP | BURKEVILLE, TOWN OF | ENTRY POINT TAP - WELL NO. 3 |  | 1 | 6/4/1998 12:00:00 AM
VA5135110 | GE | RADA | 6Y | RT | Y | EP005 | EP005 | WELL NO. 5 ENTRY TAP | BURKEVILLE, TOWN OF | ENTRY POINT TAP - WELL NO. 5 |  | 1 | 6/4/1998 12:00:00 AM
VA5135110 | GE | MPN | YR | RT | Y | WL001 | RW001 | WELL HEAD 1 | BURKEVILLE, TOWN OF | WELL NO. 1 |  | 1 | 6/4/1998 12:00:00 AM
VA5135110 | GE | MPN | YR | RT | Y | WL002 | RW002 | WELL HEAD 2 | BURKEVILLE, TOWN OF | WELL NO. 2 |  | 1 | 6/4/1998 12:00:00 AM
VA5135110 | GE | MPN | YR | RT | Y | WL003 | RW003 | WELL HEAD 3 | BURKEVILLE, TOWN OF | WELL NO. 3 |  | 1 | 6/4/1998 12:00:00 AM
VA5135110 | GE | MPN | YR | RT | Y | WL004 | RW004 | WELL HEAD 4 | BURKEVILLE, TOWN OF | WELL NO. 4 |  | 1 | 6/4/1998 12:00:00 AM
VA5135110 | GE | MPN | YR | RT | Y | WL005 | RW005 | WELL HEAD 5 | BURKEVILLE, TOWN OF | WELL NO. 5 |  | 1 | 6/4/1998 12:00:00 AM
VA5135110 | GE | THH5 | 3Y | RT | Y | DS001 | DBP02 | SIMMONS ST DEAD END | BURKEVILLE, TOWN OF | DISTRIBUTION |  | 1 | 1998-06-04
VA5135160 | GE | THH5 | QT | RT | Y | DS001 | DBP01 | PGH BUILDING #47 | CREWE, TOWN OF | DISTRIBUTION SYSTEM |  | 1 | 6/24/1977 12:00:00 AM
VA5135160 | GE | THH5 | QT | RT | Y | DS001 | DBP02 | FASMART | CREWE, TOWN OF | DISTRIBUTION SYSTEM |  | 1 | 6/24/1977 12:00:00 AM
VA5135160 | PB | PBCU | 3Y | RT | Y | DS001 | LC003 | 214 E.PENNSYLVANIA A | CREWE, TOWN OF | DISTRIBUTION SYSTEM | FSD | 1 | 6/24/1977 12:00:00 AM
VA5135160 | PB | PBCU | 3Y | RT | Y | DS001 | LC004 | 512 E.CAROLINA AVE. | CREWE, TOWN OF | DISTRIBUTION SYSTEM | FSD | 1 | 6/24/1977 12:00:00 AM
VA5135160 | PB | PBCU | 3Y | RT | Y | DS001 | LC005 | 522 E.VIRGINIA AVE | CREWE, TOWN OF | DISTRIBUTION SYSTEM | FSD | 1 | 6/24/1977 12:00:00 AM
VA5135160 | PB | PBCU | 3Y | RT | Y | DS001 | LC009 | 105 TUCKER AVE. | CREWE, TOWN OF | DISTRIBUTION SYSTEM | FSD | 1 | 6/24/1977 12:00:00 AM
VA5135160 | PB | PBCU | 3Y | RT | Y | DS001 | LC010 | 100 GUY AVE. | CREWE, TOWN OF | DISTRIBUTION SYSTEM | FSD | 1 | 6/24/1977 12:00:00 AM
VA5135160 | PB | PBCU | 3Y | RT | Y | DS001 | LC011 | 301 COUNTRY CLUB RD | CREWE, TOWN OF | DISTRIBUTION SYSTEM | FSD | 1 | 6/24/1977 12:00:00 AM
VA5135160 | PB | PBCU | 3Y | RT | Y | DS001 | LC014 | 900 W.VIRGINIA AVE. | CREWE, TOWN OF | DISTRIBUTION SYSTEM | FSD | 1 | 6/24/1977 12:00:00 AM
VA5135160 | PB | PBCU | 3Y | RT | Y | DS001 | LC016 | 113 E.TENNESSEE AVE | CREWE, TOWN OF | DISTRIBUTION SYSTEM | FSD | 1 | 6/24/1977 12:00:00 AM
VA5135160 | PB | PBCU | 3Y | RT | Y | DS001 | LC019 | 709 E.TENNESSEE AVE | CREWE, TOWN OF | DISTRIBUTION SYSTEM | FSD | 1 | 6/24/1977 12:00:00 AM
VA5135160 | PB | PBCU | 3Y | RT | Y | DS001 | LC021 | 602 E.ENGLAND AVE. | CREWE, TOWN OF | DISTRIBUTION SYSTEM | FSD | 1 | 6/24/1977 12:00:00 AM
VA5135160 | PB | PBCU | 3Y | RT | Y | DS001 | LC022 | 805 SECOND ST | CREWE, TOWN OF | DISTRIBUTION SYSTEM | FSD | 1 | 6/24/1977 12:00:00 AM
VA5135160 | PB | PBCU | 3Y | RT | Y | DS001 | LC025 | 606 GEORGIA AVE | CREWE, TOWN OF | DISTRIBUTION SYSTEM | FSD | 1 | 6/24/1977 12:00:00 AM
VA5135160 | PB | PBCU | 3Y | RT | Y | DS001 | LC026 | 600 E ENGLAND AVE | CREWE, TOWN OF | DISTRIBUTION SYSTEM | FSD | 1 | 6/24/1977 12:00:00 AM
VA5135160 | PB | PBCU | 3Y | RT | Y | DS001 | LC027 | 100 INDIAN OAK RD | CREWE, TOWN OF | DISTRIBUTION SYSTEM | FSD | 1 | 6/24/1977 12:00:00 AM
VA5135160 | PB | PBCU | 3Y | RT | Y | DS001 | LC028 | 212 OLIVER AVE | CREWE, TOWN OF | DISTRIBUTION SYSTEM | FSD | 1 | 6/24/1977 12:00:00 AM
VA5135160 | PB | PBCU | 3Y | RT | Y | DS001 | LC033 | 313 COUNTRY CLUB RD | CREWE, TOWN OF | DISTRIBUTION SYSTEM | FSD | 1 | 6/24/1977 12:00:00 AM
VA5135160 | PB | PBCU | 3Y | RT | Y | DS001 | LC034 | 213 E. CAROLINA AVE | CREWE, TOWN OF | DISTRIBUTION SYSTEM | FSD | 1 | 6/24/1977 12:00:00 AM
VA5135160 | PB | PBCU | 3Y | RT | Y | DS001 | LC035 | 125 ROCKCASTLE AVE | CREWE, TOWN OF | DISTRIBUTION SYSTEM | FSD | 1 | 6/24/1977 12:00:00 AM
VA5135160 | PB | PBCU | 3Y | RT | Y | DS001 | LC039 | 107 CABELL ST | CREWE, TOWN OF | DISTRIBUTION SYSTEM | FSD | 1 | 6/24/1977 12:00:00 AM
VA5135160 | PB | PBCU | 3Y | RT | Y | DS001 | LC082 | 701 SECOND STREET | CREWE, TOWN OF | DISTRIBUTION SYSTEM | FSD | 1 | 6/24/1977 12:00:00 AM
VA5135160 | TC | TC | MN | RT | Y | DS001 | TCR01 |  | CREWE, TOWN OF | DISTRIBUTION SYSTEM |  | 12 | 6/24/1977 12:00:00 AM
VA5135160 | GE | FL2 | MN | ST | N | EP001 | EP001 | FINISHED WATER TAP | CREWE, TOWN OF | ENTRY POINT TAP |  | 3 | 6/24/1977 12:00:00 AM
VA5135160 | GE | ICMT | YR | RT | Y | EP001 | EP001 | FINISHED WATER TAP | CREWE, TOWN OF | ENTRY POINT TAP |  | 1 | 6/24/1977 12:00:00 AM
VA5135160 | GE | NIT | YR | RT | Y | EP001 | EP001 | FINISHED WATER TAP | CREWE, TOWN OF | ENTRY POINT TAP |  | 1 | 6/24/1977 12:00:00 AM
VA5135160 | GE | VOC | YR | RT | Y | EP001 | EP001 | FINISHED WATER TAP | CREWE, TOWN OF | ENTRY POINT TAP |  | 1 | 6/24/1977 12:00:00 AM
VA5135160 | GE | TOCA | MN | RT | Y | IN001 | RW001 | CRYSTAL LAKE RWT | CREWE, TOWN OF | CRYSTAL LAKE |  | 3 | 6/24/1977 12:00:00 AM
VA5135160 | GE | TOC | MN | RT | Y | TP001 | UP001 | POST FILTRATION | CREWE, TOWN OF | CREWE WATER TREATMENT WORKS |  | 3 | 6/24/1977 12:00:00 AM
VA5135175 | TC | TC | QT | RT | Y | DS001 | TCR01 |  | DOLLAR GENERAL-BLACKSTONE | DISTRIBUTION SYSTEM |  | 1 | 1/28/2020 12:00:00 AM
VA5135175 | GE | MPN | YR | RT | Y | WL001 | RW001 | WELL NO. 1 | DOLLAR GENERAL-BLACKSTONE | WELL NO. 1 |  | 1 | 1/28/2020 12:00:00 AM
VA5135260 | PB | PBCU | 3Y | RT | Y | DS001 | LC001 | LAUNDRY ROOM | HICKORY HILL | DISTRIBUTION | FSD | 1 | 3/21/2001 12:00:00 AM
VA5135260 | PB | PBCU | 3Y | RT | Y | DS001 | LC002 | ROOM NO.107 | HICKORY HILL | DISTRIBUTION | FSD | 1 | 3/21/2001 12:00:00 AM
VA5135260 | PB | PBCU | 3Y | RT | Y | DS001 | LC003 | COFFEE SHOP | HICKORY HILL | DISTRIBUTION | FSD | 1 | 3/21/2001 12:00:00 AM
VA5135260 | PB | PBCU | 3Y | RT | Y | DS001 | LC004 | ROOM NO.112 | HICKORY HILL | DISTRIBUTION | FSD | 1 | 3/21/2001 12:00:00 AM
VA5135260 | PB | PBCU | 3Y | RT | Y | DS001 | LC005 | ROOM NO. 219 | HICKORY HILL | DISTRIBUTION | FSD | 1 | 3/21/2001 12:00:00 AM
VA5135260 | TC | TC | MN | RT | Y | DS001 | TCR01 |  | HICKORY HILL | DISTRIBUTION |  | 3 | 3/21/2001 12:00:00 AM
VA5135300 | PB | PBCU | 3Y | RT | Y | DS001 | LC010 | THIRD FLOOR FOUNTAIN #1 | STATE POLICE DRIVER TRAINING FACILITY | DISTRIBUTION SYSTEM | FSD | 1 | 12/27/2013 12:00:00 AM
VA5135300 | PB | PBCU | 3Y | RT | Y | DS001 | LC011 | MAINT SHOP FOUNTAIN #2 | STATE POLICE DRIVER TRAINING FACILITY | DISTRIBUTION SYSTEM | FSD | 1 | 12/27/2013 12:00:00 AM
VA5135300 | PB | PBCU | 3Y | RT | Y | DS001 | LC013 | LOBBY WATER FOUNTAIN #2 | STATE POLICE DRIVER TRAINING FACILITY | DISTRIBUTION SYSTEM | FSD | 1 | 12/27/2013 12:00:00 AM
VA5135300 | PB | PBCU | 3Y | RT | Y | DS001 | LC014 | SECOND FLOOR FOUNTAIN #2 | STATE POLICE DRIVER TRAINING FACILITY | DISTRIBUTION SYSTEM | FSD | 1 | 12/27/2013 12:00:00 AM
VA5135300 | PB | PBCU | 3Y | RT | Y | DS001 | LC015 | THIRD FLOOR FOUNTAIN #2 | STATE POLICE DRIVER TRAINING FACILITY | DISTRIBUTION SYSTEM | FSD | 1 | 12/27/2013 12:00:00 AM
VA5135300 | TC | TC | MN | RT | Y | DS001 | TCR01 |  | STATE POLICE DRIVER TRAINING FACILITY | DISTRIBUTION SYSTEM |  | 3 | 12/27/2013 12:00:00 AM
VA5135300 | GE | MPN | YR | RT | Y | WL003 | RW003 | WELL NO. 3 | STATE POLICE DRIVER TRAINING FACILITY | WELL NO. 3 |  | 1 | 12/27/2013 12:00:00 AM
VA5135301 | TC | TC | QT | RT | Y | DS001 | TCR01 |  | STATE POLICE SHOOTING RANGE | DISTRIBUTION SYSTEM |  | 1 | 1/9/2018 12:00:00 AM
VA5135390 | TC | TC | MN | RT | Y | DS001 | TCR01 |  | AMELIA-NOTTOWAY VOCATIONAL CEN | DISTRIBUTION |  | 3 | 1/28/1998 12:00:00 AM
VA5141150 | TC | TC | QT | RT | Y | DS001 | TCR01 |  | WILLVILLE CAMPGROUND | DISTRIBUTION SYSTEM |  | 1 | 8/3/2000 12:00:00 AM
VA5141269 | PB | PBCU | 3Y | RT | Y | DS001 | LC002 | KITCHEN SINK | CANA ADULT HOME | DISTRIBUTION SYSTEM | FSD | 1 | 8/1/2016 12:00:00 AM
VA5141269 | PB | PBCU | 3Y | RT | Y | DS001 | LC003 | LADIES RESTROOM | CANA ADULT HOME | DISTRIBUTION SYSTEM | FSD | 1 | 8/1/2016 12:00:00 AM
VA5141269 | PB | PBCU | 3Y | RT | Y | DS001 | LC004 | MEN'S RESTROOM | CANA ADULT HOME | DISTRIBUTION SYSTEM | FSD | 1 | 8/1/2016 12:00:00 AM
VA5141269 | PB | PBCU | 3Y | RT | Y | DS001 | LC005 | #9 RESTROOM | CANA ADULT HOME | DISTRIBUTION SYSTEM | FSD | 1 | 8/1/2016 12:00:00 AM
VA5141269 | PB | PBCU | 3Y | RT | Y | DS001 | LC006 | #12 RESTROOM | CANA ADULT HOME | DISTRIBUTION SYSTEM | FSD | 1 | 8/1/2016 12:00:00 AM
VA5141269 | TC | TC | MN | RT | Y | DS001 | TCR01 |  | CANA ADULT HOME | DISTRIBUTION SYSTEM |  | 3 | 8/1/2016 12:00:00 AM
VA5141270 | TC | TC | QT | RT | Y | DS001 | TCR01 |  | COCKRAM MILL COMPLEX | DISTRIBUTION SYSTEM |  | 1 | 12/6/2016 12:00:00 AM
VA5141285 | TC | TC | QT | RT | Y | DS001 | TCR01 |  | DOLLAR GENERAL-WOOLWINE | DISTRIBUTION SYSTEM |  | 1 | 8/20/2018 12:00:00 AM
VA5141285 | GE | MPN | YR | RT | Y | WL001 | RW001 | WELL NO. 1 | DOLLAR GENERAL-WOOLWINE | WELL NO. 1 |  | 1 | 8/20/2018 12:00:00 AM
VA5141300 | TC | TC | QT | RT | Y | DS001 | TCR01 |  | MEADOWS OF DAN WATER SYSTEM | DISTRIBUTION SYSTEM |  | 1 | 12/16/2019 12:00:00 AM
VA5141300 | GE | NIT | YR | RT | Y | EP001 | EP001 | ENTRY POINT | MEADOWS OF DAN WATER SYSTEM | ENTRY POINT |  | 1 | 12/16/2019 12:00:00 AM
VA5141300 | GE | MPN | YR | RT | Y | WL001 | RW001 | WELL NO. 1 | MEADOWS OF DAN WATER SYSTEM | WELL NO. 1 |  | 1 | 12/16/2019 12:00:00 AM
VA5141330 | PB | PBCU | 3Y | RT | Y | DS001 | LC002 | BOYS RRM NEXT OFFICE | BLUE RIDGE ELEMENTARY SCHOOL | DISTRIBUTION SYSTEM | FSD | 1 | 1/1/1990 12:00:00 AM
VA5141330 | PB | PBCU | 3Y | RT | Y | DS001 | LC003 | ROOM NO. 9 SINK | BLUE RIDGE ELEMENTARY SCHOOL | DISTRIBUTION SYSTEM | FSD | 1 | 1/1/1990 12:00:00 AM
VA5141330 | PB | PBCU | 3Y | RT | Y | DS001 | LC004 | TEACHER WORK ROOM | BLUE RIDGE ELEMENTARY SCHOOL | DISTRIBUTION SYSTEM | FSD | 1 | 1/1/1990 12:00:00 AM
VA5141330 | PB | PBCU | 3Y | RT | Y | DS001 | LC005 | KITCHEN HAND SINK | BLUE RIDGE ELEMENTARY SCHOOL | DISTRIBUTION SYSTEM | FSD | 1 | 1/1/1990 12:00:00 AM
VA5141330 | PB | PBCU | 3Y | RT | Y | DS001 | LC006 | GIRL RRM NEXT OFFICE | BLUE RIDGE ELEMENTARY SCHOOL | DISTRIBUTION SYSTEM | FSD | 1 | 1/1/1990 12:00:00 AM
VA5141330 | TC | TC | MN | RT | Y | DS001 | TCR01 |  | BLUE RIDGE ELEMENTARY SCHOOL | DISTRIBUTION SYSTEM |  | 3 | 1/1/1990 12:00:00 AM
VA5141330 | GE | NIT | YR | RT | Y | EP001 | EP001 | HYDRO. TANK TAP | BLUE RIDGE ELEMENTARY SCHOOL | ENTRY POINT TAP |  | 1 | 1/1/1990 12:00:00 AM
VA5141335 | TC | TC | QT | RT | Y | DS001 | TCR01 |  | BLUE RIDGE MOTEL & RESTAURANT | DISTRIBUTION SYSTEM |  | 1 | 7/2/2002 12:00:00 AM
VA5141335 | GE | NIT | YR | RT | Y | EP001 | EP001 | WELL HEAD | BLUE RIDGE MOTEL & RESTAURANT | ENTRY POINT TAP |  | 1 | 7/2/2002 12:00:00 AM
VA5141335 | GE | NIT | YR | RT | Y | EP002 | EP002 | WELL NO. 2 ENTRY POINT | BLUE RIDGE MOTEL & RESTAURANT | WELL NO. 2 ENTRY POINT |  | 1 | 7/2/2002 12:00:00 AM
VA5141337 | TC | TC | QT | RT | Y | DS001 | TCR01 |  | BOYD`S RESTAURANT | DISTRIBUTION SYSTEM |  | 1 | 7/1/2002 12:00:00 AM
VA5141337 | GE | NIT | YR | RT | Y | EP001 | EP001 | ENT SAMPLING STATION | BOYD`S RESTAURANT | ENTRY POINT TAP |  | 1 | 7/1/2002 12:00:00 AM
VA5141355 | TC | TC | QT | RT | Y | DS001 | TCR01 |  | DEER RUN CAMPGROUND | DISTRIBUTION SYSTEM |  | 1 | 6/11/2002 12:00:00 AM
VA5141355 | GE | NIT | YR | RT | Y | EP001 | EP001 | WELLHEAD NO.1 | DEER RUN CAMPGROUND | ENTRY POINT TAP WELL NO.1 |  | 1 | 6/11/2002 12:00:00 AM
VA5141355 | GE | NIT | YR | RT | Y | EP002 | EP002 | WELLHEAD NO.2 | DEER RUN CAMPGROUND | ENTRY POINT TAP WELL NO.2 |  | 1 | 6/11/2002 12:00:00 AM
VA5141358 | TC | TC | QT | RT | Y | DS001 | TCR01 |  | HOWELL`S GROCERY | DISTRIBUTION SYSTEM |  | 1 | 7/1/2002 12:00:00 AM
VA5141365 | TC | TC | QT | RT | Y | DS001 | TCR01 |  | PRIMLAND RESORT | DISTRIBUTION SYSTEM |  | 1 | 12/30/1997 12:00:00 AM
VA5141366 | PB | PBCU | 3Y | RT | Y | DS001 | LC001 | LODGE MAIN KITCHEN | PRIMLAND COMMUNITY WATERWORKS | DISTRIBUTION SYSTEM | FSD | 1 | 3/18/2009 12:00:00 AM
VA5141366 | PB | PBCU | 3Y | RT | Y | DS001 | LC002 | LODGE PREP KITCHEN | PRIMLAND COMMUNITY WATERWORKS | DISTRIBUTION SYSTEM | FSD | 1 | 3/18/2009 12:00:00 AM
VA5141366 | PB | PBCU | 3Y | RT | Y | DS001 | LC003 | LODGE CAFETERIA | PRIMLAND COMMUNITY WATERWORKS | DISTRIBUTION SYSTEM | FSD | 1 | 3/18/2009 12:00:00 AM
VA5141366 | PB | PBCU | 3Y | RT | Y | DS001 | LC004 | LODGE ROOM NO. L12 | PRIMLAND COMMUNITY WATERWORKS | DISTRIBUTION SYSTEM | FSD | 1 | 3/18/2009 12:00:00 AM
VA5141366 | PB | PBCU | 3Y | RT | Y | DS001 | LC005 | LODGE ROOM NO. L36 | PRIMLAND COMMUNITY WATERWORKS | DISTRIBUTION SYSTEM | FSD | 1 | 3/18/2009 12:00:00 AM
VA5141366 | TC | TC | MN | RT | Y | DS001 | TCR01 |  | PRIMLAND COMMUNITY WATERWORKS | DISTRIBUTION SYSTEM |  | 3 | 3/18/2009 12:00:00 AM
VA5141366 | GE | VOC | 3Y | RT | Y | EP001 | EP001 | ENTRY POINT SAMPLE STATION | PRIMLAND COMMUNITY WATERWORKS | ENTRY POINT SAMPLE STATION |  | 1 | 3/18/2009 12:00:00 AM
VA5141366 | GE | MPN | YR | RT | Y | WL001 | RW001 | WELL NO.1 | PRIMLAND COMMUNITY WATERWORKS | WELL NO.1 (W) |  | 1 | 3/18/2009 12:00:00 AM
VA5141366 | GE | MPN | YR | RT | Y | WL002 | RW002 | WELL NO. 2 | PRIMLAND COMMUNITY WATERWORKS | WELL NO. 2 (X) |  | 1 | 3/18/2009 12:00:00 AM
VA5141366 | GE | MPN | YR | RT | Y | WL003 | RW003 | WELL NO. 3 | PRIMLAND COMMUNITY WATERWORKS | WELL NO. 3 (K) |  | 1 | 3/18/2009 12:00:00 AM
VA5141366 | GE | THH5 | 3Y | RT | Y | DS001 | DBP01 | BOOSTER ROOM-LODGE | PRIMLAND COMMUNITY WATERWORKS | DISTRIBUTION SYSTEM |  | 1 | 2009-03-18
VA5141370 | PB | PBCU | 3Y | RT | Y | DS001 | LC001 | MEN S ROOM SMALL | AERIAL MACHINE AND TOOL | DISTRIBUTION SYSTEM | FSD | 1 | 4/5/1989 12:00:00 AM
VA5141370 | PB | PBCU | 3Y | RT | Y | DS001 | LC002 | MENS ROOM LARGE | AERIAL MACHINE AND TOOL | DISTRIBUTION SYSTEM | FSD | 1 | 4/5/1989 12:00:00 AM
VA5141370 | PB | PBCU | 3Y | RT | Y | DS001 | LC003 | LADIES ROOM | AERIAL MACHINE AND TOOL | DISTRIBUTION SYSTEM | FSD | 1 | 4/5/1989 12:00:00 AM
VA5141370 | PB | PBCU | 3Y | RT | Y | DS001 | LC004 | KITCHEN | AERIAL MACHINE AND TOOL | DISTRIBUTION SYSTEM | FSD | 1 | 4/5/1989 12:00:00 AM
VA5141370 | PB | PBCU | 3Y | RT | Y | DS001 | LC005 | 2ND FLOOR RESTROOM | AERIAL MACHINE AND TOOL | DISTRIBUTION SYSTEM | FSD | 1 | 4/5/1989 12:00:00 AM
VA5141370 | TC | TC | MN | RT | Y | DS001 | TCR01 |  | AERIAL MACHINE AND TOOL | DISTRIBUTION SYSTEM |  | 3 | 4/5/1989 12:00:00 AM
VA5141370 | GE | ICMT | 3Y | RT | Y | EP001 | EP001 | HYDRO. TANK TAP | AERIAL MACHINE AND TOOL | ENTRY POINT TAP |  | 1 | 4/5/1989 12:00:00 AM
VA5141496 | TC | TC | QT | RT | Y | DS001 | TCR01 |  | GORDON TRENT GOLF COURSE | DISTRIBUTION SYSTEM |  | 1 | 9/13/2024 12:00:00 AM
VA5141499 | TC | TC | QT | RT | Y | DS001 | TCR01 |  | GROUNDHOG MOUNTAIN WATER & SEWER COMPANY | DISTRIBUTION SYSTEM |  | 1 | 11/1/2002 12:00:00 AM
VA5141499 | GE | NIT | YR | RT | Y | EP001 | EP001 | BUCK HOLLOW - AFT TR | GROUNDHOG MOUNTAIN WATER & SEWER COMPANY | ENTRY POINT - BUCK HOLLAR WELL |  | 1 | 11/1/2002 12:00:00 AM
VA5141499 | GE | NIT | YR | RT | Y | EP002 | EP002 | BATSON - AFTER TREAT | GROUNDHOG MOUNTAIN WATER & SEWER COMPANY | ENTRY POINT - BATSON COVE WELL |  | 1 | 11/1/2002 12:00:00 AM
VA5141499 | GE | NIT | YR | RT | Y | EP004 | EP004 | TAP AFTER TREATMENT | GROUNDHOG MOUNTAIN WATER & SEWER COMPANY | ENTRY POINT - DOE RUN NO.2 |  | 1 | 11/1/2002 12:00:00 AM
VA5141499 | GE | MPN | YR | RT | Y | WL001 | RW001 | BUCK HOLLAR RAW TAP | GROUNDHOG MOUNTAIN WATER & SEWER COMPANY | BUCK HOLLAR WELL |  | 1 | 11/1/2002 12:00:00 AM
VA5141499 | GE | MPN | YR | RT | Y | WL002 | RW002 | BATSON COVE RAW | GROUNDHOG MOUNTAIN WATER & SEWER COMPANY | BATSON COVE WELL |  | 1 | 11/1/2002 12:00:00 AM
VA5141499 | GE | MPN | YR | RT | Y | WL004 | RW004 | DOE RUN NO.2 RAW | GROUNDHOG MOUNTAIN WATER & SEWER COMPANY | DOE RUN NO.2 WELL |  | 1 | 11/1/2002 12:00:00 AM
VA5141506 | TC | TC | MN | RT | Y | DS001 | TCR01 |  | HARDIN REYNOLDS ELEMENTARY SCHOOL | DISTRIBUTION SYSTEM |  | 3 | 5/20/1999 12:00:00 AM
VA5141506 | GE | NIT | YR | RT | Y | EP001 | EP001 | HYDRO. TANK TAP | HARDIN REYNOLDS ELEMENTARY SCHOOL | ENTRY POINT TAP |  | 1 | 5/20/1999 12:00:00 AM
VA5141506 | GE | MPN | YR | RT | Y | WL001 | RW001 | WELL DISCHARGE | HARDIN REYNOLDS ELEMENTARY SCHOOL | WELL |  | 1 | 5/20/1999 12:00:00 AM
VA5141506 | GE | THH5 | 3Y | RT | Y | DS001 | DBP01 | HDSINK KITCH RESTRM | HARDIN REYNOLDS ELEMENTARY SCHOOL | DISTRIBUTION SYSTEM |  | 1 | 1999-05-20
VA5141509 | TC | TC | QT | RT | Y | DS001 | TCR01 |  | HIGHER GROUND SUMMER CAMP | DISTRIBUTION SYSTEM |  | 1 | 1/22/1998 12:00:00 AM
VA5141509 | GE | MPN | YR | RT | Y | WL001 | RW001 | WELL HEAD | HIGHER GROUND SUMMER CAMP | WELL |  | 1 | 1/22/1998 12:00:00 AM
VA5141535 | TC | TC | MN | RT | Y | DS003 | TCR01 |  | MEADOWS OF DAN ELEMENTARY SCHOOL | DISTRIBUTION SYSTEM |  | 3 | 1/1/1990 12:00:00 AM
VA5141535 | GE | NIT | YR | RT | Y | EP003 | EP003 | ENTRY POINT-WELL NO.3 | MEADOWS OF DAN ELEMENTARY SCHOOL | ENTRY POINT-WELL NO.3 |  | 1 | 1/1/1990 12:00:00 AM
VA5141535 | GE | VOC | YR | RT | Y | EP003 | EP003 | ENTRY POINT-WELL NO.3 | MEADOWS OF DAN ELEMENTARY SCHOOL | ENTRY POINT-WELL NO.3 |  | 1 | 1/1/1990 12:00:00 AM
VA5141536 | TC | TC | QT | RT | Y | DS001 | TCR01 |  | MERCHANT'S BUILDING | DISTRIBUTION SYSTEM |  | 1 | 11/19/2021 12:00:00 AM
VA5141536 | GE | MPN | YR | RT | Y | WL001 | RW001 | WELL NO. 1 | MERCHANT'S BUILDING | WELL NO. 1 |  | 1 | 11/19/2021 12:00:00 AM
VA5141539 | TC | TC | MN | RT | Y | DS001 | TCR01 |  | MEADOWS OF DAN CAMPGROUND | DISTRIBUTION SYSTEM |  | 3 | 8/15/1997 12:00:00 AM
VA5141541 | PB | PBCU | 3Y | RT | Y | DS001 | LC001 | MICRO BREAKRM | MICROMETRICS SYSTEMS | DISTRIBUTION SYSTEM | FSD | 1 | 1/22/1999 12:00:00 AM
VA5141541 | PB | PBCU | 3Y | RT | Y | DS001 | LC002 | ROTO BREAKRM | MICROMETRICS SYSTEMS | DISTRIBUTION SYSTEM | FSD | 1 | 1/22/1999 12:00:00 AM
VA5141541 | PB | PBCU | 3Y | RT | Y | DS001 | LC007 | BLD B ROTO ETCH RM | MICROMETRICS SYSTEMS | DISTRIBUTION SYSTEM | FSD | 1 | 1/22/1999 12:00:00 AM
VA5141541 | PB | PBCU | 3Y | RT | Y | DS001 | LC008 | BLD B ROTO WOMANS RM | MICROMETRICS SYSTEMS | DISTRIBUTION SYSTEM | FSD | 1 | 1/22/1999 12:00:00 AM
VA5141541 | PB | PBCU | 3Y | RT | Y | DS001 | LC010 | MICRO MEN'S RESTROOM | MICROMETRICS SYSTEMS | DISTRIBUTION SYSTEM | FSD | 1 | 1/22/1999 12:00:00 AM
VA5141541 | TC | TC | MN | RT | Y | DS001 | TCR01 |  | MICROMETRICS SYSTEMS | DISTRIBUTION SYSTEM |  | 3 | 1/22/1999 12:00:00 AM
VA5141546 | PB | PBCU | YR | RT | Y | DS001 | LC001 | BREAK ROOM SINK | NANCY'S CANDY COMPANY | DISTRIBUTION SYSTEM | FSD | 1 | 1/12/2022 12:00:00 AM
VA5141546 | PB | PBCU | YR | RT | Y | DS001 | LC002 | FACTORY 3-BASIN SINK | NANCY'S CANDY COMPANY | DISTRIBUTION SYSTEM | FSD | 1 | 1/12/2022 12:00:00 AM
VA5141546 | PB | PBCU | YR | RT | Y | DS001 | LC003 | FACTORY HAND SINK | NANCY'S CANDY COMPANY | DISTRIBUTION SYSTEM | FSD | 1 | 1/12/2022 12:00:00 AM
VA5141546 | PB | PBCU | YR | RT | Y | DS001 | LC004 | STORE MEN'S RESTROOM | NANCY'S CANDY COMPANY | DISTRIBUTION SYSTEM | FSD | 1 | 1/12/2022 12:00:00 AM
VA5141546 | PB | PBCU | YR | RT | Y | DS001 | LC005 | EMPLOYEE MEN'S RESTROOM | NANCY'S CANDY COMPANY | DISTRIBUTION SYSTEM | FSD | 1 | 1/12/2022 12:00:00 AM
VA5141546 | TC | TC | MN | RT | Y | DS001 | TCR01 |  | NANCY'S CANDY COMPANY | DISTRIBUTION SYSTEM |  | 3 | 1/12/2022 12:00:00 AM
VA5141546 | GE | CYN | 3Y | RT | Y | EP001 | EP001 | ENTRY POINT | NANCY'S CANDY COMPANY | ENTRY POINT |  | 1 | 1/12/2022 12:00:00 AM
VA5141546 | GE | VOC | YR | RT | Y | EP001 | EP001 | ENTRY POINT | NANCY'S CANDY COMPANY | ENTRY POINT |  | 1 | 1/12/2022 12:00:00 AM
VA5141548 | TC | TC | QT | RT | Y | DS001 | TCR01 |  | ORCHARD VIEW MARKET | DISTRIBUTION SYSTEM |  | 1 | 9/13/2016 12:00:00 AM
VA5141548 | GE | NIT | YR | RT | Y | EP001 | EP001 | ENTRY POINT TAP | ORCHARD VIEW MARKET | SAMPLING STATION |  | 1 | 9/13/2016 12:00:00 AM
VA5141549 | TC | TC | QT | RT | Y | DS001 | TCR01 |  | THE OAKS RV RESORT | DISTRIBUTION SYSTEM |  | 1 | 9/13/2024 12:00:00 AM
VA5141549 | GE | NIT | YR | RT | Y | EP001 | EP001 | ENTRY POINT TAP | THE OAKS RV RESORT | ENTRY POINT TAP |  | 1 | 9/13/2024 12:00:00 AM
VA5141551 | GE | HAA5 | QT | RT | Y | DS001 | DBP01 | DISTRIBUTION SYSTEM | PATRICK COUNTY PSA | DISTRIBUTION SYSTEM |  | 1 | 3/4/2024 12:00:00 AM
VA5141551 | GE | TTHM | QT | RT | Y | DS001 | DBP02 | DISTRIBUTION SYSTEM | PATRICK COUNTY PSA | DISTRIBUTION SYSTEM |  | 1 | 3/4/2024 12:00:00 AM
VA5141551 | PB | PBCU | YR | RT | Y | DS001 | LC001 | 20307 JEB STUART HIGHWAY | PATRICK COUNTY PSA | DISTRIBUTION SYSTEM | FSD | 1 | 3/4/2024 12:00:00 AM
VA5141551 | PB | PBCU | YR | RT | Y | DS001 | LC002 | 21521 JEB STUART HIGHWAY | PATRICK COUNTY PSA | DISTRIBUTION SYSTEM | FSD | 1 | 3/4/2024 12:00:00 AM
VA5141551 | PB | PBCU | YR | RT | Y | DS001 | LC003 | 157 PINE VIEW STREET | PATRICK COUNTY PSA | DISTRIBUTION SYSTEM | FSD | 1 | 3/4/2024 12:00:00 AM
VA5141551 | PB | PBCU | YR | RT | Y | DS001 | LC004 | 181 SPRING ROAD | PATRICK COUNTY PSA | DISTRIBUTION SYSTEM | FSD | 1 | 3/4/2024 12:00:00 AM
VA5141551 | PB | PBCU | YR | RT | Y | DS001 | LC005 | 747 SPRING ROAD | PATRICK COUNTY PSA | DISTRIBUTION SYSTEM | FSD | 1 | 3/4/2024 12:00:00 AM
VA5141551 | PB | PBCU | YR | RT | Y | DS001 | LC007 | 88 ELEMENTARY LANE | PATRICK COUNTY PSA | DISTRIBUTION SYSTEM | FSD | 1 | 3/4/2024 12:00:00 AM
VA5141551 | PB | PBCU | YR | RT | Y | DS001 | LC008 | 151 MAPLE STREET | PATRICK COUNTY PSA | DISTRIBUTION SYSTEM | FSD | 1 | 3/4/2024 12:00:00 AM
VA5141551 | PB | PBCU | YR | RT | Y | DS001 | LC009 | 618 PROVIDENCE DRIVE | PATRICK COUNTY PSA | DISTRIBUTION SYSTEM | FSD | 1 | 3/4/2024 12:00:00 AM
VA5141551 | PB | PBCU | YR | RT | Y | DS001 | LC010 | 59 CLEARVIEW DRIVE | PATRICK COUNTY PSA | DISTRIBUTION SYSTEM | FSD | 1 | 3/4/2024 12:00:00 AM
VA5141551 | PB | PBCU | YR | RT | Y | DS001 | LC011 | 20475 JEB STUART HIGHWAY | PATRICK COUNTY PSA | DISTRIBUTION SYSTEM | FSD | 1 | 3/4/2024 12:00:00 AM
VA5141551 | TC | TC | MN | RT | Y | DS001 | TCR01 |  | PATRICK COUNTY PSA | DISTRIBUTION SYSTEM |  | 3 | 3/4/2024 12:00:00 AM
VA5141556 | TC | TC | QT | RT | Y | DS001 | TCR01 |  | PHILPOTT RES -GOOSE POINT-LOWER BLDG | DISTRIBUTION SYSTEM |  | 1 | 9/30/1980 12:00:00 AM
VA5141557 | TC | TC | QT | RT | Y | DS001 | TCR01 |  | PHILPOTT RES - GOOSE POINT-UPPER BLDG | DISTRIBUTION SYSTEM |  | 1 | 11/5/1984 12:00:00 AM
VA5141560 | TC | TC | MN | RT | Y | DS001 | TCR01 |  | PANEL PROCESSING OF VA, INC. | DISTRIBUTION SYSTEM |  | 3 | 3/18/2002 12:00:00 AM
VA5141560 | GE | NIT | YR | RT | Y | EP001 | EP001 | WELL HEAD | PANEL PROCESSING OF VA, INC. | ENTRY POINT TAP |  | 1 | 3/18/2002 12:00:00 AM
VA5141564 | TC | TC | QT | RT | Y | DS001 | TCR01 |  | RED ROOSTER | DISTRIBUTION SYSTEM |  | 1 | 1/17/2024 12:00:00 AM
VA5141564 | GE | NIT | YR | RT | Y | EP001 | EP001 | ENTRY POINT TAP | RED ROOSTER | ENTRY POINT TAP |  | 1 | 1/17/2024 12:00:00 AM
VA5141640 | GE | HAA5 | QT | RT | Y | DS001 | DBP02 | STUART WWTP | STUART, TOWN OF | DISTRIBUTION SYSTEM |  | 1 | 10/8/1946 12:00:00 AM
VA5141640 | GE | TTHM | QT | RT | Y | DS001 | DBP04 | HUTCHEN'S PETROLEUM | STUART, TOWN OF | DISTRIBUTION SYSTEM |  | 1 | 10/8/1946 12:00:00 AM
VA5141640 | TC | TC | MN | RT | Y | DS001 | TCR01 |  | STUART, TOWN OF | DISTRIBUTION SYSTEM |  | 6 | 10/8/1946 12:00:00 AM
VA5141640 | GE | FL2 | MN | ST | N | EP001 | EP001 | ENT SAMPLING STATION | STUART, TOWN OF | ENTRY POINT TAP |  | 3 | 10/8/1946 12:00:00 AM
VA5141640 | GE | TOCA | QT | RT | Y | IN001 | RW001 | SOUTH MAYO RIVER RWT | STUART, TOWN OF | SOUTH MAYO RIVER RAW WATER INTAKE |  | 1 | 10/8/1946 12:00:00 AM
VA5141640 | GE | TOC | QT | RT | Y | TP001 | UP001 | FILTER EFFLUENT | STUART, TOWN OF | TOWN OF STUART WTP |  | 1 | 10/8/1946 12:00:00 AM
VA5141700 | TC | TC | QT | RT | Y | DS001 | TCR01 |  | CROSSROADS CAFÉ | DISTRIBUTION SYSTEM |  | 1 | 10/1/2021 12:00:00 AM
VA5141800 | PB | PBCU | 3Y | RT | Y | DS001 | LC001 | CUSTOMER SERV AREA | NARROFLEX, INC. | DISTRIBUTION SYSTEM | FSD | 1 | 1/1/1988 12:00:00 AM
VA5141800 | PB | PBCU | 3Y | RT | Y | DS001 | LC002 | BOILER ROOM | NARROFLEX, INC. | DISTRIBUTION SYSTEM | FSD | 1 | 1/1/1988 12:00:00 AM
VA5141800 | PB | PBCU | 3Y | RT | Y | DS001 | LC003 | NO. 1 BLDG MENS RRM | NARROFLEX, INC. | DISTRIBUTION SYSTEM | FSD | 1 | 1/1/1988 12:00:00 AM
VA5141800 | PB | PBCU | 3Y | RT | Y | DS001 | LC004 | FRONT OFFICE MENS RR | NARROFLEX, INC. | DISTRIBUTION SYSTEM | FSD | 1 | 1/1/1988 12:00:00 AM
VA5141800 | PB | PBCU | 3Y | RT | Y | DS001 | LC005 | NO. 4 BLDG MENS RRM | NARROFLEX, INC. | DISTRIBUTION SYSTEM | FSD | 1 | 1/1/1988 12:00:00 AM
VA5141800 | TC | TC | MN | RT | Y | DS001 | TCR01 |  | NARROFLEX, INC. | DISTRIBUTION SYSTEM |  | 3 | 1/1/1988 12:00:00 AM
VA5141800 | GE | MPN | YR | RT | Y | WL001 | RW001 | WELL HEAD 1 | NARROFLEX, INC. | WELL NO.1 |  | 1 | 1/1/1988 12:00:00 AM
VA5141800 | GE | MPN | YR | RT | Y | WL002 | RW002 | WELL HEAD 2 | NARROFLEX, INC. | WELL NO.2 |  | 1 | 1/1/1988 12:00:00 AM
VA5141800 | GE | THH5 | 3Y | RT | Y | DS001 | DBP01 | MEN'S RESTROOM SINK | NARROFLEX, INC. | DISTRIBUTION SYSTEM |  | 1 | 1988-01-01
VA5141805 | TC | TC | MN | RT | Y | DS001 | TCR01 |  | INSIGHT TEXTILES | DISTRIBUTION SYSTEM |  | 3 | 12/30/1958 12:00:00 AM
VA5141805 | GE | ICMT | 3Y | RT | Y | EP001 | EP001 | HYDRO. TANK TAP | INSIGHT TEXTILES | ENTRY POINT TAP |  | 1 | 12/30/1958 12:00:00 AM
VA5141805 | GE | NIT | YR | RT | Y | EP001 | EP001 | HYDRO. TANK TAP | INSIGHT TEXTILES | ENTRY POINT TAP |  | 1 | 12/30/1958 12:00:00 AM
VA5141805 | GE | MPN | YR | RT | Y | WL003 | RW003 | WELL HEAD 3 | INSIGHT TEXTILES | WELL NO. 3 |  | 1 | 12/30/1958 12:00:00 AM
VA5141805 | GE | THH5 | 3Y | RT | Y | DS001 | DBP01 | FRONT OFFICE RESTRM | INSIGHT TEXTILES | DISTRIBUTION SYSTEM |  | 1 | 1958-12-30
VA5141814 | TC | TC | QT | RT | Y | DS001 | TCR01 |  | LIGHTHOUSE GRILL | DISTRIBUTION SYSTEM |  | 1 | 10/6/1998 12:00:00 AM
VA5141815 | TC | TC | MN | RT | Y | DS001 | TCR01 |  | WOOLWINE ELEMENTARY SCHOOL | DISTRIBUTION |  | 3 | 1/1/1990 12:00:00 AM
VA5141815 | GE | NIT | YR | RT | Y | EP001 | EP001 | HYDRO. TANK TAP | WOOLWINE ELEMENTARY SCHOOL | ENTRY POINT TAP |  | 1 | 1/1/1990 12:00:00 AM
VA5141900 | TC | TC | MN | RT | Y | DS001 | TCR01 |  | TRINITY CHRISTIAN SCHOOL | DISTRIBUTION SYSTEM |  | 3 | 2/18/2009 12:00:00 AM
VA5141900 | GE | NIT | YR | RT | Y | EP001 | EP001 | ENTRY POINT WELL 1 | TRINITY CHRISTIAN SCHOOL | ENTRY POINT WELL 1 |  | 1 | 2/18/2009 12:00:00 AM
VA5143018 | TC | TC | QT | RT | Y | DS001 | TCR01 |  | ARROWHEAD CAMPGROUND #2 | DISTRIBUTION SYSTEM |  | 1 | 6/18/1999 12:00:00 AM
VA5143018 | GE | NIT | YR | RT | Y | EP001 | EP001 | ENT SAMPLING STATION | ARROWHEAD CAMPGROUND #2 | ENTRY POINT TAP |  | 1 | 6/18/1999 12:00:00 AM
VA5143018 | GE | NIT | YR | RT | Y | EP002 | EP002 | ENT SAMPLING STATION | ARROWHEAD CAMPGROUND #2 | ENTRY POINT TAP |  | 1 | 6/18/1999 12:00:00 AM
VA5143019 | TC | TC | QT | RT | Y | DS001 | TCR01 |  | ARROWHEAD CAMPGROUND #1 & #3 | DISTRIBUTION SYSTEM |  | 1 | 6/18/2002 12:00:00 AM
VA5143019 | GE | NIT | YR | RT | Y | EP065 | EP065 | ENT SAMPLING STATION | ARROWHEAD CAMPGROUND #1 & #3 | ENTRY POINT TAP WELL 65 |  | 1 | 6/18/2002 12:00:00 AM
VA5143019 | GE | NIT | YR | RT | Y | EP070 | EP070 | WELL 70 SAMPLE TAP | ARROWHEAD CAMPGROUND #1 & #3 | ENTRY POINT TAP WELL 70 |  | 1 | 6/18/2002 12:00:00 AM
VA5143027 | TC | TC | QT | RT | Y | DS001 | TCR01 |  | BB'S PLACE | DISTRIBUTION SYSTEM |  | 1 | 12/30/1997 12:00:00 AM
VA5143034 | TC | TC | QT | RT | Y | DS001 | TCR01 |  | B&B MARKET NO.TWO | DISTRIBUTION SYSTEM |  | 1 | 5/22/2018 12:00:00 AM
VA5143090 | TC | TC | QT | RT | Y | DS001 | TCR01 |  | CEDARS COUNTRY CLUB | DISTRIBUTION SYSTEM |  | 1 | 6/13/2002 12:00:00 AM
VA5143090 | GE | MPN | YR | RT | Y | WL001 | RW001 | WELL HEAD | CEDARS COUNTRY CLUB | DRILLED WELL |  | 1 | 6/13/2002 12:00:00 AM
VA5143114 | GE | TTHM | QT | RT | Y | DS001 | DBP01 | PRKS OF CHATHAM APTS | CHATHAM, TOWN OF | DISTRIBUTION SYSTEM |  | 1 | 11/14/1978 12:00:00 AM
VA5143114 | GE | HAA5 | QT | RT | Y | DS001 | DBP03 | TOWN SHOP | CHATHAM, TOWN OF | DISTRIBUTION SYSTEM |  | 1 | 11/14/1978 12:00:00 AM
VA5143114 | PB | PBCU | 3Y | RT | Y | DS001 | LC003 | 338 N. MAIN ST. | CHATHAM, TOWN OF | DISTRIBUTION SYSTEM | FSD | 1 | 11/14/1978 12:00:00 AM
VA5143114 | PB | PBCU | 3Y | RT | Y | DS001 | LC005 | 11 LANIER AVE. | CHATHAM, TOWN OF | DISTRIBUTION SYSTEM | FSD | 1 | 11/14/1978 12:00:00 AM
VA5143114 | PB | PBCU | 3Y | RT | Y | DS001 | LC009 | 319 MILITARY DR. | CHATHAM, TOWN OF | DISTRIBUTION SYSTEM | FSD | 1 | 11/14/1978 12:00:00 AM
VA5143114 | PB | PBCU | 3Y | RT | Y | DS001 | LC014 | 211 GILMER TERRACE | CHATHAM, TOWN OF | DISTRIBUTION SYSTEM | FSD | 1 | 11/14/1978 12:00:00 AM
VA5143114 | PB | PBCU | 3Y | RT | Y | DS001 | LC015 | 249 DAVIS RD | CHATHAM, TOWN OF | DISTRIBUTION SYSTEM | FSD | 1 | 11/14/1978 12:00:00 AM
VA5143114 | PB | PBCU | 3Y | RT | Y | DS001 | LC016 | 343 S MAIN ST | CHATHAM, TOWN OF | DISTRIBUTION SYSTEM | FSD | 1 | 11/14/1978 12:00:00 AM
VA5143114 | PB | PBCU | 3Y | RT | Y | DS001 | LC017 | 610 S MAIN ST | CHATHAM, TOWN OF | DISTRIBUTION SYSTEM | FSD | 1 | 11/14/1978 12:00:00 AM
VA5143114 | PB | PBCU | 3Y | RT | Y | DS001 | LC019 | 845 EVERGREEN DR | CHATHAM, TOWN OF | DISTRIBUTION SYSTEM | FSD | 1 | 11/14/1978 12:00:00 AM
VA5143114 | PB | PBCU | 3Y | RT | Y | DS001 | LC022 | 122 HEDRICK DR | CHATHAM, TOWN OF | DISTRIBUTION SYSTEM | FSD | 1 | 11/14/1978 12:00:00 AM
VA5143114 | PB | PBCU | 3Y | RT | Y | DS001 | LC026 | 29 HARGRAVE BLVD | CHATHAM, TOWN OF | DISTRIBUTION SYSTEM | FSD | 1 | 11/14/1978 12:00:00 AM
VA5143114 | TC | TC | MN | RT | Y | DS001 | TCR01 |  | CHATHAM, TOWN OF | DISTRIBUTION SYSTEM |  | 6 | 11/14/1978 12:00:00 AM
VA5143114 | GE | FL2 | MN | ST | N | EP001 | EP001 | FINISHED WATER TAP | CHATHAM, TOWN OF | ENTRY POINT TAP |  | 3 | 11/14/1978 12:00:00 AM
VA5143114 | GE | TOCA | MN | RT | Y | IN001 | RW001 | CHERRYSTONE CREEK RWT | CHATHAM, TOWN OF | CHERRYSTONE CREEK INTAKE |  | 3 | 11/14/1978 12:00:00 AM
VA5143114 | GE | TOC | MN | RT | Y | TP001 | UP001 | COMPOS FILTER EFFL | CHATHAM, TOWN OF | CHERRYSTONE CREEK WTP |  | 3 | 11/14/1978 12:00:00 AM
VA5143150 | TC | TC | MN | RT | Y | DS001 | TCR01 |  | CRESTVIEW TRAILER COURT | DISTRIBUTION SYSTEM |  | 3 | 9/30/2004 12:00:00 AM
VA5143150 | GE | NIT | YR | RT | Y | EP001 | EP001 | ENT SAMPLING STATION | CRESTVIEW TRAILER COURT | ENTRY POINT TAP |  | 1 | 9/30/2004 12:00:00 AM
VA5143150 | GE | RADA | 6Y | RT | Y | EP001 | EP001 | ENT SAMPLING STATION | CRESTVIEW TRAILER COURT | ENTRY POINT TAP |  | 1 | 9/30/2004 12:00:00 AM
VA5143155 | TC | TC | QT | RT | Y | DS001 | TCR01 |  | THE TICKLES TABLE | DISTRIBUTION SYSTEM |  | 1 | 4/26/2024 12:00:00 AM
VA5143155 | GE | NIT | YR | RT | Y | EP001 | EP001 | ENTRY POINT TAP | THE TICKLES TABLE | ENTRY POINT |  | 1 | 4/26/2024 12:00:00 AM
VA5143161 | PB | PBCU | 3Y | RT | Y | DS001 | LC002 | TEACH RM B003-LOWER | DAN RIVER HIGH SCHOOL | DISTRIBUTION SYSTEM | FSD | 1 | 2/20/1998 12:00:00 AM
VA5143161 | PB | PBCU | 3Y | RT | Y | DS001 | LC003 | MAIN OFFICE HANDSINK | DAN RIVER HIGH SCHOOL | DISTRIBUTION SYSTEM | FSD | 1 | 2/20/1998 12:00:00 AM
VA5143161 | PB | PBCU | 3Y | RT | Y | DS001 | LC004 | LIBRARY HDSK RM A106 | DAN RIVER HIGH SCHOOL | DISTRIBUTION SYSTEM | FSD | 1 | 2/20/1998 12:00:00 AM
VA5143161 | PB | PBCU | 3Y | RT | Y | DS001 | LC005 | GIRLS LOCKR RM D101A | DAN RIVER HIGH SCHOOL | DISTRIBUTION SYSTEM | FSD | 1 | 2/20/1998 12:00:00 AM
VA5143161 | PB | PBCU | 3Y | RT | Y | DS001 | LC006 | KITCHEN DEEP SINK | DAN RIVER HIGH SCHOOL | DISTRIBUTION SYSTEM | FSD | 1 | 2/20/1998 12:00:00 AM
VA5143161 | PB | PBCU | 3Y | RT | Y | DS001 | LC007 | BOYS LOCKR RM D101D | DAN RIVER HIGH SCHOOL | DISTRIBUTION SYSTEM | FSD | 1 | 2/20/1998 12:00:00 AM
VA5143161 | PB | PBCU | 3Y | RT | Y | DS001 | LC008 | BOYS RR BESIDE A113 | DAN RIVER HIGH SCHOOL | DISTRIBUTION SYSTEM | FSD | 1 | 2/20/1998 12:00:00 AM
VA5143161 | PB | PBCU | 3Y | RT | Y | DS001 | LC009 | BOYS RR BY GYM D101D | DAN RIVER HIGH SCHOOL | DISTRIBUTION SYSTEM | FSD | 1 | 2/20/1998 12:00:00 AM
VA5143161 | PB | PBCU | 3Y | RT | Y | DS001 | LC010 | ROOM E003 HANDSINK | DAN RIVER HIGH SCHOOL | DISTRIBUTION SYSTEM | FSD | 1 | 2/20/1998 12:00:00 AM
VA5143161 | PB | PBCU | 3Y | RT | Y | DS001 | LC011 | BOYS RR BESIDE A011 | DAN RIVER HIGH SCHOOL | DISTRIBUTION SYSTEM | FSD | 1 | 2/20/1998 12:00:00 AM
VA5143161 | TC | TC | MN | RT | Y | DS001 | TCR01 |  | DAN RIVER HIGH SCHOOL | DISTRIBUTION SYSTEM |  | 3 | 2/20/1998 12:00:00 AM
VA5143176 | TC | TC | QT | RT | Y | DS001 | TCR01 |  | ELKHORN LAKE CAMPGROUND NOS. 1 & 2 | DISTRIBUTION SYSTEM |  | 1 | 12/30/1997 12:00:00 AM
VA5143178 | TC | TC | QT | RT | Y | DS001 | TCR01 |  | ELKHORN LAKE BATHHOUSE | DISTRIBUTION SYSTEM |  | 1 | 7/3/2020 12:00:00 AM
VA5143179 | TC | TC | QT | RT | Y | DS001 | TCR01 |  | ELKHORN LAKE CAMPGROUND NOS. 3 & 4 | DISTRIBUTION SYSTEM |  | 1 | 12/30/1997 12:00:00 AM
VA5143181 | TC | TC | QT | RT | Y | DS001 | TCR01 |  | GAUTIER PROPERTY | DISTRIBUTION SYSTEM |  | 1 | 6/17/2020 12:00:00 AM
VA5143191 | TC | TC | MN | RT | Y | DS001 | TCR01 |  | GENTLEMAN`S RIDGE CATERING | DISTRIBUTION SYSTEM |  | 3 | 6/1/2016 12:00:00 AM
VA5143192 | PB | PBCU | 3Y | RT | Y | DS001 | LC001 | W WING KITCH HANDSK | DAN RIVER MIDDLE SCHOOL | DISTRIBUTION SYSTEM | FSD | 1 | 9/2/2003 12:00:00 AM
VA5143192 | PB | PBCU | 3Y | RT | Y | DS001 | LC002 | KITCH DPSINK FREEZR | DAN RIVER MIDDLE SCHOOL | DISTRIBUTION SYSTEM | FSD | 1 | 9/2/2003 12:00:00 AM
VA5143192 | PB | PBCU | 3Y | RT | Y | DS001 | LC003 | KITCHEN RESTROOM | DAN RIVER MIDDLE SCHOOL | DISTRIBUTION SYSTEM | FSD | 1 | 9/2/2003 12:00:00 AM
VA5143192 | PB | PBCU | 3Y | RT | Y | DS001 | LC004 | KITCHEN SINK | DAN RIVER MIDDLE SCHOOL | DISTRIBUTION SYSTEM | FSD | 1 | 9/2/2003 12:00:00 AM
VA5143192 | PB | PBCU | 3Y | RT | Y | DS001 | LC005 | BOYS LOCKER ROOM | DAN RIVER MIDDLE SCHOOL | DISTRIBUTION SYSTEM | FSD | 1 | 9/2/2003 12:00:00 AM
VA5143192 | PB | PBCU | 3Y | RT | Y | DS001 | LC006 | GIRLS LOCKER ROOM | DAN RIVER MIDDLE SCHOOL | DISTRIBUTION SYSTEM | FSD | 1 | 9/2/2003 12:00:00 AM
VA5143192 | PB | PBCU | 3Y | RT | Y | DS001 | LC007 | CLINIC RSTRM SINK | DAN RIVER MIDDLE SCHOOL | DISTRIBUTION SYSTEM | FSD | 1 | 9/2/2003 12:00:00 AM
VA5143192 | PB | PBCU | 3Y | RT | Y | DS001 | LC008 | WOMENS OFF COMPLEX | DAN RIVER MIDDLE SCHOOL | DISTRIBUTION SYSTEM | FSD | 1 | 9/2/2003 12:00:00 AM
VA5143192 | PB | PBCU | 3Y | RT | Y | DS001 | LC009 | PRINCIPALS OFF RRM | DAN RIVER MIDDLE SCHOOL | DISTRIBUTION SYSTEM | FSD | 1 | 9/2/2003 12:00:00 AM
VA5143192 | PB | PBCU | 3Y | RT | Y | DS001 | LC010 | 8TH GRADE WRKRM B24 | DAN RIVER MIDDLE SCHOOL | DISTRIBUTION SYSTEM | FSD | 1 | 9/2/2003 12:00:00 AM
VA5143192 | TC | TC | MN | RT | Y | DS001 | TCR01 |  | DAN RIVER MIDDLE SCHOOL | DISTRIBUTION SYSTEM |  | 3 | 9/2/2003 12:00:00 AM
VA5143195 | TC | TC | MN | RT | Y | DS001 | TCR01 |  | DOLLAR GENERAL-HURT | DISTRIBUTION SYSTEM |  | 3 | 4/24/2019 12:00:00 AM
VA5143196 | TC | TC | QT | RT | Y | DS001 | TCR01 |  | DOLLAR GENERAL-RINGGOLD | DISTRIBUTION SYSTEM |  | 1 | 3/22/2019 12:00:00 AM
VA5143197 | TC | TC | QT | RT | Y | DS001 | TCR01 |  | DOLLAR GENERAL-MT. CROSS | DISTRIBUTION SYSTEM |  | 1 | 4/24/2019 12:00:00 AM
VA5143198 | TC | TC | QT | RT | Y | DS001 | TCR01 |  | DOLLAR GENERAL-MILTON HIGHWAY | DISTRIBUTION SYSTEM |  | 1 | 3/26/2020 12:00:00 AM
VA5143198 | GE | MPN | YR | RT | Y | WL001 | RW001 | WELL NO. 1 | DOLLAR GENERAL-MILTON HIGHWAY | WELL NO. 1 |  | 1 | 3/26/2020 12:00:00 AM
VA5143210 | GE | TTHM | QT | RT | Y | DS001 | DBP01 | 2077 WEST GRETNA RD | GRETNA, TOWN OF | DISTRIBUTION SYSTEM |  | 1 | 2/2/1960 12:00:00 AM
VA5143210 | GE | HAA5 | QT | RT | Y | DS001 | DBP02 | 603 SOUTH MAIN ST | GRETNA, TOWN OF | DISTRIBUTION SYSTEM |  | 1 | 2/2/1960 12:00:00 AM
VA5143210 | TC | TC | MN | RT | Y | DS001 | TCR01 |  | GRETNA, TOWN OF | DISTRIBUTION SYSTEM |  | 6 | 2/2/1960 12:00:00 AM
VA5143210 | GE | FRFL | MN | ST | N | EP001 | EP001 | FINISHED WATER TAP | GRETNA, TOWN OF | ENTRY POINT TAP |  | 3 | 2/2/1960 12:00:00 AM
VA5143210 | GE | TOCA | QT | RT | Y | IN005 | RW001 | COMBINED SAMPLING POINT | GRETNA, TOWN OF | COMBINED INTAKE - SAMPLING |  | 1 | 2/2/1960 12:00:00 AM
VA5143210 | GE | TOC | QT | RT | Y | TP001 | UP001 | COMPOS FILTER EFFL | GRETNA, TOWN OF | GEORGES CREEK PLANT |  | 1 | 2/2/1960 12:00:00 AM
VA5143214 | GE | THH5 | QT | RT | Y | DS001 | DBP01 | 2929 GRIT ROAD | GRIT ROAD WATER SUPPLY | DISTRIBUTION SYSTEM |  | 1 | 4/7/2010 12:00:00 AM
VA5143214 | PB | PBCU | 3Y | RT | Y | DS001 | LC001 | 1300 GRIT RD | GRIT ROAD WATER SUPPLY | DISTRIBUTION SYSTEM | FSD | 1 | 4/7/2010 12:00:00 AM
VA5143214 | PB | PBCU | 3Y | RT | Y | DS001 | LC002 | 1617 GRIT RD | GRIT ROAD WATER SUPPLY | DISTRIBUTION SYSTEM | FSD | 1 | 4/7/2010 12:00:00 AM
VA5143214 | PB | PBCU | 3Y | RT | Y | DS001 | LC003 | 2393 GRIT RD | GRIT ROAD WATER SUPPLY | DISTRIBUTION SYSTEM | FSD | 1 | 4/7/2010 12:00:00 AM
VA5143214 | PB | PBCU | 3Y | RT | Y | DS001 | LC004 | 2929 GRIT RD | GRIT ROAD WATER SUPPLY | DISTRIBUTION SYSTEM | FSD | 1 | 4/7/2010 12:00:00 AM
VA5143214 | PB | PBCU | 3Y | RT | Y | DS001 | LC005 | 3185 GRIT RD | GRIT ROAD WATER SUPPLY | DISTRIBUTION SYSTEM | FSD | 1 | 4/7/2010 12:00:00 AM
VA5143214 | TC | TC | MN | RT | Y | DS001 | TCR01 |  | GRIT ROAD WATER SUPPLY | DISTRIBUTION SYSTEM |  | 3 | 4/7/2010 12:00:00 AM
VA5143216 | TC | TC | QT | RT | Y | DS001 | TCR01 |  | BAMBINO'S PIZZA | DISTRIBUTION SYSTEM |  | 1 | 5/2/2016 12:00:00 AM
VA5143246 | GE | THH5 | QT | RT | Y | DS001 | DBP01 | 708 PROSPECT ROAD | HURT, TOWN OF | DISTRIBUTION SYSTEM |  | 1 | 1/7/1998 12:00:00 AM
VA5143246 | TC | TC | MN | RT | Y | DS001 | TCR01 |  | HURT, TOWN OF | DISTRIBUTION SYSTEM |  | 6 | 1/7/1998 12:00:00 AM
VA5143261 | TC | TC | QT | RT | Y | DS001 | TCR01 |  | JIPS DINER | DISTRIBUTION SYSTEM |  | 1 | 6/20/2002 12:00:00 AM
VA5143300 | PB | PBCU | YR | RT | Y | DS001 | LC001 | KITCHEN DEEP SINK | KENTUCK ELEMENTARY SCHOOL | DISTRIBUTION SYSTEM | FSD | 1 | 2/20/1998 12:00:00 AM
VA5143300 | PB | PBCU | YR | RT | Y | DS001 | LC002 | CLINIC HAND SINK | KENTUCK ELEMENTARY SCHOOL | DISTRIBUTION SYSTEM | FSD | 1 | 2/20/1998 12:00:00 AM
VA5143300 | PB | PBCU | YR | RT | Y | DS001 | LC003 | BOY'S RESTROOM | KENTUCK ELEMENTARY SCHOOL | DISTRIBUTION SYSTEM | FSD | 1 | 2/20/1998 12:00:00 AM
VA5143300 | PB | PBCU | YR | RT | Y | DS001 | LC007 | PRINCIPALS OFFICE SINK 2 | KENTUCK ELEMENTARY SCHOOL | DISTRIBUTION SYSTEM | FSD | 1 | 2/20/1998 12:00:00 AM
VA5143300 | PB | PBCU | YR | RT | Y | DS001 | LC008 | ROOM 112 SINK | KENTUCK ELEMENTARY SCHOOL | DISTRIBUTION SYSTEM | FSD | 1 | 2/20/1998 12:00:00 AM
VA5143300 | PB | PBCU | YR | RT | Y | DS001 | LC010 | ROOM 109 SINK | KENTUCK ELEMENTARY SCHOOL | DISTRIBUTION SYSTEM | FSD | 1 | 2/20/1998 12:00:00 AM
VA5143300 | PB | PBCU | YR | RT | Y | DS001 | LC013 | ROOM 115 SINK | KENTUCK ELEMENTARY SCHOOL | DISTRIBUTION SYSTEM | FSD | 1 | 2/20/1998 12:00:00 AM
VA5143300 | PB | PBCU | YR | RT | Y | DS001 | LC016 | KITCHEN RESTROOM SINK | KENTUCK ELEMENTARY SCHOOL | DISTRIBUTION SYSTEM | FSD | 1 | 2/20/1998 12:00:00 AM
VA5143300 | PB | PBCU | YR | RT | Y | DS001 | LC018 | BASEMENT ROOM - BACK | KENTUCK ELEMENTARY SCHOOL | DISTRIBUTION SYSTEM | FSD | 1 | 2/20/1998 12:00:00 AM
VA5143300 | PB | PBCU | YR | RT | Y | DS001 | LC021 | BASEMENT ROOM 3 - RR SINK | KENTUCK ELEMENTARY SCHOOL | DISTRIBUTION SYSTEM | FSD | 1 | 2/20/1998 12:00:00 AM
VA5143300 | TC | TC | MN | RT | Y | DS001 | TCR01 |  | KENTUCK ELEMENTARY SCHOOL | DISTRIBUTION SYSTEM |  | 3 | 2/20/1998 12:00:00 AM
VA5143310 | TC | TC | MN | RT | Y | DS001 | TCR01 |  | KID-KONNECTION CHILD DEVELOPMENT | DISTRIBUTION SYSTEM |  | 3 | 5/27/2009 12:00:00 AM
VA5143310 | GE | ICMT | 3Y | RT | Y | EP001 | EP001 | ENTRY POINT SAMPLE TAP | KID-KONNECTION CHILD DEVELOPMENT | ENTRY POINT |  | 1 | 5/27/2009 12:00:00 AM
VA5143322 | TC | TC | QT | RT | Y | DS001 | TCR01 |  | PARADISE LAKE AND CAMPGROUND | DISTRIBUTION SYSTEM |  | 1 | 6/6/2003 12:00:00 AM
VA5143332 | TC | TC | MN | RT | Y | DS001 | TCR01 |  | LITTLE BLESSINGS CHILD CARE | DISTRIBUTION SYSTEM |  | 3 | 9/8/1998 12:00:00 AM
VA5143335 | TC | TC | QT | RT | Y | DS001 | TCR01 |  | LUMPKINS MARINA | DISTRIBUTION SYSTEM |  | 1 | 6/21/2002 12:00:00 AM
VA5143342 | TC | TC | QT | RT | Y | DS001 | TCR01 |  | LEESVILLE LAKE CAMPGROUND | DISTRIBUTION SYSTEM |  | 1 | 1/21/2023 12:00:00 AM
VA5143365 | TC | TC | MN | RT | Y | DS001 | TCR01 |  | CASCADE MOBILE ESTATES | DISTRIBUTION SYSTEM |  | 3 | 9/7/2001 12:00:00 AM
VA5143365 | GE | RADA | 6Y | RT | Y | EP002 | EP002 | WELL 2 | CASCADE MOBILE ESTATES | ENTRY POINT TAP |  | 1 | 9/7/2001 12:00:00 AM
VA5143393 | PB | PBCU | 3Y | RT | Y | DS001 | LC001 | TEACH LOUNGE HNDSK | MOUNT AIRY ELEMENTARY SCHOOL | DISTRIBUTION SYSTEM | FSD | 1 | 1/1/1991 12:00:00 AM
VA5143393 | PB | PBCU | 3Y | RT | Y | DS001 | LC002 | BOYS RESTROOM | MOUNT AIRY ELEMENTARY SCHOOL | DISTRIBUTION SYSTEM | FSD | 1 | 1/1/1991 12:00:00 AM
VA5143393 | PB | PBCU | 3Y | RT | Y | DS001 | LC003 | CLINIC HANDSINK | MOUNT AIRY ELEMENTARY SCHOOL | DISTRIBUTION SYSTEM | FSD | 1 | 1/1/1991 12:00:00 AM
VA5143393 | PB | PBCU | 3Y | RT | Y | DS001 | LC004 | DISHWASH RM HNDSK | MOUNT AIRY ELEMENTARY SCHOOL | DISTRIBUTION SYSTEM | FSD | 1 | 1/1/1991 12:00:00 AM
VA5143393 | PB | PBCU | 3Y | RT | Y | DS001 | LC006 | KITCHEN HANDSINK | MOUNT AIRY ELEMENTARY SCHOOL | DISTRIBUTION SYSTEM | FSD | 1 | 1/1/1991 12:00:00 AM
VA5143393 | TC | TC | MN | RT | Y | DS001 | TCR01 |  | MOUNT AIRY ELEMENTARY SCHOOL | DISTRIBUTION SYSTEM |  | 3 | 1/1/1991 12:00:00 AM
VA5143394 | GE | THH5 | QT | RT | Y | DS001 | DBP01 | 135 BRUSH ARBOR CRT | MOUNT CROSS ROAD | DISTRIBUTION SYSTEM |  | 1 | 8/23/2002 12:00:00 AM
VA5143394 | TC | TC | MN | RT | Y | DS001 | TCR01 |  | MOUNT CROSS ROAD | DISTRIBUTION SYSTEM |  | 3 | 8/23/2002 12:00:00 AM
VA5143396 | GE | THH5 | QT | RT | Y | DS001 | DBP01 | 124 GRANITE DR | MOUNT HERMON | DISTRIBUTION SYSTEM |  | 1 | 10/14/1983 12:00:00 AM
VA5143396 | GE | THH5 | QT | RT | Y | DS001 | DBP02 | 1796 RIDGECREST DR | MOUNT HERMON | DISTRIBUTION SYSTEM |  | 1 | 10/14/1983 12:00:00 AM
VA5143396 | TC | TC | MN | RT | Y | DS001 | TCR01 |  | MOUNT HERMON | DISTRIBUTION SYSTEM |  | 15 | 10/14/1983 12:00:00 AM
VA5143473 | GE | THH5 | QT | RT | Y | DS001 | DBP01 | 2690 OLD RICHMOND ROAD | OLD RICHMOND ROAD | DISTRIBUTION SYSTEM |  | 1 | 8/25/2014 12:00:00 AM
VA5143473 | TC | TC | MN | RT | Y | DS001 | TCR01 |  | OLD RICHMOND ROAD | DISTRIBUTION SYSTEM |  | 3 | 8/25/2014 12:00:00 AM
VA5143585 | TC | TC | QT | RT | Y | DS001 | TCR01 |  | PITTSYLVANIA CHRISTIAN CAMP | DISTRIBUTION SYSTEM |  | 1 | 6/24/2002 12:00:00 AM
VA5143640 | PB | PBCU | YR | RT | Y | DS001 | LC002 | LOT 2 | A-1 MOBILE HOME PARK | DISTRIBUTION SYSTEM | FSD | 1 | 8/23/2002 12:00:00 AM
VA5143640 | PB | PBCU | YR | RT | Y | DS001 | LC005 | LOT 6 | A-1 MOBILE HOME PARK | DISTRIBUTION SYSTEM | FSD | 1 | 8/23/2002 12:00:00 AM
VA5143640 | PB | PBCU | YR | RT | Y | DS001 | LC006 | LOT 7 | A-1 MOBILE HOME PARK | DISTRIBUTION SYSTEM | FSD | 1 | 8/23/2002 12:00:00 AM
VA5143640 | PB | PBCU | YR | RT | Y | DS001 | LC008 | LOT 1 | A-1 MOBILE HOME PARK | DISTRIBUTION SYSTEM | FSD | 1 | 8/23/2002 12:00:00 AM
VA5143640 | PB | PBCU | YR | RT | Y | DS001 | LC010 | LOT 19 | A-1 MOBILE HOME PARK | DISTRIBUTION SYSTEM | FSD | 1 | 8/23/2002 12:00:00 AM
VA5143640 | TC | TC | MN | RT | Y | DS001 | TCR01 |  | A-1 MOBILE HOME PARK | DISTRIBUTION SYSTEM |  | 3 | 8/23/2002 12:00:00 AM
VA5143640 | GE | ICMT | 3Y | RT | Y | EP001 | EP001 | ENT SAMPLING STATION | A-1 MOBILE HOME PARK | ENTRY POINT TAP |  | 1 | 8/23/2002 12:00:00 AM
VA5143640 | GE | VOC | 3Y | RT | Y | EP001 | EP001 | ENT SAMPLING STATION | A-1 MOBILE HOME PARK | ENTRY POINT TAP |  | 1 | 8/23/2002 12:00:00 AM
VA5143640 | GE | MPN | YR | RT | Y | WL001 | RW001 | WELL HEAD | A-1 MOBILE HOME PARK | WELL |  | 1 | 8/23/2002 12:00:00 AM
VA5143640 | GE | THH5 | 3Y | RT | Y | DS001 | DBP01 | LOT 17 | A-1 MOBILE HOME PARK | DISTRIBUTION SYSTEM |  | 1 | 2002-08-23
VA5143655 | TC | TC | QT | RT | Y | DS001 | TCR01 |  | LEESVILLE LAKE MARINA | DISTRIBUTION SYSTEM |  | 1 | 7/19/2017 12:00:00 AM
VA5143687 | GE | TTHM | QT | RT | Y | DS001 | DBP01 | 1005 WILKERSON RD | RINGGOLD INDUSTRIAL PARK | DISTRIBUTION SYSTEM |  | 1 | 9/14/1999 12:00:00 AM
VA5143687 | GE | HAA5 | QT | RT | Y | DS001 | DBP02 | KENTUCK RD MTR VAULT | RINGGOLD INDUSTRIAL PARK | DISTRIBUTION SYSTEM |  | 1 | 9/14/1999 12:00:00 AM
VA5143687 | TC | TC | MN | RT | Y | DS001 | TCR01 |  | RINGGOLD INDUSTRIAL PARK | DISTRIBUTION SYSTEM |  | 3 | 9/14/1999 12:00:00 AM
VA5143690 | TC | TC | MN | RT | Y | DS001 | TCR01 |  | ROBIN COURT SUBDIVISION | DISTRIBUTION SYSTEM |  | 3 | 8/23/2002 12:00:00 AM
VA5143700 | GE | TTHM | QT | RT | Y | DS001 | DBP01 | 956 BERRY HILL ROAD | ROUTE 58 WEST | DISTRIBUTION SYSTEM |  | 1 | 8/23/2002 12:00:00 AM
VA5143700 | GE | HAA5 | QT | RT | Y | DS001 | DBP02 | RT 58 W METER VAULT | ROUTE 58 WEST | DISTRIBUTION SYSTEM |  | 1 | 8/23/2002 12:00:00 AM
VA5143700 | TC | TC | MN | RT | Y | DS001 | TCR01 |  | ROUTE 58 WEST | DISTRIBUTION SYSTEM |  | 6 | 8/23/2002 12:00:00 AM
VA5143750 | TC | TC | MN | RT | Y | DS001 | TCR01 |  | DOCK ON SML | DISTRIBUTION SYSTEM |  | 3 | 12/30/1997 12:00:00 AM
VA5143753 | TC | TC | QT | RT | Y | DS001 | TCR01 |  | SMITH MT DAM VISITORS CENTER | DISTRIBUTION SYSTEM |  | 1 | 7/22/2002 12:00:00 AM
VA5143753 | GE | NIT | YR | RT | Y | EP001 | EP001 | ENT SAMPLING STATION | SMITH MT DAM VISITORS CENTER | ENTRY POINT TAP |  | 1 | 7/22/2002 12:00:00 AM
VA5143755 | TC | TC | QT | RT | Y | DS001 | TCR01 |  | SMITH MOUNTAIN CAMPGROUND | DISTRIBUTION SYSTEM |  | 1 | 4/28/2009 12:00:00 AM
VA5143790 | TC | TC | MN | RT | Y | DS001 | TCR01 |  | STONY MILL ELEMENTARY SCHOOL | DISTRIBUTION SYSTEM |  | 3 | 3/6/1992 12:00:00 AM
VA5143809 | GE | TTHM | QT | RT | Y | DS001 | DBP01 | 4585 DRY FORK ROAD | TIGHTSQUEEZE WATER SUPPLY | DISTRIBUTION SYSTEM |  | 1 | 1/17/2007 12:00:00 AM
VA5143809 | GE | HAA5 | QT | RT | Y | DS001 | DBP02 | 11700 US HWY 29 N | TIGHTSQUEEZE WATER SUPPLY | DISTRIBUTION SYSTEM |  | 1 | 1/17/2007 12:00:00 AM
VA5143809 | TC | TC | MN | RT | Y | DS001 | TCR01 |  | TIGHTSQUEEZE WATER SUPPLY | DISTRIBUTION SYSTEM |  | 3 | 1/17/2007 12:00:00 AM
VA5143813 | TC | TC | QT | RT | Y | DS001 | TCR01 |  | TAMMY'S DINER | DISTRIBUTION SYSTEM |  | 1 | 2/17/2022 12:00:00 AM
VA5143820 | PB | PBCU | 3Y | RT | Y | DS001 | LC001 | KITCHEN DEEP SINK | TUNSTALL HIGH SCHOOL | DISTRIBUTION SYSTEM | FSD | 1 | 2/20/1998 12:00:00 AM
VA5143820 | PB | PBCU | 3Y | RT | Y | DS001 | LC002 | BOYS LOCKER RM D101D | TUNSTALL HIGH SCHOOL | DISTRIBUTION SYSTEM | FSD | 1 | 2/20/1998 12:00:00 AM
VA5143820 | PB | PBCU | 3Y | RT | Y | DS001 | LC003 | BOYS RR SCIENCE LAB | TUNSTALL HIGH SCHOOL | DISTRIBUTION SYSTEM | FSD | 1 | 2/20/1998 12:00:00 AM
VA5143820 | PB | PBCU | 3Y | RT | Y | DS001 | LC004 | BIOLOGY RM E100 | TUNSTALL HIGH SCHOOL | DISTRIBUTION SYSTEM | FSD | 1 | 2/20/1998 12:00:00 AM
VA5143820 | PB | PBCU | 3Y | RT | Y | DS001 | LC012 | EARTH SC HDSNK E103 | TUNSTALL HIGH SCHOOL | DISTRIBUTION SYSTEM | FSD | 1 | 2/20/1998 12:00:00 AM
VA5143820 | PB | PBCU | 3Y | RT | Y | DS001 | LC015 | GIRLS LOCKR RM D101A | TUNSTALL HIGH SCHOOL | DISTRIBUTION SYSTEM | FSD | 1 | 2/20/1998 12:00:00 AM
VA5143820 | PB | PBCU | 3Y | RT | Y | DS001 | LC016 | GIRLS RR BESIDE C101 | TUNSTALL HIGH SCHOOL | DISTRIBUTION SYSTEM | FSD | 1 | 2/20/1998 12:00:00 AM
VA5143820 | PB | PBCU | 3Y | RT | Y | DS001 | LC017 | HOME-EC KITCH C103 | TUNSTALL HIGH SCHOOL | DISTRIBUTION SYSTEM | FSD | 1 | 2/20/1998 12:00:00 AM
VA5143820 | PB | PBCU | 3Y | RT | Y | DS001 | LC018 | BAND ROOM C102 | TUNSTALL HIGH SCHOOL | DISTRIBUTION SYSTEM | FSD | 1 | 2/20/1998 12:00:00 AM
VA5143820 | PB | PBCU | 3Y | RT | Y | DS001 | LC020 | FIELD HOUSE HANDSINK | TUNSTALL HIGH SCHOOL | DISTRIBUTION SYSTEM | FSD | 1 | 2/20/1998 12:00:00 AM
VA5143820 | TC | TC | MN | RT | Y | DS001 | TCR01 |  | TUNSTALL HIGH SCHOOL | DISTRIBUTION SYSTEM |  | 3 | 2/20/1998 12:00:00 AM
VA5143821 | TC | TC | MN | RT | Y | DS001 | TCR01 |  | TUNSTALL MIDDLE SCHOOL | DISTRIBUTION SYSTEM |  | 3 | 9/2/2003 12:00:00 AM
VA5143840 | TC | TC | MN | RT | Y | DS001 | TCR01 |  | UNION HALL ELEMENTARY SCHOOL | DISTRIBUTION SYSTEM |  | 3 | 7/24/1998 12:00:00 AM
VA5143861 | TC | TC | MN | RT | Y | DS001 | TCR01 |  | VISTA POINTE LANDING | DISTRIBUTION SYSTEM |  | 3 | 8/23/2002 12:00:00 AM
VA5143880 | TC | TC | MN | RT | Y | DS001 | TCR01 |  | WAYSIDE ACRES SUBDIVISION # 1 | DISTRIBUTION SYSTEM |  | 3 | 8/23/2002 12:00:00 AM
VA5143881 | TC | TC | MN | RT | Y | DS001 | TCR01 |  | WAYSIDE ACRES SUBDIVISION # 2 | DISTRIBUTION SYSTEM |  | 3 | 8/23/2002 12:00:00 AM
VA5143940 | PB | PBCU | 3Y | RT | Y | DS001 | LC001 | 14668 ROCKFORD | WOODROAM SUBDIVISION | DISTRIBUTION SYSTEM | FSD | 1 | 2/10/2003 12:00:00 AM
VA5143940 | PB | PBCU | 3Y | RT | Y | DS001 | LC002 | 15293 ROCKFORD | WOODROAM SUBDIVISION | DISTRIBUTION SYSTEM | FSD | 1 | 2/10/2003 12:00:00 AM
VA5143940 | PB | PBCU | 3Y | RT | Y | DS001 | LC003 | 15117 ROCKFORD | WOODROAM SUBDIVISION | DISTRIBUTION SYSTEM | FSD | 1 | 2/10/2003 12:00:00 AM
VA5143940 | PB | PBCU | 3Y | RT | Y | DS001 | LC004 | 15261 ROCKFORD | WOODROAM SUBDIVISION | DISTRIBUTION SYSTEM | FSD | 1 | 2/10/2003 12:00:00 AM
VA5143940 | PB | PBCU | 3Y | RT | Y | DS001 | LC005 | 14541 ROCKFORD | WOODROAM SUBDIVISION | DISTRIBUTION SYSTEM | FSD | 1 | 2/10/2003 12:00:00 AM
VA5143940 | TC | TC | MN | RT | Y | DS001 | TCR01 |  | WOODROAM SUBDIVISION | DISTRIBUTION SYSTEM |  | 3 | 2/10/2003 12:00:00 AM
VA5143975 | TC | TC | QT | RT | Y | DS001 | TCR01 |  | VILLAGE RESTAURANT | DISTRIBUTION SYSTEM |  | 1 | 6/14/2016 12:00:00 AM
VA5143988 | GE | TTHM | QT | RT | Y | DS001 | DBP01 | 9181 US HIGHWAY 29 N | RT 29 NORTH | DISTRIBUTION SYSTEM |  | 1 | 7/16/2001 12:00:00 AM
VA5143988 | GE | HAA5 | QT | RT | Y | DS001 | DBP02 | 116 KADESH CT | RT 29 NORTH | DISTRIBUTION SYSTEM |  | 1 | 7/16/2001 12:00:00 AM
VA5143988 | TC | TC | MN | RT | Y | DS001 | TCR01 |  | RT 29 NORTH | DISTRIBUTION SYSTEM |  | 6 | 7/16/2001 12:00:00 AM
VA5147111 | TC | TC | QT | RT | Y | DS001 | TCR01 |  | DOLLAR GENERAL-RICE | DISTRIBUTION SYSTEM |  | 1 | 5/31/2018 12:00:00 AM
VA5147112 | TC | TC | QT | RT | Y | DS001 | TCR01 |  | DOLLAR GENERAL-GREEN BAY | DISTRIBUTION SYSTEM |  | 1 | 10/8/2020 12:00:00 AM
VA5147113 | TC | TC | QT | RT | Y | DS001 | TCR01 |  | DOLLAR GENERAL-PROSPECT | DISTRIBUTION SYSTEM |  | 1 | 3/11/2020 12:00:00 AM
VA5147114 | TC | TC | QT | RT | Y | DS001 | TCR01 |  | DOLLAR GENERAL-FARMVILLE | DG - FARMVILLE DISTRIBUTION |  | 1 | 1/18/2024 12:00:00 AM
VA5147170 | GE | THH5 | QT | RT | Y | DS001 | DBP01 | COMFORT INN HWY 15 S | FARMVILLE, TOWN OF | DISTRIBUTION SYSTEM |  | 1 | 6/24/1977 12:00:00 AM
VA5147170 | GE | THH5 | QT | RT | Y | DS001 | DBP02 | 1903 EAST THIRD ST | FARMVILLE, TOWN OF | DISTRIBUTION SYSTEM |  | 1 | 6/24/1977 12:00:00 AM
VA5147170 | PB | PBCU | 3Y | RT | Y | DS001 | LC001 | 311 GEORGIA ST | FARMVILLE, TOWN OF | DISTRIBUTION SYSTEM | FSD | 1 | 6/24/1977 12:00:00 AM
VA5147170 | PB | PBCU | 3Y | RT | Y | DS001 | LC002 | 1303 OSBORN RD | FARMVILLE, TOWN OF | DISTRIBUTION SYSTEM | FSD | 1 | 6/24/1977 12:00:00 AM
VA5147170 | PB | PBCU | 3Y | RT | Y | DS001 | LC003 | 1108 LONGWOOD AVE | FARMVILLE, TOWN OF | DISTRIBUTION SYSTEM | FSD | 1 | 6/24/1977 12:00:00 AM
VA5147170 | PB | PBCU | 3Y | RT | Y | DS001 | LC004 | 1206 FIFTH AVE | FARMVILLE, TOWN OF | DISTRIBUTION SYSTEM | FSD | 1 | 6/24/1977 12:00:00 AM
VA5147170 | PB | PBCU | 3Y | RT | Y | DS001 | LC005 | 804 FIRST AVE | FARMVILLE, TOWN OF | DISTRIBUTION SYSTEM | FSD | 1 | 6/24/1977 12:00:00 AM
VA5147170 | PB | PBCU | 3Y | RT | Y | DS001 | LC008 | 507 FIRST AVE | FARMVILLE, TOWN OF | DISTRIBUTION SYSTEM | FSD | 1 | 6/24/1977 12:00:00 AM
VA5147170 | PB | PBCU | 3Y | RT | Y | DS001 | LC015 | 203 FAYETTE ST | FARMVILLE, TOWN OF | DISTRIBUTION SYSTEM | FSD | 1 | 6/24/1977 12:00:00 AM
VA5147170 | PB | PBCU | 3Y | RT | Y | DS001 | LC019 | 603 GRIFFIN BLVD | FARMVILLE, TOWN OF | DISTRIBUTION SYSTEM | FSD | 1 | 6/24/1977 12:00:00 AM
VA5147170 | PB | PBCU | 3Y | RT | Y | DS001 | LC020 | 804 WEST THIRD ST | FARMVILLE, TOWN OF | DISTRIBUTION SYSTEM | FSD | 1 | 6/24/1977 12:00:00 AM
VA5147170 | PB | PBCU | 3Y | RT | Y | DS001 | LC021 | 505 FIRST AVE | FARMVILLE, TOWN OF | DISTRIBUTION SYSTEM | FSD | 1 | 6/24/1977 12:00:00 AM
VA5147170 | PB | PBCU | 3Y | RT | Y | DS001 | LC022 | 1101 LONGWOOD AVE | FARMVILLE, TOWN OF | DISTRIBUTION SYSTEM | FSD | 1 | 6/24/1977 12:00:00 AM
VA5147170 | PB | PBCU | 3Y | RT | Y | DS001 | LC023 | 815 LONGWOOD AVE | FARMVILLE, TOWN OF | DISTRIBUTION SYSTEM | FSD | 1 | 6/24/1977 12:00:00 AM
VA5147170 | PB | PBCU | 3Y | RT | Y | DS001 | LC024 | 106 WESTHILL DR | FARMVILLE, TOWN OF | DISTRIBUTION SYSTEM | FSD | 1 | 6/24/1977 12:00:00 AM
VA5147170 | PB | PBCU | 3Y | RT | Y | DS001 | LC025 | 714 FIRST AVE | FARMVILLE, TOWN OF | DISTRIBUTION SYSTEM | FSD | 1 | 6/24/1977 12:00:00 AM
VA5147170 | PB | PBCU | 3Y | RT | Y | DS001 | LC026 | 1405 LEE ST | FARMVILLE, TOWN OF | DISTRIBUTION SYSTEM | FSD | 1 | 6/24/1977 12:00:00 AM
VA5147170 | PB | PBCU | 3Y | RT | Y | DS001 | LC027 | 700 GERMANTOWN RD | FARMVILLE, TOWN OF | DISTRIBUTION SYSTEM | FSD | 1 | 6/24/1977 12:00:00 AM
VA5147170 | PB | PBCU | 3Y | RT | Y | DS001 | LC028 | 1110 LONGWOOD AVE | FARMVILLE, TOWN OF | DISTRIBUTION SYSTEM | FSD | 1 | 6/24/1977 12:00:00 AM
VA5147170 | PB | PBCU | 3Y | RT | Y | DS001 | LC061 | 711 ORCHARD STREET | FARMVILLE, TOWN OF | DISTRIBUTION SYSTEM | FSD | 1 | 6/24/1977 12:00:00 AM
VA5147170 | PB | PBCU | 3Y | RT | Y | DS001 | LC062 | 507 GERMANTOWN ROAD | FARMVILLE, TOWN OF | DISTRIBUTION SYSTEM | FSD | 1 | 6/24/1977 12:00:00 AM
VA5147170 | PB | PBCU | 3Y | RT | Y | DS001 | LC063 | 703 EAST SECOND STREET | FARMVILLE, TOWN OF | DISTRIBUTION SYSTEM | FSD | 1 | 6/24/1977 12:00:00 AM
VA5147170 | TC | TC | MN | RT | Y | DS001 | TCR01 |  | FARMVILLE, TOWN OF | DISTRIBUTION SYSTEM |  | 27 | 6/24/1977 12:00:00 AM
VA5147170 | GE | FL2 | MN | ST | N | EP001 | EP001 | WTP FINISHED TAP | FARMVILLE, TOWN OF | ENTRY POINT TAP |  | 3 | 6/24/1977 12:00:00 AM
VA5147170 | GE | TOCA | QT | RT | Y | IN001 | RW001 | APPOMATTOX RIVER RWT | FARMVILLE, TOWN OF | APPOMATTOX RIVER |  | 1 | 6/24/1977 12:00:00 AM
VA5147170 | GE | TOC | QT | RT | Y | TP001 | UP001 | POST FILTRATION | FARMVILLE, TOWN OF | FARMVILLE WTP |  | 1 | 6/24/1977 12:00:00 AM
VA5147200 | TC | TC | QT | RT | Y | DS001 | TCR01 |  | TWIN LAKES STATE PARK-GOODWIN SECTION | DISTRIBUTION |  | 1 | 1/22/1998 12:00:00 AM
VA5147200 | GE | MPN | YR | RT | Y | WL001 | RW001 | WELL HEAD | TWIN LAKES STATE PARK-GOODWIN SECTION | WELL NO. 1 |  | 1 | 1/22/1998 12:00:00 AM
VA5147280 | GE | THH5 | YR | RT | Y | DS001 | DBP02 | BORTZ LIBRARY | HAMPDEN-SYDNEY COLLEGE | DISTRIBUTION |  | 1 | 5/19/1998 12:00:00 AM
VA5147280 | TC | TC | MN | RT | Y | DS001 | TCR01 |  | HAMPDEN-SYDNEY COLLEGE | DISTRIBUTION |  | 6 | 5/19/1998 12:00:00 AM
VA5147280 | GE | CYN | 9Y | RT | Y | EP001 | EP001 | CENTRAL ENTRY TAP | HAMPDEN-SYDNEY COLLEGE | ENTRY POINT TAP - CENTRAL PLANT |  | 1 | 5/19/1998 12:00:00 AM
VA5147280 | GE | NIT | YR | RT | Y | EP001 | EP001 | CENTRAL ENTRY TAP | HAMPDEN-SYDNEY COLLEGE | ENTRY POINT TAP - CENTRAL PLANT |  | 1 | 5/19/1998 12:00:00 AM
VA5147280 | GE | CYN | 9Y | RT | Y | EP002 | EP002 | WELL NO.4 ENTRY TAP | HAMPDEN-SYDNEY COLLEGE | ENTRY POINT TAP - WELL NO. 4 |  | 1 | 5/19/1998 12:00:00 AM
VA5147280 | GE | NIT | YR | RT | Y | EP002 | EP002 | WELL NO.4 ENTRY TAP | HAMPDEN-SYDNEY COLLEGE | ENTRY POINT TAP - WELL NO. 4 |  | 1 | 5/19/1998 12:00:00 AM
VA5147280 | GE | MPN | YR | RT | Y | WL001 | RW001 | WELL NO.1 WELL HEAD | HAMPDEN-SYDNEY COLLEGE | WELL NO. 1 |  | 1 | 5/19/1998 12:00:00 AM
VA5147280 | GE | MPN | YR | RT | Y | WL002 | RW002 | WELL NO.2 WELL HEAD | HAMPDEN-SYDNEY COLLEGE | WELL NO. 2 |  | 1 | 5/19/1998 12:00:00 AM
VA5147280 | GE | MPN | YR | RT | Y | WL004 | RW004 | WELL NO.4 WELL HEAD | HAMPDEN-SYDNEY COLLEGE | WELL NO. 4 |  | 1 | 5/19/1998 12:00:00 AM
VA5147280 | GE | MPN | YR | RT | Y | WL005 | RW005 | WELL NO.5 WELL HEAD | HAMPDEN-SYDNEY COLLEGE | WELL NO. 5 |  | 1 | 5/19/1998 12:00:00 AM
VA5147280 | GE | MPN | YR | RT | Y | WL006 | RW006 | WELL NO.6 WELL HEAD | HAMPDEN-SYDNEY COLLEGE | WELL NO. 6 |  | 1 | 5/19/1998 12:00:00 AM
VA5147280 | GE | MPN | YR | RT | Y | WL007 | RW007 | WELL NO.7 WELL HEAD | HAMPDEN-SYDNEY COLLEGE | WELL NO. 7 |  | 1 | 5/19/1998 12:00:00 AM
VA5147288 | TC | TC | QT | RT | Y | DS001 | TCR01 |  | HIGH BRIDGE TRAIL STATE PARK | HIGH BRIDGE DISTRIBUTION SYSTEM |  | 1 | 7/29/2024 12:00:00 AM
VA5147450 | TC | TC | QT | RT | Y | DS001 | TCR01 |  | TWIN LAKES STATE PARK- PRINCE EDWARD SEC | DISTRIBUTION |  | 1 | 1/22/1998 12:00:00 AM
VA5147450 | GE | MPN | YR | RT | Y | WL001 | RW001 | WELL HEAD | TWIN LAKES STATE PARK- PRINCE EDWARD SEC | WELL NO. 1 |  | 1 | 1/22/1998 12:00:00 AM
VA5590100 | GE | THH5 | QT | RT | Y | DS001 | DBP01 | STOKESLAND TANK | DANVILLE, CITY OF | DISTRIBUTION SYSTEM |  | 1 | 5/24/1967 12:00:00 AM
VA5590100 | GE | THH5 | QT | RT | Y | DS001 | DBP02 | PINEY FOREST TANK | DANVILLE, CITY OF | DISTRIBUTION SYSTEM |  | 1 | 5/24/1967 12:00:00 AM
VA5590100 | GE | THH5 | QT | RT | Y | DS001 | DBP03 | HOLLAND ROAD #711 | DANVILLE, CITY OF | DISTRIBUTION SYSTEM |  | 1 | 5/24/1967 12:00:00 AM
VA5590100 | GE | THH5 | QT | RT | Y | DS001 | DBP04 | LOMBARDY AT WESTOVER | DANVILLE, CITY OF | DISTRIBUTION SYSTEM |  | 1 | 5/24/1967 12:00:00 AM
VA5590100 | TC | TC | MN | RT | Y | DS001 | TCR01 |  | DANVILLE, CITY OF | DISTRIBUTION SYSTEM |  | 150 | 5/24/1967 12:00:00 AM
VA5590100 | GE | FL2 | MN | ST | N | EP001 | EP001 | BALLOU PARK RES/P.S. | DANVILLE, CITY OF | ENTRY POINT TAP |  | 3 | 5/24/1967 12:00:00 AM
VA5590100 | GE | ICMT | YR | RT | Y | EP001 | EP001 | BALLOU PARK RES/P.S. | DANVILLE, CITY OF | ENTRY POINT TAP |  | 1 | 5/24/1967 12:00:00 AM
VA5590100 | GE | NIT | YR | RT | Y | EP001 | EP001 | BALLOU PARK RES/P.S. | DANVILLE, CITY OF | ENTRY POINT TAP |  | 1 | 5/24/1967 12:00:00 AM
VA5590100 | GE | VOC | YR | RT | Y | EP001 | EP001 | BALLOU PARK RES/P.S. | DANVILLE, CITY OF | ENTRY POINT TAP |  | 1 | 5/24/1967 12:00:00 AM
VA5590100 | GE | TOCA | MN | RT | Y | IN001 | RW001 | RAW WATER | DANVILLE, CITY OF | DAN RIVER INTAKE |  | 3 | 5/24/1967 12:00:00 AM
VA5590100 | GE | TOC | MN | RT | Y | TP001 | UP001 | COMBINED FILTER EFF | DANVILLE, CITY OF | DANVILLE WTP |  | 3 | 5/24/1967 12:00:00 AM
VA5680200 | GE | THH5 | QT | RT | Y | DS001 | DBP09 | 1301 GREENVIEW DR | LYNCHBURG, CITY OF | LYNCHBURG, WEST DISTRIBUTION SYSTEM |  | 1 | 12/10/1997 12:00:00 AM
VA5680200 | GE | THH5 | QT | RT | Y | DS001 | DBP13 | 1320 WARD'S FERRY RD | LYNCHBURG, CITY OF | LYNCHBURG, WEST DISTRIBUTION SYSTEM |  | 1 | 12/10/1997 12:00:00 AM
VA5680200 | TC | TC | MN | RT | Y | DS001 | TCR01 |  | LYNCHBURG, CITY OF | LYNCHBURG, WEST DISTRIBUTION SYSTEM |  | 240 | 12/10/1997 12:00:00 AM
VA5680200 | GE | THH5 | QT | RT | Y | DS002 | DBP05 | 500 BREVARD STREET | LYNCHBURG, CITY OF | LYNCHBURG, EAST DISTRIBUTION SYSTEM |  | 1 | 12/10/1997 12:00:00 AM
VA5680200 | GE | THH5 | QT | RT | Y | DS002 | DBP07 | 5006 RICHMOND HWY | LYNCHBURG, CITY OF | LYNCHBURG, EAST DISTRIBUTION SYSTEM |  | 1 | 12/10/1997 12:00:00 AM
VA5680200 | GE | THH5 | QT | RT | Y | DS002 | DBP08 | FORT AVE FIRE STAT | LYNCHBURG, CITY OF | LYNCHBURG, EAST DISTRIBUTION SYSTEM |  | 1 | 12/10/1997 12:00:00 AM
VA5680200 | GE | THH5 | QT | RT | Y | DS002 | DBP10 | 1521 CONCORD TRNPIKE | LYNCHBURG, CITY OF | LYNCHBURG, EAST DISTRIBUTION SYSTEM |  | 1 | 12/10/1997 12:00:00 AM
VA5680200 | GE | THH5 | QT | RT | Y | DS002 | DBP11 | 3176 FORT AVE | LYNCHBURG, CITY OF | LYNCHBURG, EAST DISTRIBUTION SYSTEM |  | 1 | 12/10/1997 12:00:00 AM
VA5680200 | GE | THH5 | QT | RT | Y | DS002 | DBP12 | 3744 CANDLER'S MT RD | LYNCHBURG, CITY OF | LYNCHBURG, EAST DISTRIBUTION SYSTEM |  | 1 | 12/10/1997 12:00:00 AM
VA5680200 | GE | FL2 | MN | ST | N | EP001 | EP001 | ABERT FINISHED WATER | LYNCHBURG, CITY OF | ENTRY POINT TAP ABERT -WEST |  | 3 | 12/10/1997 12:00:00 AM
VA5680200 | GE | FL2 | MN | ST | N | EP002 | EP002 | COLLEGE HILL EP | LYNCHBURG, CITY OF | ENTRY POINT TAP COLLEGE HILL -EAST |  | 3 | 12/10/1997 12:00:00 AM
VA5680200 | GE | TOCA | QT | RT | Y | IN004 | RW001 | COMBINED INTAKE RWT | LYNCHBURG, CITY OF | ABERT COMBINED INTAKE - SAMPLING |  | 1 | 12/10/1997 12:00:00 AM
VA5680200 | GE | TOCA | QT | RT | Y | IN005 | RW001 | COMBINED INTAKE RWT | LYNCHBURG, CITY OF | COLLEGE HILL COMBINED INTAKE - SAMPLING |  | 1 | 12/10/1997 12:00:00 AM
VA5680200 | GE | TOC | QT | RT | Y | TP001 | UP001 | ABERT CFE TAP | LYNCHBURG, CITY OF | ABERT WTP |  | 1 | 12/10/1997 12:00:00 AM
VA5680200 | GE | TOC | QT | RT | Y | TP002 | UP002 | COLLEGE HILL CFE TAP | LYNCHBURG, CITY OF | COLLEGE HILL WTP |  | 1 | 12/10/1997 12:00:00 AM
VA5690400 | GE | THH5 | QT | RT | Y | DS001 | DBP01 | 835 SMITH RD | MARTINSVILLE, CITY OF | MARTINSVILLE, CITY OF, DISTRIBUTION SYST |  | 1 | 11/3/1975 12:00:00 AM
VA5690400 | GE | THH5 | QT | RT | Y | DS001 | DBP02 | 917 CORN TASSLE TR | MARTINSVILLE, CITY OF | MARTINSVILLE, CITY OF, DISTRIBUTION SYST |  | 1 | 11/3/1975 12:00:00 AM
VA5690400 | GE | THH5 | QT | RT | Y | DS001 | DBP03 | 55 W. CHURCH STREET | MARTINSVILLE, CITY OF | MARTINSVILLE, CITY OF, DISTRIBUTION SYST |  | 1 | 11/3/1975 12:00:00 AM
VA5690400 | GE | THH5 | QT | RT | Y | DS001 | DBP04 | 116 SUMMIT VIEW DR | MARTINSVILLE, CITY OF | MARTINSVILLE, CITY OF, DISTRIBUTION SYST |  | 1 | 11/3/1975 12:00:00 AM
VA5690400 | PB | PBCU | 3Y | RT | Y | DS001 | LC001 | 1201 COUNTRY CLUB | MARTINSVILLE, CITY OF | MARTINSVILLE, CITY OF, DISTRIBUTION SYST | FSD | 1 | 11/3/1975 12:00:00 AM
VA5690400 | PB | PBCU | 3Y | RT | Y | DS001 | LC002 | 951 MULBERRY RD | MARTINSVILLE, CITY OF | MARTINSVILLE, CITY OF, DISTRIBUTION SYST | FSD | 1 | 11/3/1975 12:00:00 AM
VA5690400 | PB | PBCU | 3Y | RT | Y | DS001 | LC003 | 1218 LANIER RD | MARTINSVILLE, CITY OF | MARTINSVILLE, CITY OF, DISTRIBUTION SYST | FSD | 1 | 11/3/1975 12:00:00 AM
VA5690400 | PB | PBCU | 3Y | RT | Y | DS001 | LC004 | 947 MULBERRY RD | MARTINSVILLE, CITY OF | MARTINSVILLE, CITY OF, DISTRIBUTION SYST | FSD | 1 | 11/3/1975 12:00:00 AM
VA5690400 | PB | PBCU | 3Y | RT | Y | DS001 | LC005 | 812 SECOND ST | MARTINSVILLE, CITY OF | MARTINSVILLE, CITY OF, DISTRIBUTION SYST | FSD | 1 | 11/3/1975 12:00:00 AM
VA5690400 | PB | PBCU | 3Y | RT | Y | DS001 | LC006 | 1302 MIDDLE ST | MARTINSVILLE, CITY OF | MARTINSVILLE, CITY OF, DISTRIBUTION SYST | FSD | 1 | 11/3/1975 12:00:00 AM
VA5690400 | PB | PBCU | 3Y | RT | Y | DS001 | LC007 | 516 LETCHER ST | MARTINSVILLE, CITY OF | MARTINSVILLE, CITY OF, DISTRIBUTION SYST | FSD | 1 | 11/3/1975 12:00:00 AM
VA5690400 | PB | PBCU | 3Y | RT | Y | DS001 | LC008 | 1216 KNOLLWOOD PL | MARTINSVILLE, CITY OF | MARTINSVILLE, CITY OF, DISTRIBUTION SYST | FSD | 1 | 11/3/1975 12:00:00 AM
VA5690400 | PB | PBCU | 3Y | RT | Y | DS001 | LC009 | 619 MICA ST | MARTINSVILLE, CITY OF | MARTINSVILLE, CITY OF, DISTRIBUTION SYST | FSD | 1 | 11/3/1975 12:00:00 AM
VA5690400 | PB | PBCU | 3Y | RT | Y | DS001 | LC010 | 1237 SAM LIONS TR | MARTINSVILLE, CITY OF | MARTINSVILLE, CITY OF, DISTRIBUTION SYST | FSD | 1 | 11/3/1975 12:00:00 AM
VA5690400 | PB | PBCU | 3Y | RT | Y | DS001 | LC011 | 1214 BERTA RD | MARTINSVILLE, CITY OF | MARTINSVILLE, CITY OF, DISTRIBUTION SYST | FSD | 1 | 11/3/1975 12:00:00 AM
VA5690400 | PB | PBCU | 3Y | RT | Y | DS001 | LC030 | RIVERSIDE CLEANR-BKDALE RD | MARTINSVILLE, CITY OF | MARTINSVILLE, CITY OF, DISTRIBUTION SYST | FSD | 1 | 11/3/1975 12:00:00 AM
VA5690400 | PB | PBCU | 3Y | RT | Y | DS001 | LC031 | 701 THIRD ST | MARTINSVILLE, CITY OF | MARTINSVILLE, CITY OF, DISTRIBUTION SYST | FSD | 1 | 11/3/1975 12:00:00 AM
VA5690400 | PB | PBCU | 3Y | RT | Y | DS001 | LC032 | 621 MICA ST | MARTINSVILLE, CITY OF | MARTINSVILLE, CITY OF, DISTRIBUTION SYST | FSD | 1 | 11/3/1975 12:00:00 AM
VA5690400 | PB | PBCU | 3Y | RT | Y | DS001 | LC035 | 717 MEMORIAL BLVD | MARTINSVILLE, CITY OF | MARTINSVILLE, CITY OF, DISTRIBUTION SYST | FSD | 1 | 11/3/1975 12:00:00 AM
VA5690400 | PB | PBCU | 3Y | RT | Y | DS001 | LC036 | 807 BARROWS MILL - C | MARTINSVILLE, CITY OF | MARTINSVILLE, CITY OF, DISTRIBUTION SYST | FSD | 1 | 11/3/1975 12:00:00 AM
VA5690400 | PB | PBCU | 3Y | RT | Y | DS001 | LC037 | 1328 ROOT TRAIL | MARTINSVILLE, CITY OF | MARTINSVILLE, CITY OF, DISTRIBUTION SYST | FSD | 1 | 11/3/1975 12:00:00 AM
VA5690400 | PB | PBCU | 3Y | RT | Y | DS001 | LC038 | 101 WOOD ST APT D3 | MARTINSVILLE, CITY OF | MARTINSVILLE, CITY OF, DISTRIBUTION SYST | FSD | 1 | 11/3/1975 12:00:00 AM
VA5690400 | PB | PBCU | 3Y | RT | Y | DS001 | LC039 | 935 BANKS RD APT2 | MARTINSVILLE, CITY OF | MARTINSVILLE, CITY OF, DISTRIBUTION SYST | FSD | 1 | 11/3/1975 12:00:00 AM
VA5690400 | PB | PBCU | 3Y | RT | Y | DS001 | LC040 | 520 A FAYETTE ST | MARTINSVILLE, CITY OF | MARTINSVILLE, CITY OF, DISTRIBUTION SYST | FSD | 1 | 11/3/1975 12:00:00 AM
VA5690400 | PB | PBCU | 3Y | RT | Y | DS001 | LC041 | 101 WOOD ST APT B2 | MARTINSVILLE, CITY OF | MARTINSVILLE, CITY OF, DISTRIBUTION SYST | FSD | 1 | 11/3/1975 12:00:00 AM
VA5690400 | PB | PBCU | 3Y | RT | Y | DS001 | LC042 | 819 JOYA ST | MARTINSVILLE, CITY OF | MARTINSVILLE, CITY OF, DISTRIBUTION SYST | FSD | 1 | 11/3/1975 12:00:00 AM
VA5690400 | PB | PBCU | 3Y | RT | Y | DS001 | LC043 | 103 CLEARVIEW DR | MARTINSVILLE, CITY OF | MARTINSVILLE, CITY OF, DISTRIBUTION SYST | FSD | 1 | 11/3/1975 12:00:00 AM
VA5690400 | PB | PBCU | 3Y | RT | Y | DS001 | LC044 | 312 FAYETTE ST | MARTINSVILLE, CITY OF | MARTINSVILLE, CITY OF, DISTRIBUTION SYST | FSD | 1 | 11/3/1975 12:00:00 AM
VA5690400 | PB | PBCU | 3Y | RT | Y | DS001 | LC045 | 705 A STARLING AVE | MARTINSVILLE, CITY OF | MARTINSVILLE, CITY OF, DISTRIBUTION SYST | FSD | 1 | 11/3/1975 12:00:00 AM
VA5690400 | PB | PBCU | 3Y | RT | Y | DS001 | LC046 | 935 BLANKENSHIP APT6 | MARTINSVILLE, CITY OF | MARTINSVILLE, CITY OF, DISTRIBUTION SYST | FSD | 1 | 11/3/1975 12:00:00 AM
VA5690400 | PB | PBCU | 3Y | RT | Y | DS001 | LC047 | 101 WOOD ST APT H2 | MARTINSVILLE, CITY OF | MARTINSVILLE, CITY OF, DISTRIBUTION SYST | FSD | 1 | 11/3/1975 12:00:00 AM
VA5690400 | PB | PBCU | 3Y | RT | Y | DS001 | LC048 | 935 BLANKENSHIP APT1 | MARTINSVILLE, CITY OF | MARTINSVILLE, CITY OF, DISTRIBUTION SYST | FSD | 1 | 11/3/1975 12:00:00 AM
VA5690400 | PB | PBCU | 3Y | RT | Y | DS001 | LC049 | 807B BARROWS MILL RD | MARTINSVILLE, CITY OF | MARTINSVILLE, CITY OF, DISTRIBUTION SYST | FSD | 1 | 11/3/1975 12:00:00 AM
VA5690400 | PB | PBCU | 3Y | RT | Y | DS001 | LC050 | 1123 MORRIS RD APT 1 | MARTINSVILLE, CITY OF | MARTINSVILLE, CITY OF, DISTRIBUTION SYST | FSD | 1 | 11/3/1975 12:00:00 AM
VA5690400 | TC | TC | MN | RT | Y | DS001 | TCR01 |  | MARTINSVILLE, CITY OF | MARTINSVILLE, CITY OF, DISTRIBUTION SYST |  | 45 | 11/3/1975 12:00:00 AM
VA5690400 | GE | FL2 | MN | ST | N | EP001 | EP001 | WTP FIN. WATER TAP | MARTINSVILLE, CITY OF | CITY OF MARTINSVILLE WTP ENTRY POINT |  | 3 | 11/3/1975 12:00:00 AM
VA5690400 | GE | ICMT | YR | RT | Y | EP001 | EP001 | WTP FIN. WATER TAP | MARTINSVILLE, CITY OF | CITY OF MARTINSVILLE WTP ENTRY POINT |  | 1 | 11/3/1975 12:00:00 AM
VA5690400 | GE | NIT | YR | RT | Y | EP001 | EP001 | WTP FIN. WATER TAP | MARTINSVILLE, CITY OF | CITY OF MARTINSVILLE WTP ENTRY POINT |  | 1 | 11/3/1975 12:00:00 AM
VA5690400 | GE | VOC | YR | RT | Y | EP001 | EP001 | WTP FIN. WATER TAP | MARTINSVILLE, CITY OF | CITY OF MARTINSVILLE WTP ENTRY POINT |  | 1 | 11/3/1975 12:00:00 AM
VA5690400 | GE | TOCA | MN | RT | Y | IN004 | RW001 | COMBINED INTAKE SAMPLING RWT | MARTINSVILLE, CITY OF | COMBINED INTAKE - SAMPLING |  | 3 | 11/3/1975 12:00:00 AM
VA5690400 | GE | TOC | MN | RT | Y | TP001 | UP001 | COMPOSITE FILT.EFFL. | MARTINSVILLE, CITY OF | CITY OF MARTINSVILLE WTP |  | 3 | 11/3/1975 12:00:00 AM
VA5780600 | GE | THH5 | QT | RT | Y | DS001 | DBP01 | 1030 COWFORD ROAD | HCSA- LEIGH STREET PLANT | DISTRIBUTION SYSTEM |  | 1 | 7/7/2009 12:00:00 AM
VA5780600 | GE | THH5 | QT | RT | Y | DS001 | DBP05 | 710 HAMILTON BLVD | HCSA- LEIGH STREET PLANT | DISTRIBUTION SYSTEM |  | 1 | 7/7/2009 12:00:00 AM
VA5780600 | TC | TC | MN | RT | Y | DS001 | TCR01 |  | HCSA- LEIGH STREET PLANT | DISTRIBUTION SYSTEM |  | 30 | 7/7/2009 12:00:00 AM
VA5780600 | GE | FL2 | MN | ST | N | EP001 | EP001 | HIGH SERVICE TAP | HCSA- LEIGH STREET PLANT | ENTRY POINT TAP |  | 3 | 7/7/2009 12:00:00 AM
VA5780600 | GE | S001 | 3Y | RT | Y | EP001 | EP001 | HIGH SERVICE TAP | HCSA- LEIGH STREET PLANT | ENTRY POINT TAP |  | 1 | 7/7/2009 12:00:00 AM
VA5780600 | GE | S009 | 3Y | RT | Y | EP001 | EP001 | HIGH SERVICE TAP | HCSA- LEIGH STREET PLANT | ENTRY POINT TAP |  | 1 | 7/7/2009 12:00:00 AM
VA5780600 | GE | S113 | 3Y | RT | Y | EP001 | EP001 | HIGH SERVICE TAP | HCSA- LEIGH STREET PLANT | ENTRY POINT TAP |  | 1 | 7/7/2009 12:00:00 AM
VA5780600 | GE | S125 | 3Y | RT | Y | EP001 | EP001 | HIGH SERVICE TAP | HCSA- LEIGH STREET PLANT | ENTRY POINT TAP |  | 1 | 7/7/2009 12:00:00 AM
VA5780600 | GE | TOCA | QT | RT | Y | IN001 | RW001 | RAW WATER TAP | HCSA- LEIGH STREET PLANT | RAW WATER INTAKE |  | 1 | 7/7/2009 12:00:00 AM
VA5780600 | GE | TOC | QT | RT | Y | TP001 | UP001 | FILTER EFFLUENT | HCSA- LEIGH STREET PLANT | TREATMENT PLANT |  | 1 | 7/7/2009 12:00:00 AM
VA6013010 | GE | THH5 | QT | RT | Y | DS001 | DBP001 | 30 - 3700 N. DELAWARE - JAMESTOWN ES | ARLINGTON COUNTY | DISTRIBUTION SYSTEM |  | 1 | 12/27/1978 12:00:00 AM
VA6013010 | GE | THH5 | QT | RT | Y | DS001 | DBP002 | 33 - 1701 N. GEO. MASON DR - ARL HOSPITA | ARLINGTON COUNTY | DISTRIBUTION SYSTEM |  | 1 | 12/27/1978 12:00:00 AM
VA6013010 | GE | THH5 | QT | RT | Y | DS001 | DBP003 | 35 - 4202 28TH ST. S - ARL CO WATER CONT | ARLINGTON COUNTY | DISTRIBUTION SYSTEM |  | 1 | 12/27/1978 12:00:00 AM
VA6013010 | GE | THH5 | QT | RT | Y | DS001 | DBP004 | 14 - 3829 N. STAFFORD ST. - MADISON CTR | ARLINGTON COUNTY | DISTRIBUTION SYSTEM |  | 1 | 12/27/1978 12:00:00 AM
VA6013010 | GE | THH5 | QT | RT | Y | DS001 | DBP005 | 36 - FIRE STATION 1 - 500 S. GLEBE RD. | ARLINGTON COUNTY | DISTRIBUTION SYSTEM |  | 1 | 12/27/1978 12:00:00 AM
VA6013010 | GE | THH5 | QT | RT | Y | DS001 | DBP006 | 7 - 1501 N LINCOLN ST - ARL SCIENCE HS | ARLINGTON COUNTY | DISTRIBUTION SYSTEM |  | 1 | 12/27/1978 12:00:00 AM
VA6013010 | GE | THH5 | QT | RT | Y | DS001 | DBP007 | 19 - 1644 N MCKINLEY RD - WALTER REED SC | ARLINGTON COUNTY | DISTRIBUTION SYSTEM |  | 1 | 12/27/1978 12:00:00 AM
VA6013010 | GE | THH5 | QT | RT | Y | DS001 | DBP008 | 18 - 3520 N. POWHATAN ST MINOR HL TK PS | ARLINGTON COUNTY | DISTRIBUTION SYSTEM |  | 1 | 12/27/1978 12:00:00 AM
VA6013010 | PB | PBCU | 3Y | RT | Y | DS001 | LC002 | 1002 N CLEVELAND ST | ARLINGTON COUNTY | DISTRIBUTION SYSTEM | FSD | 1 | 12/27/1978 12:00:00 AM
VA6013010 | PB | PBCU | 3Y | RT | Y | DS001 | LC005 | 1022 N CLEVELAND ST | ARLINGTON COUNTY | DISTRIBUTION SYSTEM | FSD | 1 | 12/27/1978 12:00:00 AM
VA6013010 | PB | PBCU | 3Y | RT | Y | DS001 | LC008 | 1125 N VERMONT STREET | ARLINGTON COUNTY | DISTRIBUTION SYSTEM | FSD | 1 | 12/27/1978 12:00:00 AM
VA6013010 | PB | PBCU | 3Y | RT | Y | DS001 | LC010 | 1129 N VERMONT STREET | ARLINGTON COUNTY | DISTRIBUTION SYSTEM | FSD | 1 | 12/27/1978 12:00:00 AM
VA6013010 | PB | PBCU | 3Y | RT | Y | DS001 | LC011 | 1138 N UTAH STREET | ARLINGTON COUNTY | DISTRIBUTION SYSTEM | FSD | 1 | 12/27/1978 12:00:00 AM
VA6013010 | PB | PBCU | 3Y | RT | Y | DS001 | LC013 | 1267 OAKCREST RD | ARLINGTON COUNTY | DISTRIBUTION SYSTEM | FSD | 1 | 12/27/1978 12:00:00 AM
VA6013010 | PB | PBCU | 3Y | RT | Y | DS001 | LC015 | 1610 ARLINGTON BLVD | ARLINGTON COUNTY | DISTRIBUTION SYSTEM | FSD | 1 | 12/27/1978 12:00:00 AM
VA6013010 | PB | PBCU | 3Y | RT | Y | DS001 | LC017 | 18 S MANCHESTER ST | ARLINGTON COUNTY | DISTRIBUTION SYSTEM | FSD | 1 | 12/27/1978 12:00:00 AM
VA6013010 | PB | PBCU | 3Y | RT | Y | DS001 | LC018 | 1921 N WESTMORELAND ST | ARLINGTON COUNTY | DISTRIBUTION SYSTEM | FSD | 1 | 12/27/1978 12:00:00 AM
VA6013010 | PB | PBCU | 3Y | RT | Y | DS001 | LC019 | 1956 S ARLINGTON RIDGE RD | ARLINGTON COUNTY | DISTRIBUTION SYSTEM | FSD | 1 | 12/27/1978 12:00:00 AM
VA6013010 | PB | PBCU | 3Y | RT | Y | DS001 | LC022 | 206 N MONTAGUE ST | ARLINGTON COUNTY | DISTRIBUTION SYSTEM | FSD | 1 | 12/27/1978 12:00:00 AM
VA6013010 | PB | PBCU | 3Y | RT | Y | DS001 | LC027 | 2691 N MARCEY RD | ARLINGTON COUNTY | DISTRIBUTION SYSTEM | FSD | 1 | 12/27/1978 12:00:00 AM
VA6013010 | PB | PBCU | 3Y | RT | Y | DS001 | LC033 | 39 N HIGHLAND STREET | ARLINGTON COUNTY | DISTRIBUTION SYSTEM | FSD | 1 | 12/27/1978 12:00:00 AM
VA6013010 | PB | PBCU | 3Y | RT | Y | DS001 | LC039 | 4631 4TH RD N | ARLINGTON COUNTY | DISTRIBUTION SYSTEM | FSD | 1 | 12/27/1978 12:00:00 AM
VA6013010 | PB | PBCU | 3Y | RT | Y | DS001 | LC040 | 4779 25TH STREET N. | ARLINGTON COUNTY | DISTRIBUTION SYSTEM | FSD | 1 | 12/27/1978 12:00:00 AM
VA6013010 | PB | PBCU | 3Y | RT | Y | DS001 | LC045 | 628 S TAYLOR ST | ARLINGTON COUNTY | DISTRIBUTION SYSTEM | FSD | 1 | 12/27/1978 12:00:00 AM
VA6013010 | PB | PBCU | 3Y | RT | Y | DS001 | LC049 | 817 26TH ST S | ARLINGTON COUNTY | DISTRIBUTION SYSTEM | FSD | 1 | 12/27/1978 12:00:00 AM
VA6013010 | PB | PBCU | 3Y | RT | Y | DS001 | LC052 | 605 23RD ST S | ARLINGTON COUNTY | DISTRIBUTION SYSTEM | FSD | 1 | 12/27/1978 12:00:00 AM
VA6013010 | PB | PBCU | 3Y | RT | Y | DS001 | LC060 | 1620 ARLINGTON BLVD | ARLINGTON COUNTY | DISTRIBUTION SYSTEM | FSD | 1 | 12/27/1978 12:00:00 AM
VA6013010 | PB | PBCU | 3Y | RT | Y | DS001 | LC061 | 3830 13TH ST NORTH | ARLINGTON COUNTY | DISTRIBUTION SYSTEM | FSD | 1 | 12/27/1978 12:00:00 AM
VA6013010 | PB | PBCU | 3Y | RT | Y | DS001 | LC062 | 1136 N. RANDOLPH ST | ARLINGTON COUNTY | DISTRIBUTION SYSTEM | FSD | 1 | 12/27/1978 12:00:00 AM
VA6013010 | PB | PBCU | 3Y | RT | Y | DS001 | LC063 | 1139 N. TAYLOR ST | ARLINGTON COUNTY | DISTRIBUTION SYSTEM | FSD | 1 | 12/27/1978 12:00:00 AM
VA6013010 | PB | PBCU | 3Y | RT | Y | DS001 | LC064 | 1132 N. UTAH ST | ARLINGTON COUNTY | DISTRIBUTION SYSTEM | FSD | 1 | 12/27/1978 12:00:00 AM
VA6013010 | PB | PBCU | 3Y | RT | Y | DS001 | LC065 | 1108 N. TAYLOR ST | ARLINGTON COUNTY | DISTRIBUTION SYSTEM | FSD | 1 | 12/27/1978 12:00:00 AM
VA6013010 | PB | PBCU | 3Y | RT | Y | DS001 | LC071 | 1924 NORTH QUINTANA STREET | ARLINGTON COUNTY | DISTRIBUTION SYSTEM | FSD | 1 | 12/27/1978 12:00:00 AM
VA6013010 | PB | PBCU | 3Y | RT | Y | DS001 | LC075 | 4120 NELLIE CUSTIS DR. | ARLINGTON COUNTY | DISTRIBUTION SYSTEM | FSD | 1 | 12/27/1978 12:00:00 AM
VA6013010 | PB | PBCU | 3Y | RT | Y | DS001 | LC078 | 2669 MARCEY RD | ARLINGTON COUNTY | DISTRIBUTION SYSTEM | FSD | 1 | 12/27/1978 12:00:00 AM
VA6013010 | PB | PBCU | 3Y | RT | Y | DS001 | LC079 | 2665 MARCEY RD | ARLINGTON COUNTY | DISTRIBUTION SYSTEM | FSD | 1 | 12/27/1978 12:00:00 AM
VA6013010 | PB | PBCU | 3Y | RT | Y | DS001 | LC084 | 31 N HIGHLAND ST | ARLINGTON COUNTY | DISTRIBUTION SYSTEM | FSD | 1 | 12/27/1978 12:00:00 AM
VA6013010 | PB | PBCU | 3Y | RT | Y | DS001 | LC088 | 4610 4TH RD N | ARLINGTON COUNTY | DISTRIBUTION SYSTEM | FSD | 1 | 12/27/1978 12:00:00 AM
VA6013010 | PB | PBCU | 3Y | RT | Y | DS001 | LC089 | 3834 13TH ST N | ARLINGTON COUNTY | DISTRIBUTION SYSTEM | FSD | 1 | 12/27/1978 12:00:00 AM
VA6013010 | PB | PBCU | 3Y | RT | Y | DS001 | LC092 | 4633 4TH RD N | ARLINGTON COUNTY | DISTRIBUTION SYSTEM | FSD | 1 | 12/27/1978 12:00:00 AM
VA6013010 | PB | PBCU | 3Y | RT | Y | DS001 | LC094 | 400 N FLORIDA ST | ARLINGTON COUNTY | DISTRIBUTION SYSTEM | FSD | 1 | 12/27/1978 12:00:00 AM
VA6013010 | PB | PBCU | 3Y | RT | Y | DS001 | LC095 | 3832 13TH ST N | ARLINGTON COUNTY | DISTRIBUTION SYSTEM | FSD | 1 | 12/27/1978 12:00:00 AM
VA6013010 | PB | PBCU | 3Y | RT | Y | DS001 | LC096 | 1141 N TAYLOR ST | ARLINGTON COUNTY | DISTRIBUTION SYSTEM | FSD | 1 | 12/27/1978 12:00:00 AM
VA6013010 | PB | PBCU | 3Y | RT | Y | DS001 | LC097 | 3131 N MONROE ST | ARLINGTON COUNTY | DISTRIBUTION SYSTEM | FSD | 1 | 12/27/1978 12:00:00 AM
VA6013010 | PB | PBCU | 3Y | RT | Y | DS001 | LC101 | 1913 N WESTMORELAND ST | ARLINGTON COUNTY | DISTRIBUTION SYSTEM | FSD | 1 | 12/27/1978 12:00:00 AM
VA6013010 | PB | PBCU | 3Y | RT | Y | DS001 | LC103 | 2820 S MEADE ST | ARLINGTON COUNTY | DISTRIBUTION SYSTEM | FSD | 1 | 12/27/1978 12:00:00 AM
VA6013010 | PB | PBCU | 3Y | RT | Y | DS001 | LC106 | 3836 13TH ST N | ARLINGTON COUNTY | DISTRIBUTION SYSTEM | FSD | 1 | 12/27/1978 12:00:00 AM
VA6013010 | PB | PBCU | 3Y | RT | Y | DS001 | LC108 | 4405 11TH ST N | ARLINGTON COUNTY | DISTRIBUTION SYSTEM | FSD | 1 | 12/27/1978 12:00:00 AM
VA6013010 | PB | PBCU | 3Y | RT | Y | DS001 | LC110 | 2814 LORCOM LN | ARLINGTON COUNTY | DISTRIBUTION SYSTEM | FSD | 1 | 12/27/1978 12:00:00 AM
VA6013010 | PB | PBCU | 3Y | RT | Y | DS001 | LC112 | 3619 N KEMSINGTON ST | ARLINGTON COUNTY | DISTRIBUTION SYSTEM | FSD | 1 | 12/27/1978 12:00:00 AM
VA6013010 | PB | PBCU | 3Y | RT | Y | DS001 | LC117 | 2881 S GLEBE RD | ARLINGTON COUNTY | DISTRIBUTION SYSTEM | FSD | 1 | 12/27/1978 12:00:00 AM
VA6013010 | PB | PBCU | 3Y | RT | Y | DS001 | LC124 | 4517 11TH ST N | ARLINGTON COUNTY | DISTRIBUTION SYSTEM | FSD | 1 | 12/27/1978 12:00:00 AM
VA6013010 | PB | PBCU | 3Y | RT | Y | DS001 | LC125 | 812 S COURTHOUSE RD | ARLINGTON COUNTY | DISTRIBUTION SYSTEM | FSD | 1 | 12/27/1978 12:00:00 AM
VA6013010 | PB | PBCU | 3Y | RT | Y | DS001 | LC127 | 1125 N TAYLOR ST | ARLINGTON COUNTY | DISTRIBUTION SYSTEM | FSD | 1 | 12/27/1978 12:00:00 AM
VA6013010 | PB | PBCU | 3Y | RT | Y | DS001 | LC128 | 4511 11TH ST N | ARLINGTON COUNTY | DISTRIBUTION SYSTEM | FSD | 1 | 12/27/1978 12:00:00 AM
VA6013010 | PB | PBCU | 3Y | RT | Y | DS001 | LC129 | 401 N FLORIDA ST | ARLINGTON COUNTY | DISTRIBUTION SYSTEM | FSD | 1 | 12/27/1978 12:00:00 AM
VA6013010 | PB | PBCU | 3Y | RT | Y | DS001 | LC130 | 1917 N ROOSEVELT ST | ARLINGTON COUNTY | DISTRIBUTION SYSTEM | FSD | 1 | 12/27/1978 12:00:00 AM
VA6013010 | PB | PBCU | 3Y | RT | Y | DS001 | LC131 | 1905 N QUINCY ST | ARLINGTON COUNTY | DISTRIBUTION SYSTEM | FSD | 1 | 12/27/1978 12:00:00 AM
VA6013010 | TC | TC | MN | RT | Y | DS001 | TCR01 |  | ARLINGTON COUNTY | DISTRIBUTION SYSTEM |  | 360 | 12/27/1978 12:00:00 AM
VA6013080 | GE | THH5 | QT | RT | Y | DS001 | DBP001 | B-2 ALLIED AVIATION MAINTENANCE | NATIONAL AIRPORT | DISTRIBUTION SYSTEM |  | 1 | 7/2/1993 12:00:00 AM
VA6013080 | GE | THH5 | QT | RT | Y | DS001 | DBP002 | B-32 FUEL FARM | NATIONAL AIRPORT | DISTRIBUTION SYSTEM |  | 1 | 7/2/1993 12:00:00 AM
VA6013080 | PB | PBCU | 3Y | RT | Y | DS001 | LC003 | LC-17 | NATIONAL AIRPORT | DISTRIBUTION SYSTEM | FSD | 1 | 7/2/1993 12:00:00 AM
VA6013080 | PB | PBCU | 3Y | RT | Y | DS001 | LC004 | LC-18 | NATIONAL AIRPORT | DISTRIBUTION SYSTEM | FSD | 1 | 7/2/1993 12:00:00 AM
VA6013080 | PB | PBCU | 3Y | RT | Y | DS001 | LC005 | LC-19 | NATIONAL AIRPORT | DISTRIBUTION SYSTEM | FSD | 1 | 7/2/1993 12:00:00 AM
VA6013080 | PB | PBCU | 3Y | RT | Y | DS001 | LC006 | LC-20 | NATIONAL AIRPORT | DISTRIBUTION SYSTEM | FSD | 1 | 7/2/1993 12:00:00 AM
VA6013080 | PB | PBCU | 3Y | RT | Y | DS001 | LC007 | LC-21 | NATIONAL AIRPORT | DISTRIBUTION SYSTEM | FSD | 1 | 7/2/1993 12:00:00 AM
VA6013080 | PB | PBCU | 3Y | RT | Y | DS001 | LC008 | LC-23 | NATIONAL AIRPORT | DISTRIBUTION SYSTEM | FSD | 1 | 7/2/1993 12:00:00 AM
VA6013080 | PB | PBCU | 3Y | RT | Y | DS001 | LC009 | LC-24 | NATIONAL AIRPORT | DISTRIBUTION SYSTEM | FSD | 1 | 7/2/1993 12:00:00 AM
VA6013080 | PB | PBCU | 3Y | RT | Y | DS001 | LC010 | LC-25 | NATIONAL AIRPORT | DISTRIBUTION SYSTEM | FSD | 1 | 7/2/1993 12:00:00 AM
VA6013080 | PB | PBCU | 3Y | RT | Y | DS001 | LC012 | LC-27 | NATIONAL AIRPORT | DISTRIBUTION SYSTEM | FSD | 1 | 7/2/1993 12:00:00 AM
VA6013080 | PB | PBCU | 3Y | RT | Y | DS001 | LC013 | LC-28A | NATIONAL AIRPORT | DISTRIBUTION SYSTEM | FSD | 1 | 7/2/1993 12:00:00 AM
VA6013080 | PB | PBCU | 3Y | RT | Y | DS001 | LC014 | LC-30 | NATIONAL AIRPORT | DISTRIBUTION SYSTEM | FSD | 1 | 7/2/1993 12:00:00 AM
VA6013080 | PB | PBCU | 3Y | RT | Y | DS001 | LC015 | LC-31 | NATIONAL AIRPORT | DISTRIBUTION SYSTEM | FSD | 1 | 7/2/1993 12:00:00 AM
VA6013080 | PB | PBCU | 3Y | RT | Y | DS001 | LC016 | LC-31A | NATIONAL AIRPORT | DISTRIBUTION SYSTEM | FSD | 1 | 7/2/1993 12:00:00 AM
VA6013080 | PB | PBCU | 3Y | RT | Y | DS001 | LC017 | LC-34 | NATIONAL AIRPORT | DISTRIBUTION SYSTEM | FSD | 1 | 7/2/1993 12:00:00 AM
VA6013080 | PB | PBCU | 3Y | RT | Y | DS001 | LC018 | LC-35 | NATIONAL AIRPORT | DISTRIBUTION SYSTEM | FSD | 1 | 7/2/1993 12:00:00 AM
VA6013080 | PB | PBCU | 3Y | RT | Y | DS001 | LC019 | LC-35A | NATIONAL AIRPORT | DISTRIBUTION SYSTEM | FSD | 1 | 7/2/1993 12:00:00 AM
VA6013080 | PB | PBCU | 3Y | RT | Y | DS001 | LC020 | LC-3AA | NATIONAL AIRPORT | DISTRIBUTION SYSTEM | FSD | 1 | 7/2/1993 12:00:00 AM
VA6013080 | PB | PBCU | 3Y | RT | Y | DS001 | LC021 | LC-3B | NATIONAL AIRPORT | DISTRIBUTION SYSTEM | FSD | 1 | 7/2/1993 12:00:00 AM
VA6013080 | PB | PBCU | 3Y | RT | Y | DS001 | LC022 | LC-4 | NATIONAL AIRPORT | DISTRIBUTION SYSTEM | FSD | 1 | 7/2/1993 12:00:00 AM
VA6013080 | PB | PBCU | 3Y | RT | Y | DS001 | LC023 | LC-43 | NATIONAL AIRPORT | DISTRIBUTION SYSTEM | FSD | 1 | 7/2/1993 12:00:00 AM
VA6013080 | TC | TC | MN | RT | Y | DS001 | TCR01 |  | NATIONAL AIRPORT | DISTRIBUTION SYSTEM |  | 90 | 7/2/1993 12:00:00 AM
VA6013500 | GE | THH5 | QT | RT | Y | DS001 | DBP01 | 42 - 6065 N. WILSON BLVD. | ARLINGTON COUNTY - WILLSTON AREA | DISTRIBUTION SYSTEM |  | 1 | 3/22/1996 12:00:00 AM
VA6013500 | PB | PBCU | 3Y | RT | Y | DS001 | LCR006 | 866 N. OHIO ST. | ARLINGTON COUNTY - WILLSTON AREA | DISTRIBUTION SYSTEM | FSD | 1 | 3/22/1996 12:00:00 AM
VA6013500 | PB | PBCU | 3Y | RT | Y | DS001 | LCR016 | 19 N LIBERTY ST | ARLINGTON COUNTY - WILLSTON AREA | DISTRIBUTION SYSTEM | FSD | 1 | 3/22/1996 12:00:00 AM
VA6013500 | PB | PBCU | 3Y | RT | Y | DS001 | LCR018 | 208 N LIBERTY ST | ARLINGTON COUNTY - WILLSTON AREA | DISTRIBUTION SYSTEM | FSD | 1 | 3/22/1996 12:00:00 AM
VA6013500 | PB | PBCU | 3Y | RT | Y | DS001 | LCR023 | 401 N LOMBARDY ST | ARLINGTON COUNTY - WILLSTON AREA | DISTRIBUTION SYSTEM | FSD | 1 | 3/22/1996 12:00:00 AM
VA6013500 | PB | PBCU | 3Y | RT | Y | DS001 | LCR025 | 500 N LOMBARDY ST | ARLINGTON COUNTY - WILLSTON AREA | DISTRIBUTION SYSTEM | FSD | 1 | 3/22/1996 12:00:00 AM
VA6013500 | PB | PBCU | 3Y | RT | Y | DS001 | LCR034 | 6009 N 1ST STREET | ARLINGTON COUNTY - WILLSTON AREA | DISTRIBUTION SYSTEM | FSD | 1 | 3/22/1996 12:00:00 AM
VA6013500 | PB | PBCU | 3Y | RT | Y | DS001 | LCR035 | 6028 4TH ST N | ARLINGTON COUNTY - WILLSTON AREA | DISTRIBUTION SYSTEM | FSD | 1 | 3/22/1996 12:00:00 AM
VA6013500 | PB | PBCU | 3Y | RT | Y | DS001 | LCR041 | 890 MCKINLEY RD | ARLINGTON COUNTY - WILLSTON AREA | DISTRIBUTION SYSTEM | FSD | 1 | 3/22/1996 12:00:00 AM
VA6013500 | PB | PBCU | 3Y | RT | Y | DS001 | LCR059 | 405 N LOMBARDY ST | ARLINGTON COUNTY - WILLSTON AREA | DISTRIBUTION SYSTEM | FSD | 1 | 3/22/1996 12:00:00 AM
VA6013500 | PB | PBCU | 3Y | RT | Y | DS001 | LCR069 | 913 N MONTANA ST | ARLINGTON COUNTY - WILLSTON AREA | DISTRIBUTION SYSTEM | FSD | 1 | 3/22/1996 12:00:00 AM
VA6013500 | TC | TC | MN | RT | Y | DS001 | TCR01 |  | ARLINGTON COUNTY - WILLSTON AREA | DISTRIBUTION SYSTEM |  | 6 | 3/22/1996 12:00:00 AM
VA6013800 | GE | THH5 | YR | RT | Y | DS001 | DBP01 | 1625 BLDG., 8A NURSES STATION | VIRGINIA HOSPITAL CENTER | DISTRIBUTION SYSTEM |  | 1 | 2/5/2021 12:00:00 AM
VA6013800 | TC | TC | MN | RT | Y | DS001 | TCR01 |  | VIRGINIA HOSPITAL CENTER | DISTRIBUTION SYSTEM |  | 3 | 2/5/2021 12:00:00 AM
VA6033029 | TC | TC | QT | RT | Y | DS001 | TCR01 |  | BLUE IRIS | DISTRIBUTION - BLUE IRIS |  | 1 | 4/13/2016 12:00:00 AM
VA6033049 | PB | PBCU | 6M | RT | Y | DS001 | LC001 | TIMBERLINE LODGE - CHOWHALL BATHROOOM | WARRIORS HEART VIRGINIA | WARRIORS HEART VIRGINIA | FSD | 1 | 8/14/2023 12:00:00 AM
VA6033049 | PB | PBCU | 6M | RT | Y | DS001 | LC002 | NIGHTHAWK - LOUNGE (COMMON AREA) BATHRM | WARRIORS HEART VIRGINIA | WARRIORS HEART VIRGINIA | FSD | 1 | 8/14/2023 12:00:00 AM
VA6033049 | PB | PBCU | 6M | RT | Y | DS001 | LC003 | LANDSCAPING SHOP - BATHROOM | WARRIORS HEART VIRGINIA | WARRIORS HEART VIRGINIA | FSD | 1 | 8/14/2023 12:00:00 AM
VA6033049 | PB | PBCU | 6M | RT | Y | DS001 | LC004 | CLINICAL STAFF - BREAK/CONFERENCE ROOM | WARRIORS HEART VIRGINIA | WARRIORS HEART VIRGINIA | FSD | 1 | 8/14/2023 12:00:00 AM
VA6033049 | PB | PBCU | 6M | RT | Y | DS001 | LC005 | SHOP - HOUSEKEEPING SINK | WARRIORS HEART VIRGINIA | WARRIORS HEART VIRGINIA | FSD | 1 | 8/14/2023 12:00:00 AM
VA6033049 | TC | TC | MN | RT | Y | DS001 | TCR01 |  | WARRIORS HEART VIRGINIA | WARRIORS HEART VIRGINIA |  | 3 | 8/14/2023 12:00:00 AM
VA6033050 | PB | PBCU | 3Y | RT | Y | DS001 | LC002 | 2600 MEADOWS LN | CAMPBELL`S CREEK SUBDIVISION | CAMPBELL CREEK SUBDIVISION | FSD | 1 | 12/9/1988 12:00:00 AM
VA6033050 | PB | PBCU | 3Y | RT | Y | DS001 | LC003 | 2516 QUAIL OAK DR | CAMPBELL`S CREEK SUBDIVISION | CAMPBELL CREEK SUBDIVISION | FSD | 1 | 12/9/1988 12:00:00 AM
VA6033050 | PB | PBCU | 3Y | RT | Y | DS001 | LC011 | 2515 OUAIL OAK DRIVE | CAMPBELL`S CREEK SUBDIVISION | CAMPBELL CREEK SUBDIVISION | FSD | 1 | 12/9/1988 12:00:00 AM
VA6033050 | PB | PBCU | 3Y | RT | Y | DS001 | LC013 | 2514 EDGEWOOD DR. | CAMPBELL`S CREEK SUBDIVISION | CAMPBELL CREEK SUBDIVISION | FSD | 1 | 12/9/1988 12:00:00 AM
VA6033050 | PB | PBCU | 3Y | RT | Y | DS001 | LC014 | 2606 EDGEWOOD DR. | CAMPBELL`S CREEK SUBDIVISION | CAMPBELL CREEK SUBDIVISION | FSD | 1 | 12/9/1988 12:00:00 AM
VA6033050 | TC | TC | MN | RT | Y | DS001 | TCR01 |  | CAMPBELL`S CREEK SUBDIVISION | CAMPBELL CREEK SUBDIVISION |  | 3 | 12/9/1988 12:00:00 AM
VA6033050 | GE | VOC | YR | RT | Y | EP001 | EP001 | POE - WELL 1+2 | CAMPBELL`S CREEK SUBDIVISION | ENTRY POINT-WELL 1+2 |  | 1 | 12/9/1988 12:00:00 AM
VA6033050 | GE | VOC | 3Y | RT | Y | EP006 | EP006 | POE - WELL 6 | CAMPBELL`S CREEK SUBDIVISION | ENTRY POINT-WELL 6 |  | 1 | 12/9/1988 12:00:00 AM
VA6033050 | GE | MPN | YR | RT | Y | WL001 | RW001 | RAW WATER TAP | CAMPBELL`S CREEK SUBDIVISION | WELL 1 |  | 1 | 12/9/1988 12:00:00 AM
VA6033050 | GE | MPN | YR | RT | Y | WL002 | RW002 | RAW TAP | CAMPBELL`S CREEK SUBDIVISION | WELL 2 - REMOTE |  | 1 | 12/9/1988 12:00:00 AM
VA6033050 | GE | MPN | YR | RT | Y | WL006 | RW006 | RAW WATER TAP | CAMPBELL`S CREEK SUBDIVISION | WELL 6 |  | 1 | 12/9/1988 12:00:00 AM
VA6033050 | GE | THH5 | 3Y | RT | Y | DS001 | DBP02 | 5006 PINETREE DR | CAMPBELL`S CREEK SUBDIVISION | CAMPBELL CREEK SUBDIVISION |  | 1 | 1988-12-09
VA6033055 | TC | TC | QT | RT | Y | DS001 | TCR01 |  | CAMP TWENTY THREE TWELVE, LLC | DISTRIBUTION SYSTEM |  | 1 | 8/14/2013 12:00:00 AM
VA6033062 | TC | TC | MN | RT | Y | DS001 | TCR01 |  | THE CARMEL SCHOOL AT RUTHER GLEN | DISTRIBUTION SYSTEM |  | 3 | 11/18/2008 12:00:00 AM
VA6033062 | GE | MPN | YR | RT | Y | WL001 | RW001 | RAW TAP | THE CARMEL SCHOOL AT RUTHER GLEN | WELL 1 |  | 1 | 11/18/2008 12:00:00 AM
VA6033085 | GE | THH5 | YR | RT | Y | DS001 | DBP02 | BELMONT 59 | CAROLINE UTILITY SYSTEM | DISTRIBUTION - CAROLINE UTILITIES |  | 1 | 6/3/1994 12:00:00 AM
VA6033085 | PB | PBCU | 3Y | RT | Y | DS001 | LC001 | 20030 JEFF DAVIS - VDOT OFFICE | CAROLINE UTILITY SYSTEM | DISTRIBUTION - CAROLINE UTILITIES | FSD | 1 | 6/3/1994 12:00:00 AM
VA6033085 | PB | PBCU | 3Y | RT | Y | DS001 | LC002 | 20049 JEFF DAVIS - CENTURY 21 | CAROLINE UTILITY SYSTEM | DISTRIBUTION - CAROLINE UTILITIES | FSD | 1 | 6/3/1994 12:00:00 AM
VA6033085 | PB | PBCU | 3Y | RT | Y | DS001 | LC003 | 21518 JEFF DAVIS - MCBRIDE | CAROLINE UTILITY SYSTEM | DISTRIBUTION - CAROLINE UTILITIES | FSD | 1 | 6/3/1994 12:00:00 AM
VA6033085 | PB | PBCU | 3Y | RT | Y | DS001 | LC004 | 22182 JEFF DAVIS - VA SPORTS COMPLEX | CAROLINE UTILITY SYSTEM | DISTRIBUTION - CAROLINE UTILITIES | FSD | 1 | 6/3/1994 12:00:00 AM
VA6033085 | PB | PBCU | 3Y | RT | Y | DS001 | LC005 | 21268 JEFF DAVIS - MATIEAK | CAROLINE UTILITY SYSTEM | DISTRIBUTION - CAROLINE UTILITIES | FSD | 1 | 6/3/1994 12:00:00 AM
VA6033085 | PB | PBCU | 3Y | RT | Y | DS001 | LC006 | 23795 ROGERS CLARK - ELLIOTS AUTO | CAROLINE UTILITY SYSTEM | DISTRIBUTION - CAROLINE UTILITIES | FSD | 1 | 6/3/1994 12:00:00 AM
VA6033085 | PB | PBCU | 3Y | RT | Y | DS001 | LC007 | 23224 ROGERS CLARK - CA CO VISITOR CEN | CAROLINE UTILITY SYSTEM | DISTRIBUTION - CAROLINE UTILITIES | FSD | 1 | 6/3/1994 12:00:00 AM
VA6033085 | PB | PBCU | 3Y | RT | Y | DS001 | LC009 | 8179 ARBA DR - AMERICAN STONE | CAROLINE UTILITY SYSTEM | DISTRIBUTION - CAROLINE UTILITIES | FSD | 1 | 6/3/1994 12:00:00 AM
VA6033085 | PB | PBCU | 3Y | RT | Y | DS001 | LC010 | 12229 BIRKDALE - RASH | CAROLINE UTILITY SYSTEM | DISTRIBUTION - CAROLINE UTILITIES | FSD | 1 | 6/3/1994 12:00:00 AM
VA6033085 | PB | PBCU | 3Y | RT | Y | DS001 | LC019 | 7349 LADYSMITH - UNION 1ST BANK | CAROLINE UTILITY SYSTEM | DISTRIBUTION - CAROLINE UTILITIES | FSD | 1 | 6/3/1994 12:00:00 AM
VA6033085 | PB | PBCU | 3Y | RT | Y | DS001 | LC023 | 18157 MISS CLARA LN - ACORS | CAROLINE UTILITY SYSTEM | DISTRIBUTION - CAROLINE UTILITIES | FSD | 1 | 6/3/1994 12:00:00 AM
VA6033085 | PB | PBCU | 3Y | RT | Y | DS001 | LC027 | 25473 RUTHER GLEN - COVINGTON | CAROLINE UTILITY SYSTEM | DISTRIBUTION - CAROLINE UTILITIES | FSD | 1 | 6/3/1994 12:00:00 AM
VA6033085 | PB | PBCU | 3Y | RT | Y | DS001 | LC028 | 23036 SIR BARTON - LEE | CAROLINE UTILITY SYSTEM | DISTRIBUTION - CAROLINE UTILITIES | FSD | 1 | 6/3/1994 12:00:00 AM
VA6033085 | PB | PBCU | 3Y | RT | Y | DS001 | LC029 | 26670 SLASH PINE - ZUFALL | CAROLINE UTILITY SYSTEM | DISTRIBUTION - CAROLINE UTILITIES | FSD | 1 | 6/3/1994 12:00:00 AM
VA6033085 | PB | PBCU | 3Y | RT | Y | DS001 | LC031 | 26380 SHANNON MILL - CA PINES POA | CAROLINE UTILITY SYSTEM | DISTRIBUTION - CAROLINE UTILITIES | FSD | 1 | 6/3/1994 12:00:00 AM
VA6033085 | PB | PBCU | 3Y | RT | Y | DS001 | LC035 | 23346 TRIPLE CROWN - WILSON | CAROLINE UTILITY SYSTEM | DISTRIBUTION - CAROLINE UTILITIES | FSD | 1 | 6/3/1994 12:00:00 AM
VA6033085 | PB | PBCU | 3Y | RT | Y | DS001 | LC037 | 7236 WATKINS CT - PARTON | CAROLINE UTILITY SYSTEM | DISTRIBUTION - CAROLINE UTILITIES | FSD | 1 | 6/3/1994 12:00:00 AM
VA6033085 | PB | PBCU | 3Y | RT | Y | DS001 | LC038 | 24134 WELCOME WAY - US POST OFFICE | CAROLINE UTILITY SYSTEM | DISTRIBUTION - CAROLINE UTILITIES | FSD | 1 | 6/3/1994 12:00:00 AM
VA6033085 | PB | PBCU | 3Y | RT | Y | DS001 | LC039 | 10485 WHIRLAWAY - SMITH | CAROLINE UTILITY SYSTEM | DISTRIBUTION - CAROLINE UTILITIES | FSD | 1 | 6/3/1994 12:00:00 AM
VA6033085 | PB | PBCU | 3Y | RT | Y | DS001 | LC040 | 10501 WHIRLAWAY - MONTAGUE | CAROLINE UTILITY SYSTEM | DISTRIBUTION - CAROLINE UTILITIES | FSD | 1 | 6/3/1994 12:00:00 AM
VA6033085 | TC | TC | MN | RT | Y | DS001 | TCR01 |  | CAROLINE UTILITY SYSTEM | DISTRIBUTION - CAROLINE UTILITIES |  | 15 | 6/3/1994 12:00:00 AM
VA6033085 | GE | MPN | YR | RT | Y | WL004 | RW004 | RAW WATER TAP | CAROLINE UTILITY SYSTEM | PETRO TRUCK STOP WELL 4 |  | 1 | 6/3/1994 12:00:00 AM
VA6033085 | GE | MPN | YR | RT | Y | WL005 | RW005 | REST AREA WELL 2 | CAROLINE UTILITY SYSTEM | REST AREA WELL 2 |  | 1 | 6/3/1994 12:00:00 AM
VA6033085 | GE | MPN | YR | RT | Y | WL006 | RW006 | REST AREA WELL 3 | CAROLINE UTILITY SYSTEM | REST AREA WELL 3 |  | 1 | 6/3/1994 12:00:00 AM
VA6033085 | GE | MPN | YR | RT | Y | WL008 | RW008 | RAW WATER VSE 1 | CAROLINE UTILITY SYSTEM | VSE WELL 1 |  | 1 | 6/3/1994 12:00:00 AM
VA6033085 | GE | MPN | YR | RT | Y | WL010 | RW010 | RAW WATER DAYS INN 2 | CAROLINE UTILITY SYSTEM | DAYS INN WELL 2 |  | 1 | 6/3/1994 12:00:00 AM
VA6033085 | GE | MPN | YR | RT | Y | WL011 | RW011 | RAW WATER E.C. 2 | CAROLINE UTILITY SYSTEM | ECONO LODGE WELL 2 |  | 1 | 6/3/1994 12:00:00 AM
VA6033085 | GE | MPN | YR | RT | Y | WL013 | RW013 | ECONOLODGE WELL 1A | CAROLINE UTILITY SYSTEM | ECONOLODGE WELL 1A |  | 1 | 6/3/1994 12:00:00 AM
VA6033085 | GE | MPN | YR | RT | Y | WL014 | RW014 | VSE-2 RAW WATER | CAROLINE UTILITY SYSTEM | VSE WELL 2 |  | 1 | 6/3/1994 12:00:00 AM
VA6033085 | GE | MPN | YR | RT | Y | WL015 | RW015 | RAW WATER TAP | CAROLINE UTILITY SYSTEM | VSE WELL 3 (STARR WELL) |  | 1 | 6/3/1994 12:00:00 AM
VA6033087 | TC | TC | MN | RT | Y | DS001 | TCR01 |  | CAROLINE CO HIGH SCHOOL | DISTRIBUTION - CAROLINE HS |  | 6 | 3/1/1996 12:00:00 AM
VA6033105 | PB | PBCU | 3Y | RT | Y | DS001 | LC001 | LOTS 10 | CEDAR RIDGE MHP | DISTRIBUTION - CEDAR RIDGE MHP | FSD | 1 | 3/17/1989 12:00:00 AM
VA6033105 | PB | PBCU | 3Y | RT | Y | DS001 | LC002 | LOT 24 | CEDAR RIDGE MHP | DISTRIBUTION - CEDAR RIDGE MHP | FSD | 1 | 3/17/1989 12:00:00 AM
VA6033105 | PB | PBCU | 3Y | RT | Y | DS001 | LC003 | LOT 25 | CEDAR RIDGE MHP | DISTRIBUTION - CEDAR RIDGE MHP | FSD | 1 | 3/17/1989 12:00:00 AM
VA6033105 | PB | PBCU | 3Y | RT | Y | DS001 | LC004 | LOT 31 | CEDAR RIDGE MHP | DISTRIBUTION - CEDAR RIDGE MHP | FSD | 1 | 3/17/1989 12:00:00 AM
VA6033105 | PB | PBCU | 3Y | RT | Y | DS001 | LC005 | LOT 35 | CEDAR RIDGE MHP | DISTRIBUTION - CEDAR RIDGE MHP | FSD | 1 | 3/17/1989 12:00:00 AM
VA6033105 | TC | TC | MN | RT | Y | DS001 | TCR01 |  | CEDAR RIDGE MHP | DISTRIBUTION - CEDAR RIDGE MHP |  | 3 | 3/17/1989 12:00:00 AM
VA6033105 | GE | NIT | YR | RT | Y | EP001 | EP001 | ENTRY POINT- WELL #1 | CEDAR RIDGE MHP | ENTRY POINT WELL-1 |  | 1 | 3/17/1989 12:00:00 AM
VA6033105 | GE | NIT | YR | RT | Y | EP002 | EP002 | ENTRY POINT- WELL #2 | CEDAR RIDGE MHP | ENTRY POINT WELL-2 |  | 1 | 3/17/1989 12:00:00 AM
VA6033105 | GE | MPN | YR | RT | Y | WL001 | RW001 | WELL #1 RAW TAP | CEDAR RIDGE MHP | WELL #1 |  | 1 | 3/17/1989 12:00:00 AM
VA6033105 | GE | MPN | YR | RT | Y | WL002 | RW002 | WELL #2 RAW TAP | CEDAR RIDGE MHP | WELL #2 |  | 1 | 3/17/1989 12:00:00 AM
VA6033115 | TC | TC | MN | RT | Y | DS001 | TCR01 |  | GLEN MEADOWS MOBILE HOME PARK | GLEN MEADOWS |  | 3 | 4/19/1991 12:00:00 AM
VA6033115 | GE | MPN | YR | RT | Y | WL001 | RW001 | WELL 1 - TOP | GLEN MEADOWS MOBILE HOME PARK | WELL 1 - TOP OF HILL |  | 1 | 4/19/1991 12:00:00 AM
VA6033115 | GE | MPN | YR | RT | Y | WL002 | RW002 | WELL 2 - BOTTOM | GLEN MEADOWS MOBILE HOME PARK | WELL 2 - BOTTOM OF THE HILL |  | 1 | 4/19/1991 12:00:00 AM
VA6033115 | GE | MPN | YR | RT | Y | WL003 | RW003 | WELL 3 - OLD | GLEN MEADOWS MOBILE HOME PARK | WELL 3 - OLD (MIDDLE) |  | 1 | 4/19/1991 12:00:00 AM
VA6033150 | PB | PBCU | 6M | RT | Y | DS001 | LC001 | SHOP | CAROLINE CORRECTIONAL UNIT #2 | DISTRIBUTION - CORRECTIONAL UNIT 2 | FSD | 1 | 1/14/1990 12:00:00 AM
VA6033150 | PB | PBCU | 6M | RT | Y | DS001 | LC002 | KITCHEN MAIN | CAROLINE CORRECTIONAL UNIT #2 | DISTRIBUTION - CORRECTIONAL UNIT 2 | FSD | 1 | 1/14/1990 12:00:00 AM
VA6033150 | PB | PBCU | 6M | RT | Y | DS001 | LC003 | GUARDS QUARTERS | CAROLINE CORRECTIONAL UNIT #2 | DISTRIBUTION - CORRECTIONAL UNIT 2 | FSD | 1 | 1/14/1990 12:00:00 AM
VA6033150 | PB | PBCU | 6M | RT | Y | DS001 | LC004 | SUPT. RESIDENCE | CAROLINE CORRECTIONAL UNIT #2 | DISTRIBUTION - CORRECTIONAL UNIT 2 | FSD | 1 | 1/14/1990 12:00:00 AM
VA6033150 | PB | PBCU | 6M | RT | Y | DS001 | LC005 | LIEUTENANTS OFFICE | CAROLINE CORRECTIONAL UNIT #2 | DISTRIBUTION - CORRECTIONAL UNIT 2 | FSD | 1 | 1/14/1990 12:00:00 AM
VA6033150 | PB | PBCU | 6M | RT | Y | DS001 | LC006 | B DORM | CAROLINE CORRECTIONAL UNIT #2 | DISTRIBUTION - CORRECTIONAL UNIT 2 | FSD | 1 | 1/14/1990 12:00:00 AM
VA6033150 | PB | PBCU | 6M | RT | Y | DS001 | LC007 | KITCHEN BATHROOM | CAROLINE CORRECTIONAL UNIT #2 | DISTRIBUTION - CORRECTIONAL UNIT 2 | FSD | 1 | 1/14/1990 12:00:00 AM
VA6033150 | PB | PBCU | 6M | RT | Y | DS001 | LC008 | KITCHEN SINK | CAROLINE CORRECTIONAL UNIT #2 | DISTRIBUTION - CORRECTIONAL UNIT 2 | FSD | 1 | 1/14/1990 12:00:00 AM
VA6033150 | PB | PBCU | 6M | RT | Y | DS001 | LC009 | A DORM | CAROLINE CORRECTIONAL UNIT #2 | DISTRIBUTION - CORRECTIONAL UNIT 2 | FSD | 1 | 1/14/1990 12:00:00 AM
VA6033150 | PB | PBCU | 6M | RT | Y | DS001 | LC010 | ADMIN BLDG | CAROLINE CORRECTIONAL UNIT #2 | DISTRIBUTION - CORRECTIONAL UNIT 2 | FSD | 1 | 1/14/1990 12:00:00 AM
VA6033150 | TC | TC | MN | RT | Y | DS001 | TCR01 |  | CAROLINE CORRECTIONAL UNIT #2 | DISTRIBUTION - CORRECTIONAL UNIT 2 |  | 3 | 1/14/1990 12:00:00 AM
VA6033150 | GE | MPN | YR | RT | Y | WL002 | RW002 | WELL #2 | CAROLINE CORRECTIONAL UNIT #2 | WL002 |  | 1 | 1/14/1990 12:00:00 AM
VA6033150 | GE | MPN | YR | RT | Y | WL003 | RW003 | WELL #3 | CAROLINE CORRECTIONAL UNIT #2 | WL003 |  | 1 | 1/14/1990 12:00:00 AM
VA6033165 | TC | TC | QT | RT | Y | DS001 | TCR01 |  | DOLLAR GENERAL - HANOVER | DISTRIBUTION SYSTEM |  | 1 | 11/23/2020 12:00:00 AM
VA6033165 | GE | NIT | YR | RT | Y | EP001 | EP001 | ENTRY POINT | DOLLAR GENERAL - HANOVER | ENTRY POINT |  | 1 | 11/23/2020 12:00:00 AM
VA6033176 | TC | TC | QT | RT | Y | DS001 | TCR01 |  | DYSON'S | DISTRIBUTION - DYSONS |  | 1 | 3/20/2017 12:00:00 AM
VA6033200 | TC | TC | MN | RT | Y | DS001 | TCR01 |  | ELSINORE SUBDIVISION | ELSINORE DIST SYSTEM |  | 3 | 7/1/1981 12:00:00 AM
VA6033200 | GE | MPN | YR | RT | Y | WL001 | RW001 | RAW WATER TAP | ELSINORE SUBDIVISION | WELL 1 |  | 1 | 7/1/1981 12:00:00 AM
VA6033200 | GE | MPN | YR | RT | Y | WL01A | RW01A | RAW WATER WELL 1A | ELSINORE SUBDIVISION | WELL 1A |  | 1 | 7/1/1981 12:00:00 AM
VA6033200 | GE | THH5 | 3Y | RT | Y | DS001 | DBP01 | 17160 JOCASTA AVE -LOT 7 | ELSINORE SUBDIVISION | ELSINORE DIST SYSTEM |  | 1 | 1981-07-01
VA6033249 | TC | TC | MN | RT | Y | DS001 | TCR01 |  | FOUR WINDS CAMPGROUND | DISTRIBUTION - 4 WINDS CAMPGROUND |  | 6 | 1/1/1976 12:00:00 AM
VA6033249 | GE | MPN | YR | RT | Y | WL02B | RW02B | RAW TAP - WELL 2B | FOUR WINDS CAMPGROUND | DRILLED WELL #2B |  | 1 | 1/1/1976 12:00:00 AM
VA6033250 | TC | TC | QT | RT | Y | DS001 | TCR01 |  | FOUR WINDS CLUBHOUSE | DISTRIBUTION - 4 WINDS CLUBHOUSE |  | 1 | 2/3/1998 12:00:00 AM
VA6033251 | GE | THH5 | YR | RT | Y | DS001 | DBP01 | HQ2 - BLDG 1220 | FT WALKER - HEADQUARTERS | DISTRIBUTION - HEADQUARTERS |  | 1 | 1/1/1980 12:00:00 AM
VA6033251 | TC | TC | MN | RT | Y | DS001 | TCR01 |  | FT WALKER - HEADQUARTERS | DISTRIBUTION - HEADQUARTERS |  | 3 | 1/1/1980 12:00:00 AM
VA6033251 | GE | MPN | YR | RT | Y | WL028 | RW028 | RAW TAP AT HQ #2 | FT WALKER - HEADQUARTERS | WELL HQ #2 (PWAT 28) |  | 1 | 1/1/1980 12:00:00 AM
VA6033251 | GE | MPN | YR | RT | Y | WL029 | RW029 | RAW TAP AT HQ #1 | FT WALKER - HEADQUARTERS | WELL HQ #1 (PWAT 29) |  | 1 | 1/1/1980 12:00:00 AM
VA6033254 | TC | TC | QT | RT | Y | DS001 | TCR01 |  | FORT WALKER- QUARTERMASTER TTB | DISTRIBUTION - ARCHER |  | 1 | 2/28/1997 12:00:00 AM
VA6033254 | GE | NIT | YR | RT | Y | EP003 | EP003 | EP TAP AFTER ARCHER 1 TREATMENT | FORT WALKER- QUARTERMASTER TTB | ENTRY POINT - ARCHER #1 (PWAT 3) |  | 1 | 2/28/1997 12:00:00 AM
VA6033254 | GE | MPN | YR | RT | Y | WL003 | RW001 | RAW WATER TAP | FORT WALKER- QUARTERMASTER TTB | WELL - ARCHER 1 (PWAT 3) |  | 1 | 2/28/1997 12:00:00 AM
VA6033255 | TC | TC | QT | RT | Y | DS001 | TCR01 |  | FORT WALKER- SAGE TTB | COOKE CAMP DISTRIBUTION SYSTEM |  | 1 | 4/28/2022 12:00:00 AM
VA6033255 | GE | NIT | YR | RT | Y | EP004 | EP004 | EP TAP AT COOKE 1 (PWAT 4) | FORT WALKER- SAGE TTB | ENTRY POINT - COOKE 1 (PWAT4) |  | 1 | 4/28/2022 12:00:00 AM
VA6033255 | GE | MPN | YR | RT | Y | WL004 | RW004 | RAW TAP AT COOKE 1 (PWAT4) | FORT WALKER- SAGE TTB | WELL-COOKE #1 (PWAT4) |  | 1 | 4/28/2022 12:00:00 AM
VA6033256 | PB | PBCU | YR | RT | Y | DS001 | LC001 | BLDG - 290 | FT A P HILL - CENTRAL CAMP | DISTRIBUTION - CENTRAL CAMP/CACTF/PENDER | FSD | 1 | 1/1/1980 12:00:00 AM
VA6033256 | PB | PBCU | YR | RT | Y | DS001 | LC004 | BLDG - TO208 | FT A P HILL - CENTRAL CAMP | DISTRIBUTION - CENTRAL CAMP/CACTF/PENDER | FSD | 1 | 1/1/1980 12:00:00 AM
VA6033256 | PB | PBCU | YR | RT | Y | DS001 | LC008 | LODGE BLDG - SO254 | FT A P HILL - CENTRAL CAMP | DISTRIBUTION - CENTRAL CAMP/CACTF/PENDER | FSD | 1 | 1/1/1980 12:00:00 AM
VA6033256 | PB | PBCU | YR | RT | Y | DS001 | LC009 | LONGSTREET BLDG - 1525 | FT A P HILL - CENTRAL CAMP | DISTRIBUTION - CENTRAL CAMP/CACTF/PENDER | FSD | 1 | 1/1/1980 12:00:00 AM
VA6033256 | PB | PBCU | YR | RT | Y | DS001 | LC010 | LONGSTREET BLDG 1527 | FT A P HILL - CENTRAL CAMP | DISTRIBUTION - CENTRAL CAMP/CACTF/PENDER | FSD | 1 | 1/1/1980 12:00:00 AM
VA6033256 | TC | TC | MN | RT | Y | DS001 | TCR01 |  | FT A P HILL - CENTRAL CAMP | DISTRIBUTION - CENTRAL CAMP/CACTF/PENDER |  | 3 | 1/1/1980 12:00:00 AM
VA6033256 | GE | NIT | YR | RT | Y | EP007 | EP007 | EP TAP AT HETH 7A | FT A P HILL - CENTRAL CAMP | ENTRY POINT - HETH (PWAT 7A) |  | 1 | 1/1/1980 12:00:00 AM
VA6033256 | GE | NIT | YR | RT | Y | EP019 | EP019 | EP TAP AT DAVIS 1 | FT A P HILL - CENTRAL CAMP | ENTRY POINT - DAVIS #1 (PWAT 19) |  | 1 | 1/1/1980 12:00:00 AM
VA6033256 | GE | NIT | YR | RT | Y | EP033 | EP033 | EP TAP AT DROP ZONE 1 | FT A P HILL - CENTRAL CAMP | ENTRY POINT - DROP ZONE #1 (PWAT 33 |  | 1 | 1/1/1980 12:00:00 AM
VA6033256 | GE | NIT | YR | RT | Y | EP034 | EP034 | EP TAP AT LONGSTREET 1 | FT A P HILL - CENTRAL CAMP | ENTRY POINT - LONGSTREET #1 (PWAT34) |  | 1 | 1/1/1980 12:00:00 AM
VA6033256 | GE | NIT | YR | RT | Y | EP038 | EP038 | EP TAP AT DROPZONE 2 | FT A P HILL - CENTRAL CAMP | ENTRY POINT - DROP ZONE #2 (PWAT 38) |  | 1 | 1/1/1980 12:00:00 AM
VA6033256 | GE | NIT | YR | RT | Y | EP039 | EP039 | EP TAP AT DAVIS 2 | FT A P HILL - CENTRAL CAMP | ENTRY POINT - DAVIS #2 (PWAT 39) |  | 1 | 1/1/1980 12:00:00 AM
VA6033256 | GE | NIT | YR | RT | Y | EP044 | EP044 | EP TAP AT LODGE 2 (PWAT 44) | FT A P HILL - CENTRAL CAMP | ENTRY POINT - LODGE #2 (PWAT 44) |  | 1 | 1/1/1980 12:00:00 AM
VA6033256 | GE | NIT | YR | RT | Y | EP045 | EP045 | EP TAP AT DAVIS 3 (PWAT 45) | FT A P HILL - CENTRAL CAMP | ENTRY POINT - DAVIS #3 (PWAT45) |  | 1 | 1/1/1980 12:00:00 AM
VA6033256 | GE | NIT | YR | RT | Y | EP12A | EP12A | EP TAP AT RODES 1 | FT A P HILL - CENTRAL CAMP | ENTRY POINT - RODES #1A (PWAT 12A) |  | 1 | 1/1/1980 12:00:00 AM
VA6033256 | GE | NIT | YR | RT | Y | EP37A | EP37A | EP TAP AT ARENA 2 | FT A P HILL - CENTRAL CAMP | ENTRY POINT - ARENA #2A (PWAT 37A) |  | 1 | 1/1/1980 12:00:00 AM
VA6033256 | GE | MPN | YR | RT | Y | WL007 | RW007 | RAW TAP AT HETH 7A | FT A P HILL - CENTRAL CAMP | WELL - HETH 7A (PWAT 7A) |  | 1 | 1/1/1980 12:00:00 AM
VA6033256 | GE | MPN | YR | RT | Y | WL019 | RW019 | RAW TAP AT DAVIS 1 | FT A P HILL - CENTRAL CAMP | WELL - DAVIS #1 (PWAT 19) |  | 1 | 1/1/1980 12:00:00 AM
VA6033256 | GE | MPN | YR | RT | Y | WL033 | RW033 | RAW TAP AT DROP ZONE 1 | FT A P HILL - CENTRAL CAMP | WELL - DROP ZONE #1 (PWAT 33) |  | 1 | 1/1/1980 12:00:00 AM
VA6033256 | GE | MPN | YR | RT | Y | WL034 | RW034 | RAW TAP AT LONGSTREET | FT A P HILL - CENTRAL CAMP | WELL - LONGSTREET #1 (PWAT 34) |  | 1 | 1/1/1980 12:00:00 AM
VA6033256 | GE | MPN | YR | RT | Y | WL036 | RW036 | RAW TAP AT ARENA 1 | FT A P HILL - CENTRAL CAMP | WELL - ARENA #1 (PWAT 36) |  | 1 | 1/1/1980 12:00:00 AM
VA6033256 | GE | MPN | YR | RT | Y | WL038 | RW038 | RAW TAP AT DROPZONE 2 | FT A P HILL - CENTRAL CAMP | WELL - DROP ZONE #2 (PWAT 38) |  | 1 | 1/1/1980 12:00:00 AM
VA6033256 | GE | MPN | YR | RT | Y | WL039 | RW039 | RAW TAP AT DAVIS 2 | FT A P HILL - CENTRAL CAMP | WELL - DAVIS #2 (PWAT 39) |  | 1 | 1/1/1980 12:00:00 AM
VA6033256 | GE | MPN | YR | RT | Y | WL044 | RW044 | RAW TAP AT LODGE 2 | FT A P HILL - CENTRAL CAMP | WELL - LODGE #2 (PWAT 44) |  | 1 | 1/1/1980 12:00:00 AM
VA6033256 | GE | MPN | YR | RT | Y | WL045 | RW045 | RAW TAP AT DAVIS 3 | FT A P HILL - CENTRAL CAMP | WELL - DAVIS #3 (PWAT 45) |  | 1 | 1/1/1980 12:00:00 AM
VA6033256 | GE | MPN | YR | RT | Y | WL12A | RW12A | RAW TAP AT RODES 1 | FT A P HILL - CENTRAL CAMP | WELL - RODES #1 (PWAT 12A) |  | 1 | 1/1/1980 12:00:00 AM
VA6033256 | GE | MPN | YR | RT | Y | WL37A | RW37A | RAW TAP AT ARENA 2 | FT A P HILL - CENTRAL CAMP | WELL - ARENA #2 (PWAT 37A) |  | 1 | 1/1/1980 12:00:00 AM
VA6033260 | TC | TC | MN | RT | Y | DS001 | TCR01 |  | FORT WALKER - EOD | EOD TRAINING BUILDING |  | 3 | 10/7/2011 12:00:00 AM
VA6033260 | GE | MPN | YR | RT | Y | WL051 | RW051 | RAW TAP AT EOD 1 | FORT WALKER - EOD | WELL - EOD 1 |  | 1 | 10/7/2011 12:00:00 AM
VA6033263 | TC | TC | QT | RT | Y | DS001 | TCR01 |  | FORT WALKER- RAPPAHANNOCK | RAPPAHANOCK SYSTEM |  | 1 | 4/28/2022 12:00:00 AM
VA6033263 | GE | NIT | YR | RT | Y | EP011 | EP011 | EP TAP AT RAPPA | FORT WALKER- RAPPAHANNOCK | ENTRY POINT - RAPPA (BOTH WELLS) |  | 1 | 4/28/2022 12:00:00 AM
VA6033263 | GE | MPN | YR | RT | Y | WL011 | RW011 | RAW TAP AT RAPPA 1 | FORT WALKER- RAPPAHANNOCK | WELL RAPPA 1 (PWAT 11) |  | 1 | 4/28/2022 12:00:00 AM
VA6033263 | GE | MPN | YR | RT | Y | WL11A | RW11A | RAW TAP AT RAPPA 1A | FORT WALKER- RAPPAHANNOCK | WELL RAPPA 2 (PWAT 11A) |  | 1 | 4/28/2022 12:00:00 AM
VA6033265 | TC | TC | QT | RT | Y | DS001 | TCR01 |  | FORT WALKER- WARRIOR TTB | DISTRIBUTION - WILCOX |  | 1 | 2/28/1997 12:00:00 AM
VA6033265 | GE | MPN | YR | RT | Y | WL022 | RW022 | RAW WATER TAP 22 | FORT WALKER- WARRIOR TTB | WILCOX 1 - PWAT 22 |  | 1 | 2/28/1997 12:00:00 AM
VA6033265 | GE | MPN | YR | RT | Y | WL023 | RW023 | RAW WATER TAP 23 | FORT WALKER- WARRIOR TTB | WILCOX 2 - PWAT 23 |  | 1 | 2/28/1997 12:00:00 AM
VA6033265 | GE | MPN | YR | RT | Y | WL043 | RW043 | RAW WATER TAP 43 | FORT WALKER- WARRIOR TTB | WILCOX 3 - PWAT 43 |  | 1 | 2/28/1997 12:00:00 AM
VA6033270 | TC | TC | QT | RT | Y | DS001 | TCR01 |  | FORT WALKER- 1200 METER RANGE | DISTRIBUTION - 1200M |  | 1 | 8/26/2014 12:00:00 AM
VA6033270 | GE | MPN | YR | RT | Y | WL052 | RW052 | RAW TAP AT 1200M #1 | FORT WALKER- 1200 METER RANGE | 1200 M WELL 1 (PWAT 52) |  | 1 | 8/26/2014 12:00:00 AM
VA6033350 | TC | TC | MN | RT | Y | DS001 | TCR01 |  | HIDDEN ACRES FAMILY CAMPGROUND | DISTRIBUTION SYSTEM |  | 3 | 1/1/1901 12:00:00 AM
VA6033355 | TC | TC | QT | RT | Y | DS001 | TCR01 |  | HORNES | DISTRIBUTION SYSTEM |  | 1 | 1/1/1900 12:00:00 AM
VA6033362 | TC | TC | QT | RT | Y | DS001 | TCR01 |  | NPS - JACKSON SHRINE | N P S JACKSON SHRINE |  | 1 | 12/17/1997 12:00:00 AM
VA6033362 | GE | NIT | YR | RT | Y | EP001 | EP001 | TAP AFTER TREATMENT | NPS - JACKSON SHRINE | POE - WELL |  | 1 | 12/17/1997 12:00:00 AM
VA6033362 | GE | MPN | YR | RT | Y | WL001 | RW001 | WELL DISCH | NPS - JACKSON SHRINE | DRILLED WELL |  | 1 | 12/17/1997 12:00:00 AM
VA6033425 | GE | THH5 | QT | RT | Y | DS001 | DBP02 | LOT 1072- 200 NORFOLK DRIVE | LAKE CAROLINE | DISTRIBUTION - LAKE CAROLINE |  | 1 | 6/24/1977 12:00:00 AM
VA6033425 | TC | TC | MN | RT | Y | DS001 | TCR01 |  | LAKE CAROLINE | DISTRIBUTION - LAKE CAROLINE |  | 9 | 6/24/1977 12:00:00 AM
VA6033425 | GE | TOCA | MN | RT | Y | IN01D | RW004 | STEVENS MILL RN | LAKE CAROLINE | STEVENS MILL RN |  | 3 | 6/24/1977 12:00:00 AM
VA6033425 | GE | TOC | MN | RT | Y | TP01D | UP004 | COMB FLTR SAMPLE PUMP | LAKE CAROLINE | WTP - FILTRATION |  | 3 | 6/24/1977 12:00:00 AM
VA6033425 | GE | MPN | YR | RT | Y | WL01A | RW001 | WELL 1A (DRILLED SEPT 2014) | LAKE CAROLINE | WELL 1A (DRILLED SEPT 2014) |  | 1 | 6/24/1977 12:00:00 AM
VA6033425 | GE | MPN | YR | RT | Y | WL01B | RW002 | WELL 1B (DRILLED OCTOBER 2014) | LAKE CAROLINE | WELL 1B (DRILLED OCT 2014) |  | 1 | 6/24/1977 12:00:00 AM
VA6033425 | GE | MPN | YR | RT | Y | WL01C | RW003 | WELL 1C (DRILLED OCT 2014) | LAKE CAROLINE | WELL 1C (DRILLED OCT 2014) |  | 1 | 6/24/1977 12:00:00 AM
VA6033450 | GE | THH5 | YR | RT | Y | DS001 | DB001 | 5 INGRAM CT - LOT 190 | LAKE LAND`OR | DIST- LAKE LAND'OR |  | 1 | 4/13/1990 12:00:00 AM
VA6033450 | PB | PBCU | 3Y | RT | Y | DS001 | LC002 | 24 BENNER LOOP | LAKE LAND`OR | DIST- LAKE LAND'OR | FSD | 1 | 4/13/1990 12:00:00 AM
VA6033450 | PB | PBCU | 3Y | RT | Y | DS001 | LC004 | 585 WELSH | LAKE LAND`OR | DIST- LAKE LAND'OR | FSD | 1 | 4/13/1990 12:00:00 AM
VA6033450 | PB | PBCU | 3Y | RT | Y | DS001 | LC006 | 216 REMINGTON DR | LAKE LAND`OR | DIST- LAKE LAND'OR | FSD | 1 | 4/13/1990 12:00:00 AM
VA6033450 | PB | PBCU | 3Y | RT | Y | DS001 | LC007 | 915 KENT DR | LAKE LAND`OR | DIST- LAKE LAND'OR | FSD | 1 | 4/13/1990 12:00:00 AM
VA6033450 | PB | PBCU | 3Y | RT | Y | DS001 | LC008 | 907 KENT DR | LAKE LAND`OR | DIST- LAKE LAND'OR | FSD | 1 | 4/13/1990 12:00:00 AM
VA6033450 | PB | PBCU | 3Y | RT | Y | DS001 | LC009 | 501 WELSH DR | LAKE LAND`OR | DIST- LAKE LAND'OR | FSD | 1 | 4/13/1990 12:00:00 AM
VA6033450 | PB | PBCU | 3Y | RT | Y | DS001 | LC010 | 207 REMINGTON DR | LAKE LAND`OR | DIST- LAKE LAND'OR | FSD | 1 | 4/13/1990 12:00:00 AM
VA6033450 | PB | PBCU | 3Y | RT | Y | DS001 | LC019 | 515 WELSH | LAKE LAND`OR | DIST- LAKE LAND'OR | FSD | 1 | 4/13/1990 12:00:00 AM
VA6033450 | PB | PBCU | 3Y | RT | Y | DS001 | LC021 | 583 WELSH DR. | LAKE LAND`OR | DIST- LAKE LAND'OR | FSD | 1 | 4/13/1990 12:00:00 AM
VA6033450 | PB | PBCU | 3Y | RT | Y | DS001 | LC022 | 469 CORNWALL | LAKE LAND`OR | DIST- LAKE LAND'OR | FSD | 1 | 4/13/1990 12:00:00 AM
VA6033450 | PB | PBCU | 3Y | RT | Y | DS001 | LC024 | 554 WELSH DR. | LAKE LAND`OR | DIST- LAKE LAND'OR | FSD | 1 | 4/13/1990 12:00:00 AM
VA6033450 | PB | PBCU | 3Y | RT | Y | DS001 | LC034 | 745 CANTERBURY DR | LAKE LAND`OR | DIST- LAKE LAND'OR | FSD | 1 | 4/13/1990 12:00:00 AM
VA6033450 | PB | PBCU | 3Y | RT | Y | DS001 | LC035 | 732 CANTERBURY DR | LAKE LAND`OR | DIST- LAKE LAND'OR | FSD | 1 | 4/13/1990 12:00:00 AM
VA6033450 | PB | PBCU | 3Y | RT | Y | DS001 | LC036 | 611 SOUTHAMPTON | LAKE LAND`OR | DIST- LAKE LAND'OR | FSD | 1 | 4/13/1990 12:00:00 AM
VA6033450 | PB | PBCU | 3Y | RT | Y | DS001 | LC038 | 212 VICTORY DR. | LAKE LAND`OR | DIST- LAKE LAND'OR | FSD | 1 | 4/13/1990 12:00:00 AM
VA6033450 | PB | PBCU | 3Y | RT | Y | DS001 | LC040 | 809 MOORFIELD | LAKE LAND`OR | DIST- LAKE LAND'OR | FSD | 1 | 4/13/1990 12:00:00 AM
VA6033450 | PB | PBCU | 3Y | RT | Y | DS001 | LC043 | 124 ACKERMAN LN | LAKE LAND`OR | DIST- LAKE LAND'OR | FSD | 1 | 4/13/1990 12:00:00 AM
VA6033450 | PB | PBCU | 3Y | RT | Y | DS001 | LC044 | 10 MAHON CIR | LAKE LAND`OR | DIST- LAKE LAND'OR | FSD | 1 | 4/13/1990 12:00:00 AM
VA6033450 | PB | PBCU | 3Y | RT | Y | DS001 | LC046 | 101 NEEDWOOD DR | LAKE LAND`OR | DIST- LAKE LAND'OR | FSD | 1 | 4/13/1990 12:00:00 AM
VA6033450 | PB | PBCU | 3Y | RT | Y | DS001 | LC048 | 511 REDGROUND DR | LAKE LAND`OR | DIST- LAKE LAND'OR | FSD | 1 | 4/13/1990 12:00:00 AM
VA6033450 | TC | TC | MN | RT | Y | DS001 | TCR01 |  | LAKE LAND`OR | DIST- LAKE LAND'OR |  | 15 | 4/13/1990 12:00:00 AM
VA6033450 | GE | VOC | YR | RT | Y | EP010 | EP010 | ENTRY POINT- WELL 10 | LAKE LAND`OR | ENTRY POINT WELL-10 |  | 1 | 4/13/1990 12:00:00 AM
VA6033450 | GE | MPN | YR | RT | Y | WL002 | RW002 | RAW WATER TAP | LAKE LAND`OR | WELL 2 |  | 1 | 4/13/1990 12:00:00 AM
VA6033450 | GE | MPN | YR | RT | Y | WL003 | RW003 | RAW WATER TAP | LAKE LAND`OR | WELL 3 |  | 1 | 4/13/1990 12:00:00 AM
VA6033450 | GE | MPN | YR | RT | Y | WL006 | RW006 | RAW TAP | LAKE LAND`OR | WELL 6 |  | 1 | 4/13/1990 12:00:00 AM
VA6033450 | GE | MPN | YR | RT | Y | WL007 | RW007 | RAW WATER TAP | LAKE LAND`OR | WELL 7 |  | 1 | 4/13/1990 12:00:00 AM
VA6033450 | GE | MPN | YR | RT | Y | WL008 | RW008 | RAW TAP | LAKE LAND`OR | WELL 8 |  | 1 | 4/13/1990 12:00:00 AM
VA6033450 | GE | MPN | YR | RT | Y | WL009 | RW009 | WL DSCG LN | LAKE LAND`OR | WELL 9 |  | 1 | 4/13/1990 12:00:00 AM
VA6033450 | GE | MPN | YR | RT | Y | WL010 | RW010 | WELL 10 | LAKE LAND`OR | WELL 10 |  | 1 | 4/13/1990 12:00:00 AM
VA6033450 | GE | MPN | YR | RT | Y | WL011 | RW011 | WELL DISCHARGE LINE | LAKE LAND`OR | WELL 11 |  | 1 | 4/13/1990 12:00:00 AM
VA6033450 | GE | MPN | YR | RT | Y | WL012 | RW012 | WELL 12 | LAKE LAND`OR | WELL 12 |  | 1 | 4/13/1990 12:00:00 AM
VA6033450 | GE | MPN | YR | RT | Y | WL013 | RW013 | RAW TAP | LAKE LAND`OR | WELL 13 |  | 1 | 4/13/1990 12:00:00 AM
VA6033455 | PB | PBCU | 3Y | RT | Y | DS001 | LC001 | LOT 6 | LAKESHORE MHP | LAKESHORE MHP | FSD | 1 | 4/1/1991 12:00:00 AM
VA6033455 | PB | PBCU | 3Y | RT | Y | DS001 | LC002 | LOT 6A | LAKESHORE MHP | LAKESHORE MHP | FSD | 1 | 4/1/1991 12:00:00 AM
VA6033455 | PB | PBCU | 3Y | RT | Y | DS001 | LC003 | LOT 7 | LAKESHORE MHP | LAKESHORE MHP | FSD | 1 | 4/1/1991 12:00:00 AM
VA6033455 | PB | PBCU | 3Y | RT | Y | DS001 | LC005 | LOT 8A | LAKESHORE MHP | LAKESHORE MHP | FSD | 1 | 4/1/1991 12:00:00 AM
VA6033455 | PB | PBCU | 3Y | RT | Y | DS001 | LC006 | LOT 11 | LAKESHORE MHP | LAKESHORE MHP | FSD | 1 | 4/1/1991 12:00:00 AM
VA6033455 | TC | TC | MN | RT | Y | DS001 | TCR01 |  | LAKESHORE MHP | LAKESHORE MHP |  | 3 | 4/1/1991 12:00:00 AM
VA6033455 | GE | NIT | YR | RT | Y | EP001 | EP001 | ENTRY POINT- WELL #1 | LAKESHORE MHP | ENTRY POINT WELL-1 |  | 1 | 4/1/1991 12:00:00 AM
VA6033455 | GE | NIT | YR | RT | Y | EP002 | EP002 | ENTRY POINT- WELL #2 | LAKESHORE MHP | ENTRY POINT WELL-2 |  | 1 | 4/1/1991 12:00:00 AM
VA6033455 | GE | MPN | YR | RT | Y | WL001 | RW001 | RAW WATER TAP | LAKESHORE MHP | WELL 1 |  | 1 | 4/1/1991 12:00:00 AM
VA6033455 | GE | MPN | YR | RT | Y | WL002 | RW002 | RAW WATER TAP | LAKESHORE MHP | WELL 2 |  | 1 | 4/1/1991 12:00:00 AM
VA6033490 | TC | TC | QT | RT | Y | DS001 | TCR01 |  | MATTAPONI SPRINGS GOLF COURSE | DISTRIBUTION - MATTAPONI GC |  | 1 | 10/27/2004 12:00:00 AM
VA6033500 | TC | TC | MN | RT | Y | DS001 | TCR01 |  | MILFORD SANITARY DISTRICT | DISTRIBUTION - MILFORD |  | 3 | 6/24/1983 12:00:00 AM
VA6033503 | TC | TC | MN | RT | Y | DS001 | TCR01 |  | MISS ALYSON'S LLC | DISTRIBUTION - MISS ALLYSON |  | 3 | 12/9/2016 12:00:00 AM
VA6033505 | TC | TC | MN | RT | Y | DS001 | TCR01 |  | WOODFORD ESTATES MHC | WOODFORD MOBILE HOME PARK |  | 3 | 7/1/1993 12:00:00 AM
VA6033505 | GE | MPN | YR | RT | Y | WL002 | RW002 | WELL 2 | WOODFORD ESTATES MHC | WELL 2 |  | 1 | 7/1/1993 12:00:00 AM
VA6033505 | GE | MPN | YR | RT | Y | WL003 | RW003 | WELL 3 | WOODFORD ESTATES MHC | WELL 3 |  | 1 | 7/1/1993 12:00:00 AM
VA6033513 | TC | TC | QT | RT | Y | DS001 | TCR01 |  | PENDLETON GOLF CLUB | DISTRIBUTION - PENDLETON GC |  | 1 | 12/28/2006 12:00:00 AM
VA6033515 | TC | TC | MN | RT | Y | DS001 | TCR01 |  | PEUMANSEND CREEK REGIONAL JAIL | DISTRIBUTION SYSTEM |  | 3 | 7/9/2018 12:00:00 AM
VA6033515 | GE | MPN | YR | RT | Y | WL001 | RW001 | WELL NO 1 | PEUMANSEND CREEK REGIONAL JAIL | WELL NO 1 |  | 1 | 7/9/2018 12:00:00 AM
VA6033515 | GE | MPN | YR | RT | Y | WL002 | RW002 | WELL NO 2 | PEUMANSEND CREEK REGIONAL JAIL | WELL NO 2 |  | 1 | 7/9/2018 12:00:00 AM
VA6033545 | TC | TC | MN | RT | Y | DS001 | TCR01 |  | STATE FAIR OF VA | DISTRIBUTION - STATE FAIR |  | 2 | 5/24/2012 12:00:00 AM
VA6033545 | TC | TC | MN | RT | Y | DS001 | TCR01 |  | STATE FAIR OF VA | DISTRIBUTION - STATE FAIR |  | 5 | 5/24/2012 12:00:00 AM
VA6033550 | GE | THH5 | YR | RT | Y | DS001 | DBP01 | FH @ 16033 FREDERICKSBURG TPK | BOWLING GREEN, TOWN OF | DISTRIBUTION BOWLING GREEN |  | 1 | 6/24/1977 12:00:00 AM
VA6033550 | PB | PBCU | 3Y | RT | Y | DS001 | LC001 | 17441 HARDING DR | BOWLING GREEN, TOWN OF | DISTRIBUTION BOWLING GREEN | FSD | 1 | 6/24/1977 12:00:00 AM
VA6033550 | PB | PBCU | 3Y | RT | Y | DS001 | LC002 | 17458 HARDING DR. | BOWLING GREEN, TOWN OF | DISTRIBUTION BOWLING GREEN | FSD | 1 | 6/24/1977 12:00:00 AM
VA6033550 | PB | PBCU | 3Y | RT | Y | DS001 | LC003 | 17353 HARDING DR | BOWLING GREEN, TOWN OF | DISTRIBUTION BOWLING GREEN | FSD | 1 | 6/24/1977 12:00:00 AM
VA6033550 | PB | PBCU | 3Y | RT | Y | DS001 | LC004 | 17332 HARDING DR | BOWLING GREEN, TOWN OF | DISTRIBUTION BOWLING GREEN | FSD | 1 | 6/24/1977 12:00:00 AM
VA6033550 | PB | PBCU | 3Y | RT | Y | DS001 | LC005 | 17469 HARDING DR | BOWLING GREEN, TOWN OF | DISTRIBUTION BOWLING GREEN | FSD | 1 | 6/24/1977 12:00:00 AM
VA6033550 | PB | PBCU | 3Y | RT | Y | DS001 | LC006 | 16055 TYLER CT | BOWLING GREEN, TOWN OF | DISTRIBUTION BOWLING GREEN | FSD | 1 | 6/24/1977 12:00:00 AM
VA6033550 | PB | PBCU | 3Y | RT | Y | DS001 | LC007 | 16047 TYLER CT | BOWLING GREEN, TOWN OF | DISTRIBUTION BOWLING GREEN | FSD | 1 | 6/24/1977 12:00:00 AM
VA6033550 | PB | PBCU | 3Y | RT | Y | DS001 | LC012 | 143 MAURY AVE | BOWLING GREEN, TOWN OF | DISTRIBUTION BOWLING GREEN | FSD | 1 | 6/24/1977 12:00:00 AM
VA6033550 | PB | PBCU | 3Y | RT | Y | DS001 | LC013 | 15421 CAROLINE MANOR APT 6B | BOWLING GREEN, TOWN OF | DISTRIBUTION BOWLING GREEN | FSD | 1 | 6/24/1977 12:00:00 AM
VA6033550 | PB | PBCU | 3Y | RT | Y | DS001 | LC014 | 15421 CAROLINE MANOR APT 2C | BOWLING GREEN, TOWN OF | DISTRIBUTION BOWLING GREEN | FSD | 1 | 6/24/1977 12:00:00 AM
VA6033550 | TC | TC | MN | RT | Y | DS001 | TCR01 |  | BOWLING GREEN, TOWN OF | DISTRIBUTION BOWLING GREEN |  | 6 | 6/24/1977 12:00:00 AM
VA6033550 | GE | RADA | QT | RT | Y | EP001 | EP001 | WELL1A - TAP AFTER TREATMENT | BOWLING GREEN, TOWN OF | ENTRY POINT 1 (WELL 1A) |  | 1 | 6/24/1977 12:00:00 AM
VA6033550 | GE | RADA | QT | RT | Y | EP004 | EP004 | WELL 4- TAP AFTER TREATMENT | BOWLING GREEN, TOWN OF | ENTRY POINT 4 (WELL 4) |  | 1 | 6/24/1977 12:00:00 AM
VA6033550 | GE | RADA | QT | RT | Y | EP005 | EP005 | WELL 5 - TAP AFTER TREATMENT | BOWLING GREEN, TOWN OF | ENTRY POINT 5 (WELL 5) |  | 1 | 6/24/1977 12:00:00 AM
VA6033550 | GE | MPN | YR | RT | Y | WL004 | RW004 | WELL 4 - TAP BEFORE TREATMENT | BOWLING GREEN, TOWN OF | WELL 4 |  | 1 | 6/24/1977 12:00:00 AM
VA6033550 | GE | MPN | YR | RT | Y | WL005 | RW005 | WELL 5 - TAP BEFORE TREATMENT | BOWLING GREEN, TOWN OF | WELL 5 |  | 1 | 6/24/1977 12:00:00 AM
VA6033550 | GE | MPN | YR | RT | Y | WL01A | RW01A | WELL 1A - TAP BEFORE TREATMENT | BOWLING GREEN, TOWN OF | WELL 1A |  | 1 | 6/24/1977 12:00:00 AM
VA6033600 | TC | TC | MN | RT | Y | DS001 | TCR01 |  | PORT ROYAL, TOWN OF | DISTRIBUTION - PORT ROYAL TOWN |  | 3 | 11/26/1993 12:00:00 AM
VA6033600 | GE | MPN | YR | RT | Y | WL001 | RW001 | RAW TAP #1 | PORT ROYAL, TOWN OF | WELL 1 |  | 1 | 11/26/1993 12:00:00 AM
VA6033600 | GE | MPN | YR | RT | Y | WL002 | RW002 | RAW TAP #2 | PORT ROYAL, TOWN OF | WELL 2 |  | 1 | 11/26/1993 12:00:00 AM
VA6033600 | GE | THH5 | 3Y | RT | Y | DS001 | DBP01 | BSSP 010-BLDG 135 BOAT LANDING | PORT ROYAL, TOWN OF | DISTRIBUTION - PORT ROYAL TOWN |  | 1 | 1993-11-26
VA6033615 | TC | TC | QT | RT | Y | DS001 | TCR01 |  | ROYAL FARMS #253- PORT ROYAL | DISTRIBUTION SYSTEM |  | 1 | 1/7/2025 12:00:00 AM
VA6033615 | GE | NIT | YR | RT | Y | EP001 | EP001 | SAMPLE TAP DOWNSTREAM UV | ROYAL FARMS #253- PORT ROYAL | ENTRY POINT |  | 1 | 1/7/2025 12:00:00 AM
VA6033620 | PB | PBCU | 3Y | RT | Y | DS001 | LC011 | LOT 11 | TIDEWATER MHP | TIDEWATER MHP | FSD | 1 | 7/2/1993 12:00:00 AM
VA6033620 | PB | PBCU | 3Y | RT | Y | DS001 | LC014 | LOT 14 | TIDEWATER MHP | TIDEWATER MHP | FSD | 1 | 7/2/1993 12:00:00 AM
VA6033620 | PB | PBCU | 3Y | RT | Y | DS001 | LC017 | LOT 17 | TIDEWATER MHP | TIDEWATER MHP | FSD | 1 | 7/2/1993 12:00:00 AM
VA6033620 | PB | PBCU | 3Y | RT | Y | DS001 | LC020 | LOT 20 | TIDEWATER MHP | TIDEWATER MHP | FSD | 1 | 7/2/1993 12:00:00 AM
VA6033620 | PB | PBCU | 3Y | RT | Y | DS001 | LC026 | LOT 26 | TIDEWATER MHP | TIDEWATER MHP | FSD | 1 | 7/2/1993 12:00:00 AM
VA6033620 | TC | TC | MN | RT | Y | DS001 | TCR01 |  | TIDEWATER MHP | TIDEWATER MHP |  | 3 | 7/2/1993 12:00:00 AM
VA6033650 | TC | TC | MN | RT | Y | DS001 | TCR01 |  | TOWNFIELD-PRL | TOWNFIELD-PRL DISTRIBUTION |  | 6 | 5/12/1988 12:00:00 AM
VA6033650 | GE | MPN | YR | RT | Y | WL002 | RW002 | RAW TAP - PRL | TOWNFIELD-PRL | WELL 2 - PORT ROYAL LANDING |  | 1 | 5/12/1988 12:00:00 AM
VA6033700 | PB | PBCU | 3Y | RT | Y | DS001 | LC003 | 7227 TWIN CEDARS DR. | TWIN CEDARS | DISTRIBUTION - TWIN CEDARS | FSD | 1 | 6/24/1977 12:00:00 AM
VA6033700 | PB | PBCU | 3Y | RT | Y | DS001 | LC006 | 7312 TWIN CEDARS DR | TWIN CEDARS | DISTRIBUTION - TWIN CEDARS | FSD | 1 | 6/24/1977 12:00:00 AM
VA6033700 | PB | PBCU | 3Y | RT | Y | DS001 | LC010 | 7409 TWIN CEDARS DR. | TWIN CEDARS | DISTRIBUTION - TWIN CEDARS | FSD | 1 | 6/24/1977 12:00:00 AM
VA6033700 | PB | PBCU | 3Y | RT | Y | DS001 | LC011 | 7272 TWIN CEDAR DR | TWIN CEDARS | DISTRIBUTION - TWIN CEDARS | FSD | 1 | 6/24/1977 12:00:00 AM
VA6033700 | PB | PBCU | 3Y | RT | Y | DS001 | LC015 | 7298 TWIN CEDARS DR | TWIN CEDARS | DISTRIBUTION - TWIN CEDARS | FSD | 1 | 6/24/1977 12:00:00 AM
VA6033700 | TC | TC | MN | RT | Y | DS001 | TCR01 |  | TWIN CEDARS | DISTRIBUTION - TWIN CEDARS |  | 3 | 6/24/1977 12:00:00 AM
VA6033700 | GE | MPN | YR | RT | Y | WL001 | RW001 | WELL DISCH LINE | TWIN CEDARS | DRILLED WELL |  | 1 | 6/24/1977 12:00:00 AM
VA6033752 | TC | TC | MN | RT | Y | DS001 | TCR01 |  | WILLIAMSBURG MILLWORK CORPORATION | WILLIAMSBURG MILLWORK |  | 3 | 12/21/1995 12:00:00 AM
VA6033752 | GE | NIT | YR | RT | Y | EP001 | EP001 | TAP AFTER STORAGE | WILLIAMSBURG MILLWORK CORPORATION | POE - WELL |  | 1 | 12/21/1995 12:00:00 AM
VA6047014 | TC | TC | MN | RT | Y | DS001 | TCR01 |  | BELL NURSERY - CULPEPER | DISTRIBUTION SYSTEM |  | 3 | 5/9/2005 12:00:00 AM
VA6047014 | GE | NIT | QT | RT | Y | EP001 | EP001 | FRONT OFFICE TAP | BELL NURSERY - CULPEPER | ENTRY POINT-WELL 3 |  | 1 | 5/9/2005 12:00:00 AM
VA6047015 | TC | TC | MN | RT | Y | DS001 | TCR01 |  | BAILEYS TRAILER PARK | BAILEY'S TRAILER PARK DISTRIBUTION |  | 3 | 6/15/1979 12:00:00 AM
VA6047015 | GE | RADA | QT | RT | Y | EP001 | EP001 | WELL DISCHARGE LINE | BAILEYS TRAILER PARK | ENTRY POINT |  | 1 | 6/15/1979 12:00:00 AM
VA6047015 | GE | MPN | YR | RT | Y | WL001 | RW001 | RAW WATER TAP | BAILEYS TRAILER PARK | WELL #1 |  | 1 | 6/15/1979 12:00:00 AM
VA6047015 | GE | ICMT | 3Y | RT | Y | EP001 | EP001 | WELL DISCHARGE LINE | BAILEYS TRAILER PARK | ENTRY POINT |  | 1 | 1979-06-15
VA6047015 | GE | VOC | 3Y | RT | Y | EP001 | EP001 | WELL DISCHARGE LINE | BAILEYS TRAILER PARK | ENTRY POINT |  | 1 | 1979-06-15
VA6047016 | GE | THH5 | YR | RT | Y | DS001 | DBP01 | CABIN - TRAINING AREA | COFFEEWOOD CORRECTIONAL CENTER | COFFEEWOOD DISTRIBUTION |  | 1 | 11/18/1994 12:00:00 AM
VA6047016 | PB | PBCU | 3Y | RT | Y | DS001 | DS001 | LEAD COPPER SITE 01 | COFFEEWOOD CORRECTIONAL CENTER | COFFEEWOOD DISTRIBUTION | FSD | 1 | 11/18/1994 12:00:00 AM
VA6047016 | PB | PBCU | 3Y | RT | Y | DS001 | DS002 | LEAD COPPER SITE 02 | COFFEEWOOD CORRECTIONAL CENTER | COFFEEWOOD DISTRIBUTION | FSD | 1 | 11/18/1994 12:00:00 AM
VA6047016 | PB | PBCU | 3Y | RT | Y | DS001 | DS003 | LEAD COPPER SITE 03 | COFFEEWOOD CORRECTIONAL CENTER | COFFEEWOOD DISTRIBUTION | FSD | 1 | 11/18/1994 12:00:00 AM
VA6047016 | PB | PBCU | 3Y | RT | Y | DS001 | DS004 | LEAD COPPER SITE 04 | COFFEEWOOD CORRECTIONAL CENTER | COFFEEWOOD DISTRIBUTION | FSD | 1 | 11/18/1994 12:00:00 AM
VA6047016 | PB | PBCU | 3Y | RT | Y | DS001 | DS005 | LEAD COPPER SITE 05 | COFFEEWOOD CORRECTIONAL CENTER | COFFEEWOOD DISTRIBUTION | FSD | 1 | 11/18/1994 12:00:00 AM
VA6047016 | PB | PBCU | 3Y | RT | Y | DS001 | DS006 | LEAD COPPER SITE 06 | COFFEEWOOD CORRECTIONAL CENTER | COFFEEWOOD DISTRIBUTION | FSD | 1 | 11/18/1994 12:00:00 AM
VA6047016 | PB | PBCU | 3Y | RT | Y | DS001 | DS007 | LEAD COPPER SITE 07 | COFFEEWOOD CORRECTIONAL CENTER | COFFEEWOOD DISTRIBUTION | FSD | 1 | 11/18/1994 12:00:00 AM
VA6047016 | PB | PBCU | 3Y | RT | Y | DS001 | DS008 | LEAD COPPER SITE 08 | COFFEEWOOD CORRECTIONAL CENTER | COFFEEWOOD DISTRIBUTION | FSD | 1 | 11/18/1994 12:00:00 AM
VA6047016 | PB | PBCU | 3Y | RT | Y | DS001 | DS009 | LEAD COPPER SITE 09 | COFFEEWOOD CORRECTIONAL CENTER | COFFEEWOOD DISTRIBUTION | FSD | 1 | 11/18/1994 12:00:00 AM
VA6047016 | PB | PBCU | 3Y | RT | Y | DS001 | DS010 | LEAD COPPER SITE 10 | COFFEEWOOD CORRECTIONAL CENTER | COFFEEWOOD DISTRIBUTION | FSD | 1 | 11/18/1994 12:00:00 AM
VA6047016 | TC | TC | MN | RT | Y | DS001 | TCR01 |  | COFFEEWOOD CORRECTIONAL CENTER | COFFEEWOOD DISTRIBUTION |  | 6 | 11/18/1994 12:00:00 AM
VA6047016 | GE | MPN | YR | RT | Y | WL001 | RW001 | WELL 1/WL001 | COFFEEWOOD CORRECTIONAL CENTER | WELL 1 |  | 1 | 11/18/1994 12:00:00 AM
VA6047016 | GE | MPN | YR | RT | Y | WL002 | RW002 | RAW WATER TAP | COFFEEWOOD CORRECTIONAL CENTER | WELL 2 |  | 1 | 11/18/1994 12:00:00 AM
VA6047016 | GE | MPN | YR | RT | Y | WL003 | RW003 | WELL 5/WL003 | COFFEEWOOD CORRECTIONAL CENTER | WELL 5 |  | 1 | 11/18/1994 12:00:00 AM
VA6047016 | GE | RADA | 6Y | RT | Y | EP004 | EP004 | ENTRY POINT FOR WELLS 1 & 2 | COFFEEWOOD CORRECTIONAL CENTER | ENTRY POINT FOR WELLS 1 & 2 |  | 1 | 1994-11-18
VA6047021 | TC | TC | QT | RT | Y | DS001 | TCR01 |  | INN AT KELLY`S FORD | DISTRIBUTION SYSTEM |  | 1 | 2/20/2024 12:00:00 AM
VA6047021 | GE | NIT | QT | RT | Y | EP002 | EP002 | TAP AFTER PRESSURE TANK (WELLS 2 AND 3) | INN AT KELLY`S FORD | TAP AFTER PRESSURE TANK (WELLS 2 AND 3) |  | 1 | 2/20/2024 12:00:00 AM
VA6047021 | GE | MPN | YR | RT | Y | WL002 | RW002 | RAW TAP | INN AT KELLY`S FORD | WELL 2 |  | 1 | 2/20/2024 12:00:00 AM
VA6047021 | GE | MPN | YR | RT | Y | WL003 | RW003 | RAW TAP WELL 3 | INN AT KELLY`S FORD | WELL 3 |  | 1 | 2/20/2024 12:00:00 AM
VA6047023 | TC | TC | QT | RT | Y | DS001 | TCR01 |  | CAMP HAPPYLAND | DISTRIBUTION SYSTEM |  | 1 | 11/6/2002 12:00:00 AM
VA6047024 | TC | TC | QT | RT | Y | DS001 | TCR01 |  | CAMP RED ARROW | CAMP RED ARROW |  | 1 | 9/5/2024 12:00:00 AM
VA6047024 | GE | NIT | YR | RT | Y | EP002 | EP002 | PUMPHOUSE SPIGOT | CAMP RED ARROW | ENTRY POINT (WELL BY DINING HALL) |  | 1 | 9/5/2024 12:00:00 AM
VA6047025 | TC | TC | MN | RT | Y | DS001 | TCR01 |  | CATALPA SUBDIVISION | DISTRIBUTION SYSTEM |  | 3 | 6/15/1979 12:00:00 AM
VA6047025 | GE | MPN | YR | RT | Y | WL001 | RW001 | WELL TAP | CATALPA SUBDIVISION | DRILLED WELL |  | 1 | 6/15/1979 12:00:00 AM
VA6047030 | PB | PBCU | 3Y | RT | Y | DS001 | LCR01 | ADMIN BLDG KITCHEN SINK | CHILDHELP | DISTRIBUTION SYSTEM | FSD | 1 | 12/6/1999 12:00:00 AM
VA6047030 | PB | PBCU | 3Y | RT | Y | DS001 | LCR02 | FOUNDERS HALL/LIBRARY KITCHEN SINK | CHILDHELP | DISTRIBUTION SYSTEM | FSD | 1 | 12/6/1999 12:00:00 AM
VA6047030 | PB | PBCU | 3Y | RT | Y | DS001 | LCR03 | POOL HOUSE BATHROOM SINK | CHILDHELP | DISTRIBUTION SYSTEM | FSD | 1 | 12/6/1999 12:00:00 AM
VA6047030 | PB | PBCU | 3Y | RT | Y | DS001 | LCR04 | NURSING STATION BATHROOM SINK | CHILDHELP | DISTRIBUTION SYSTEM | FSD | 1 | 12/6/1999 12:00:00 AM
VA6047030 | PB | PBCU | 3Y | RT | Y | DS001 | LCR05 | CHAPEL BATHROOM SINK | CHILDHELP | DISTRIBUTION SYSTEM | FSD | 1 | 12/6/1999 12:00:00 AM
VA6047030 | TC | TC | MN | RT | Y | DS001 | TCR01 |  | CHILDHELP | DISTRIBUTION SYSTEM |  | 3 | 12/6/1999 12:00:00 AM
VA6047030 | GE | MPN | YR | RT | Y | WL001 | RW001 | WELL 2 TAP | CHILDHELP | WELL 2 (AKA WELL 7) |  | 1 | 12/6/1999 12:00:00 AM
VA6047035 | GE | THH5 | YR | RT | Y | DS001 | DBP01 | DIST TAP AT WELL 10A | CLEVENGERS VILLAGE | DISTRIBUTION SYSTEM |  | 1 | 10/5/2010 12:00:00 AM
VA6047035 | TC | TC | MN | RT | Y | DS001 | TCR01 |  | CLEVENGERS VILLAGE | DISTRIBUTION SYSTEM |  | 6 | 10/5/2010 12:00:00 AM
VA6047035 | GE | MPN | YR | RT | Y | WL001 | RW001 | WELL 11 RAW WATER | CLEVENGERS VILLAGE | WELL 11 |  | 1 | 10/5/2010 12:00:00 AM
VA6047035 | GE | MPN | YR | RT | Y | WL002 | RW002 | WELL 12 RAW WATER | CLEVENGERS VILLAGE | WELL 12 |  | 1 | 10/5/2010 12:00:00 AM
VA6047035 | GE | MPN | YR | RT | Y | WL003 | RW003 | WELL 16 RAW WATER | CLEVENGERS VILLAGE | WELL 16 |  | 1 | 10/5/2010 12:00:00 AM
VA6047035 | GE | MPN | YR | RT | Y | WL004 | RW004 | WELL 18 RAW WATER | CLEVENGERS VILLAGE | WELL 18 |  | 1 | 10/5/2010 12:00:00 AM
VA6047038 | TC | TC | MN | RT | Y | DS001 | TCR01 |  | CEDARBROOKE SUBDIVISION | DISTRIBUTION SYSTEM |  | 3 | 10/15/1982 12:00:00 AM
VA6047038 | GE | MPN | YR | RT | Y | WL001 | RW001 | RAW WATER TAP WELL #1 | CEDARBROOKE SUBDIVISION | WELL 1 |  | 1 | 10/15/1982 12:00:00 AM
VA6047038 | GE | MPN | YR | RT | Y | WL002 | RW002 | RAW WATER TAP WELL #2 | CEDARBROOKE SUBDIVISION | WELL 2 |  | 1 | 10/15/1982 12:00:00 AM
VA6047040 | TC | TC | MN | RT | Y | DS001 | TCR01 |  | CLAIRMONT MANOR | DISTRIBUTION SYSTEM |  | 3 | 3/7/1991 12:00:00 AM
VA6047040 | GE | MPN | YR | RT | Y | WL001 | RW001 | WELL DISCHARGE LINE | CLAIRMONT MANOR | WELL A (FRONT WELL) |  | 1 | 3/7/1991 12:00:00 AM
VA6047040 | GE | MPN | YR | RT | Y | WL002 | RW002 | WELL DISCHARGE LINE | CLAIRMONT MANOR | WELL B (BACK WELL) |  | 1 | 3/7/1991 12:00:00 AM
VA6047041 | TC | TC | MN | RT | Y | DS001 | TCR01 |  | CHURCHILL SUBDIVISION | DISTRIBUTION SYSTEM |  | 3 | 10/11/1991 12:00:00 AM
VA6047041 | GE | MPN | YR | RT | Y | WL002 | RW002 | WELLHEAD #2 | CHURCHILL SUBDIVISION | WELL 2 |  | 1 | 10/11/1991 12:00:00 AM
VA6047041 | GE | MPN | YR | RT | Y | WL004 | RW004 | WELLHEAD #4 | CHURCHILL SUBDIVISION | WELL 4 |  | 1 | 10/11/1991 12:00:00 AM
VA6047041 | GE | MPN | YR | RT | Y | WL006 | RW006 | WELLHEAD #6 | CHURCHILL SUBDIVISION | WELL 6 |  | 1 | 10/11/1991 12:00:00 AM
VA6047041 | GE | RADA | 6Y | RT | Y | EP001 | EP001 | COMB. DISCHARGE LINE | CHURCHILL SUBDIVISION | ENTRY POINT - 3 WELLS |  | 1 | 1991-10-11
VA6047041 | GE | THH5 | 3Y | RT | Y | DS001 | DBP01 | 13509 WESTWIND LN | CHURCHILL SUBDIVISION | DISTRIBUTION SYSTEM |  | 1 | 1991-10-11
VA6047050 | TC | TC | MN | RT | Y | DS001 | TCR01 |  | CULPEPER MOBILE HOME PARK | CULPEPER MHP DISTRIBUTION |  | 3 | 6/15/1979 12:00:00 AM
VA6047050 | GE | MPN | YR | RT | Y | WL001 | RW001 | BACK WELL RAW WATER TAP | CULPEPER MOBILE HOME PARK | WELL 1 (BACK) |  | 1 | 6/15/1979 12:00:00 AM
VA6047050 | GE | MPN | YR | RT | Y | WL002 | RW002 | FRONT WELL RAW WATER TAP | CULPEPER MOBILE HOME PARK | WELL 2 (FRONT) |  | 1 | 6/15/1979 12:00:00 AM
VA6047050 | GE | THH5 | 3Y | RT | Y | DS001 | DBP01 | LOT 70 | CULPEPER MOBILE HOME PARK | CULPEPER MHP DISTRIBUTION |  | 1 | 1979-06-15
VA6047062 | TC | TC | MN | RT | Y | DS001 | TCR01 |  | DOVE HILL WATERWORKS | DOVE HILL DISTRIBUTION SYSTEM |  | 3 | 2/17/2010 12:00:00 AM
VA6047062 | GE | MPN | YR | RT | Y | WL002 | RW002 | WELL B | DOVE HILL WATERWORKS | WELL B |  | 1 | 2/17/2010 12:00:00 AM
VA6047065 | TC | TC | MN | RT | Y | DS001 | TCR01 |  | DUTCH HOLLOW SUBDIVISION | DISTRIBUTION SYSTEM |  | 3 | 12/20/1991 12:00:00 AM
VA6047065 | GE | MPN | YR | RT | Y | WL001 | RW001 | WL001 | DUTCH HOLLOW SUBDIVISION | WELL #1 (INSIDE) |  | 1 | 12/20/1991 12:00:00 AM
VA6047065 | GE | MPN | YR | RT | Y | WL002 | RW002 | WL002 | DUTCH HOLLOW SUBDIVISION | WELL #2 (OUTSIDE) |  | 1 | 12/20/1991 12:00:00 AM
VA6047065 | GE | THH5 | 3Y | RT | Y | DS001 | DBP01 | 13267 DUTCH DR | DUTCH HOLLOW SUBDIVISION | DISTRIBUTION SYSTEM |  | 1 | 1991-12-20
VA6047070 | GE | THH5 | YR | RT | Y | DS001 | DBP01 | RIXEY CLASSROOM TAP | EMERALD HILL ELEM SCHOOL | DISTRIBUTION SYSTEM |  | 1 | 11/10/1997 12:00:00 AM
VA6047070 | TC | TC | MN | RT | Y | DS001 | TCR01 |  | EMERALD HILL ELEM SCHOOL | DISTRIBUTION SYSTEM |  | 3 | 11/10/1997 12:00:00 AM
VA6047070 | GE | MPN | YR | RT | Y | WL002 | RW002 | WELL 2 | EMERALD HILL ELEM SCHOOL | WELL 2 |  | 1 | 11/10/1997 12:00:00 AM
VA6047070 | GE | VOC | 3Y | RT | Y | EP001 | EP001 | TAP AFTER TREATMENT | EMERALD HILL ELEM SCHOOL | ENTRY POINT (WELL 2 ONLY) |  | 1 | 1997-11-10
VA6047075 | PB | PBCU | 3Y | RT | Y | DS001 | DS001 | LEAD COPPER SITE 01 | ERINBROOK | DISTRIBUTION SYSTEM | FSD | 1 | 7/25/1994 12:00:00 AM
VA6047075 | PB | PBCU | 3Y | RT | Y | DS001 | DS002 | LEAD COPPER SITE 02 | ERINBROOK | DISTRIBUTION SYSTEM | FSD | 1 | 7/25/1994 12:00:00 AM
VA6047075 | PB | PBCU | 3Y | RT | Y | DS001 | DS003 | LEAD COPPER SITE 03 | ERINBROOK | DISTRIBUTION SYSTEM | FSD | 1 | 7/25/1994 12:00:00 AM
VA6047075 | PB | PBCU | 3Y | RT | Y | DS001 | DS004 | LEAD COPPER SITE 04 | ERINBROOK | DISTRIBUTION SYSTEM | FSD | 1 | 7/25/1994 12:00:00 AM
VA6047075 | PB | PBCU | 3Y | RT | Y | DS001 | DS005 | LEAD COPPER SITE 05 | ERINBROOK | DISTRIBUTION SYSTEM | FSD | 1 | 7/25/1994 12:00:00 AM
VA6047075 | TC | TC | MN | RT | Y | DS001 | TCR01 |  | ERINBROOK | DISTRIBUTION SYSTEM |  | 3 | 7/25/1994 12:00:00 AM
VA6047075 | GE | MPN | YR | RT | Y | WL001 | RW001 | WELL DISCHARGE LINE | ERINBROOK | WELL #1 |  | 1 | 7/25/1994 12:00:00 AM
VA6047075 | GE | THH5 | 3Y | RT | Y | DS001 | DBP01 | 17212 WATERLOO ROAD, LOT 23 | ERINBROOK | DISTRIBUTION SYSTEM |  | 1 | 1994-07-25
VA6047100 | TC | TC | MN | RT | Y | DS001 | TCR01 |  | FAIRVIEW ACRES | DISTRIBUTION SYSTEM |  | 3 | 6/24/1977 12:00:00 AM
VA6047100 | GE | MPN | YR | RT | Y | WL003 | RW003 | WELL DISCHARGE LINE | FAIRVIEW ACRES | FAIRVIEW WELL 3 |  | 1 | 6/24/1977 12:00:00 AM
VA6047100 | GE | MPN | YR | RT | Y | WL004 | RW004 | RAW WATER TAP | FAIRVIEW ACRES | ROTHERWOOD WELL 4 |  | 1 | 6/24/1977 12:00:00 AM
VA6047100 | GE | RADA | 6Y | RT | Y | EP001 | EP001 | FAIRVIEW WELL 3 - TAP AFTER TREATMENT | FAIRVIEW ACRES | FAIRVIEW WELL 3 - TAP AFTER TREATMENT |  | 1 | 1977-06-24
VA6047200 | TC | TC | MN | RT | Y | DS001 | TCR01 |  | NAVCC-LIBRARY OF CONGRESS PACKARD CAMPUS | DISTRIBUTION SYSTEM |  | 3 | 10/4/2005 12:00:00 AM
VA6047200 | GE | MPN | YR | RT | Y | WL001 | RW001 | WELL 1 RAW | NAVCC-LIBRARY OF CONGRESS PACKARD CAMPUS | WELL 1 |  | 1 | 10/4/2005 12:00:00 AM
VA6047200 | GE | MPN | YR | RT | Y | WL002 | RW002 | WELL 2 RAW | NAVCC-LIBRARY OF CONGRESS PACKARD CAMPUS | WELL 2 |  | 1 | 10/4/2005 12:00:00 AM
VA6047200 | GE | MPN | YR | RT | Y | WL003 | RW003 | WELL 3 RAW | NAVCC-LIBRARY OF CONGRESS PACKARD CAMPUS | WELL 3 |  | 1 | 10/4/2005 12:00:00 AM
VA6047230 | TC | TC | MN | RT | Y | DS001 | TCR01 |  | FOREST VIEW SUBDIVISION | FOREST VIEW SUBDIVISION DISTRIBUTION |  | 3 | 5/6/2004 12:00:00 AM
VA6047230 | GE | MPN | YR | RT | Y | WL001 | RW001 | RAW WATER TAP | FOREST VIEW SUBDIVISION | WELL 1 |  | 1 | 5/6/2004 12:00:00 AM
VA6047230 | GE | ICMT | 3Y | RT | Y | EP001 | EP001 | TAP AFTER STORAGE | FOREST VIEW SUBDIVISION | ENTRY POINT 1 |  | 1 | 2004-05-06
VA6047250 | PB | PBCU | YR | RT | Y | DS001 | LCR01 | 16133 GIBSON MILLS ROAD | GIBSON MILLS SUBDIVISION | GIBSON MILLS DISTRIBUTION | FSD | 1 | 3/26/2020 12:00:00 AM
VA6047250 | PB | PBCU | YR | RT | Y | DS001 | LCR02 | 16091 GIBSON MILLS ROAD | GIBSON MILLS SUBDIVISION | GIBSON MILLS DISTRIBUTION | FSD | 1 | 3/26/2020 12:00:00 AM
VA6047250 | PB | PBCU | YR | RT | Y | DS001 | LCR03 | 16187 GIBSON MILLS ROAD | GIBSON MILLS SUBDIVISION | GIBSON MILLS DISTRIBUTION | FSD | 1 | 3/26/2020 12:00:00 AM
VA6047250 | PB | PBCU | YR | RT | Y | DS001 | LCR04 | 16025 GIBSON MILLS ROAD | GIBSON MILLS SUBDIVISION | GIBSON MILLS DISTRIBUTION | FSD | 1 | 3/26/2020 12:00:00 AM
VA6047250 | PB | PBCU | YR | RT | Y | DS001 | LCR08 | 16103 GIBSON MILLS ROAD | GIBSON MILLS SUBDIVISION | GIBSON MILLS DISTRIBUTION | FSD | 1 | 3/26/2020 12:00:00 AM
VA6047250 | TC | TC | MN | RT | Y | DS001 | TCR01 |  | GIBSON MILLS SUBDIVISION | GIBSON MILLS DISTRIBUTION |  | 3 | 3/26/2020 12:00:00 AM
VA6047250 | GE | MPN | YR | RT | Y | WL001 | RW001 | RAW WATER TAP | GIBSON MILLS SUBDIVISION | WELL 1 |  | 1 | 3/26/2020 12:00:00 AM
VA6047250 | GE | THH5 | 3Y | RT | Y | DS001 | DBP01 | 16187 GIBSON MILLS ROAD | GIBSON MILLS SUBDIVISION | GIBSON MILLS DISTRIBUTION |  | 1 | 2020-03-26
VA6047255 | TC | TC | MN | RT | Y | DS001 | TCR01 |  | GLENDALE SUBDIVISION | DISTRIBUTION SYSTEM |  | 3 | 2/21/2007 12:00:00 AM
VA6047255 | GE | MPN | YR | RT | Y | WL001 | WL001 | GLENDALE WELL 1 | GLENDALE SUBDIVISION | WELL #1 |  | 1 | 2/21/2007 12:00:00 AM
VA6047255 | GE | ICMT | 3Y | RT | Y | EP001 | EP001 | ENTRY POINT | GLENDALE SUBDIVISION | ENTRY POINT |  | 1 | 2007-02-21
VA6047255 | GE | RADA | 3Y | RT | Y | EP001 | EP001 | ENTRY POINT | GLENDALE SUBDIVISION | ENTRY POINT |  | 1 | 2007-02-21
VA6047255 | GE | VOC | 3Y | RT | Y | EP001 | EP001 | ENTRY POINT | GLENDALE SUBDIVISION | ENTRY POINT |  | 1 | 2007-02-21
VA6047260 | TC | TC | MN | RT | Y | DS001 | TCR01 |  | HAZEL RIVER | HAZEL RIVER DISTRIBUTION |  | 3 | 4/28/1993 12:00:00 AM
VA6047260 | GE | RADA | 6Y | RT | Y | EP001 | EP001 | TAP AFTER STORAGE | HAZEL RIVER | ENTRY POINT |  | 1 | 4/28/1993 12:00:00 AM
VA6047260 | GE | MPN | YR | RT | Y | WL001 | RW001 | WELL TAP | HAZEL RIVER | WELL 1 |  | 1 | 4/28/1993 12:00:00 AM
VA6047260 | GE | THH5 | 3Y | RT | Y | DS001 | DBP01 | 7293 EGGBORNSVILLE RD | HAZEL RIVER | HAZEL RIVER DISTRIBUTION |  | 1 | 1993-04-28
VA6047300 | TC | TC | MN | RT | Y | DS001 | TCR01 |  | HERITAGE ESTATES | DISTRIBUTION SYSTEM |  | 3 | 6/24/1977 12:00:00 AM
VA6047300 | GE | MPN | YR | RT | Y | WL002 | RW002 | WELL TAP | HERITAGE ESTATES | WELL 2 |  | 1 | 6/24/1977 12:00:00 AM
VA6047318 | TC | TC | MN | RT | Y | DS001 | TCR01 |  | KAVANAUGH MEADS | DISTRIBUTION SYSTEM |  | 3 | 7/17/1997 12:00:00 AM
VA6047318 | GE | MPN | YR | RT | Y | WL001 | RW001 | RAW WATER TAP | KAVANAUGH MEADS | WELL 1- OLD WELL |  | 1 | 7/17/1997 12:00:00 AM
VA6047318 | GE | MPN | YR | RT | Y | WL002 | RW002 | WELL 2 | KAVANAUGH MEADS | WELL 2 - NEW WELL |  | 1 | 7/17/1997 12:00:00 AM
VA6047325 | TC | TC | QT | RT | Y | DS001 | TCR01 |  | BOSTON WATER AND SEWER | DISTRIBUTION SYSTEM |  | 1 | 4/22/2008 12:00:00 AM
VA6047325 | GE | MPN | YR | RT | Y | WL001 | RW001 | RAW TAP | BOSTON WATER AND SEWER | UPPER WELL |  | 1 | 4/22/2008 12:00:00 AM
VA6047325 | GE | MPN | YR | RT | Y | WL002 | RW002 | WELL 2 | BOSTON WATER AND SEWER | WELL 2 |  | 1 | 4/22/2008 12:00:00 AM
VA6047330 | PB | PBCU | 3Y | RT | Y | DS001 | DS001 | 18343 MONITOR ROAD | MERRIMAC SOUTH | DISTRIBUTION SYSTEM | FSD | 1 | 5/20/1997 12:00:00 AM
VA6047330 | PB | PBCU | 3Y | RT | Y | DS001 | DS003 | 18320 FEDERAL COURT | MERRIMAC SOUTH | DISTRIBUTION SYSTEM | FSD | 1 | 5/20/1997 12:00:00 AM
VA6047330 | PB | PBCU | 3Y | RT | Y | DS001 | DS004 | 18235 SUMTER ROAD | MERRIMAC SOUTH | DISTRIBUTION SYSTEM | FSD | 1 | 5/20/1997 12:00:00 AM
VA6047330 | PB | PBCU | 3Y | RT | Y | DS001 | DS005 | 18307 SUMTER ROAD | MERRIMAC SOUTH | DISTRIBUTION SYSTEM | FSD | 1 | 5/20/1997 12:00:00 AM
VA6047330 | PB | PBCU | 3Y | RT | Y | DS001 | DS011 | 18351 MONITOR RD | MERRIMAC SOUTH | DISTRIBUTION SYSTEM | FSD | 1 | 5/20/1997 12:00:00 AM
VA6047330 | TC | TC | MN | RT | Y | DS001 | TCR01 |  | MERRIMAC SOUTH | DISTRIBUTION SYSTEM |  | 3 | 5/20/1997 12:00:00 AM
VA6047330 | GE | MPN | YR | RT | Y | WL001 | RW001 | RAW WATER TAP | MERRIMAC SOUTH | WELL 1 |  | 1 | 5/20/1997 12:00:00 AM
VA6047330 | GE | THH5 | 3Y | RT | Y | DS001 | DBP01 | 9446 HAMPTON LANE, LOT 6 | MERRIMAC SOUTH | DISTRIBUTION SYSTEM |  | 1 | 1997-05-20
VA6047340 | PB | PBCU | 3Y | RT | Y | DS001 | DS001 | 13490 PARTLOW COURT | MOUNTAIN VIEW TRAILER PARK | DISTRIBUTION SYSTEM | FSD | 1 | 6/15/1979 12:00:00 AM
VA6047340 | PB | PBCU | 3Y | RT | Y | DS001 | DS003 | 13536 PARTLOW COURT | MOUNTAIN VIEW TRAILER PARK | DISTRIBUTION SYSTEM | FSD | 1 | 6/15/1979 12:00:00 AM
VA6047340 | PB | PBCU | 3Y | RT | Y | DS001 | DS004 | 13533 PARTLOW COURT | MOUNTAIN VIEW TRAILER PARK | DISTRIBUTION SYSTEM | FSD | 1 | 6/15/1979 12:00:00 AM
VA6047340 | PB | PBCU | 3Y | RT | Y | DS001 | DS005 | 13605 PARTLOW COURT | MOUNTAIN VIEW TRAILER PARK | DISTRIBUTION SYSTEM | FSD | 1 | 6/15/1979 12:00:00 AM
VA6047340 | PB | PBCU | 3Y | RT | Y | DS001 | DS011 | 13573 PARTLOW CT. | MOUNTAIN VIEW TRAILER PARK | DISTRIBUTION SYSTEM | FSD | 1 | 6/15/1979 12:00:00 AM
VA6047340 | TC | TC | MN | RT | Y | DS001 | TCR01 |  | MOUNTAIN VIEW TRAILER PARK | DISTRIBUTION SYSTEM |  | 3 | 6/15/1979 12:00:00 AM
VA6047340 | GE | NIT | QT | RT | Y | EP001 | EP001 | POE- WELL 1 (UPPER) | MOUNTAIN VIEW TRAILER PARK | ENTRY POINT - WELL 1 (UPPER) |  | 1 | 6/15/1979 12:00:00 AM
VA6047340 | GE | VOC | YR | RT | Y | EP001 | EP001 | POE- WELL 1 (UPPER) | MOUNTAIN VIEW TRAILER PARK | ENTRY POINT - WELL 1 (UPPER) |  | 1 | 6/15/1979 12:00:00 AM
VA6047340 | GE | NIT | QT | RT | Y | EP002 | EP002 | POE- WELL 2 (LOWER) | MOUNTAIN VIEW TRAILER PARK | ENTRY POINT - WELL 2 (LOWER) |  | 1 | 6/15/1979 12:00:00 AM
VA6047340 | GE | MPN | YR | RT | Y | WL001 | RW001 | WELL TAP | MOUNTAIN VIEW TRAILER PARK | WELL 1 (UPPER WELL) |  | 1 | 6/15/1979 12:00:00 AM
VA6047340 | GE | MPN | YR | RT | Y | WL002 | RW002 | WELL 2 (LOWER WELL) | MOUNTAIN VIEW TRAILER PARK | WELL 2 (LOWER WELL) |  | 1 | 6/15/1979 12:00:00 AM
VA6047340 | GE | THH5 | 3Y | RT | Y | DS001 | DBP01 | 13621 PARTLOW- MAX RESIDENCE TIME 1 | MOUNTAIN VIEW TRAILER PARK | DISTRIBUTION SYSTEM |  | 1 | 1979-06-15
VA6047350 | TC | TC | MN | RT | Y | DS001 | TCR01 |  | BATTLEFIELD AUTO CENTER | BATTLEFIELD AUTO CENTER DISTRIBUTION |  | 3 | 3/17/2015 12:00:00 AM
VA6047355 | TC | TC | MN | RT | Y | DS001 | TCR01 |  | NORMAN ACRES SUBDIVISION | NORMAN ACRES DISTRIBUTION SYSTEM |  | 3 | 6/1/1980 12:00:00 AM
VA6047355 | GE | MPN | YR | RT | Y | WL001 | RW001 | WL001 | NORMAN ACRES SUBDIVISION | WELL #1 |  | 1 | 6/1/1980 12:00:00 AM
VA6047360 | TC | TC | MN | RT | Y | DS001 | TCR01 |  | NORTHTOWN VILLAGE | DISTRIBUTION SYSTEM |  | 3 | 6/15/1979 12:00:00 AM
VA6047360 | GE | MPN | YR | RT | Y | WL001 | RW001 | RAW WATER TAP | NORTHTOWN VILLAGE | WELL 1 |  | 1 | 6/15/1979 12:00:00 AM
VA6047360 | GE | MPN | YR | RT | Y | WL003 | RW003 | WELL DISCHARGE LINE | NORTHTOWN VILLAGE | WELL 2A |  | 1 | 6/15/1979 12:00:00 AM
VA6047371 | TC | TC | QT | RT | Y | DS001 | TCR01 |  | OLD HOUSE WINERY | OLD HOUSE WINERY DISTRIBUTION SYSTEM |  | 1 | 4/25/2022 12:00:00 AM
VA6047372 | TC | TC | QT | RT | Y | DS001 | TCR01 |  | OLD HOUSE BREWERY | OLD HOUSE BREWERY |  | 1 | 4/25/2022 12:00:00 AM
VA6047374 | PB | PBCU | 3Y | RT | Y | DS001 | DS001 | MAIN KITCHEN SINK | OUR FATHERS HOUSE | DISTRIBUTION SYSTEM | FSD | 1 | 5/22/2012 12:00:00 AM
VA6047374 | PB | PBCU | 3Y | RT | Y | DS001 | DS002 | RESIDENCE SINK (KITCHEN) | OUR FATHERS HOUSE | DISTRIBUTION SYSTEM | FSD | 1 | 5/22/2012 12:00:00 AM
VA6047374 | PB | PBCU | 3Y | RT | Y | DS001 | DS003 | LAUNDRY ROOM SINK | OUR FATHERS HOUSE | DISTRIBUTION SYSTEM | FSD | 1 | 5/22/2012 12:00:00 AM
VA6047374 | PB | PBCU | 3Y | RT | Y | DS001 | DS004 | KITCHENETTE IN 1ST COTTAGE | OUR FATHERS HOUSE | DISTRIBUTION SYSTEM | FSD | 1 | 5/22/2012 12:00:00 AM
VA6047374 | PB | PBCU | 3Y | RT | Y | DS001 | DS005 | ROOM #6 BATHROOM | OUR FATHERS HOUSE | DISTRIBUTION SYSTEM | FSD | 1 | 5/22/2012 12:00:00 AM
VA6047374 | TC | TC | MN | RT | Y | DS001 | TCR01 |  | OUR FATHERS HOUSE | DISTRIBUTION SYSTEM |  | 3 | 5/22/2012 12:00:00 AM
VA6047374 | GE | MPN | YR | RT | Y | WL001 | RW001 | RAW TAP | OUR FATHERS HOUSE | WELL (DRLD 2000) |  | 1 | 5/22/2012 12:00:00 AM
VA6047391 | TC | TC | MN | RT | Y | DS001 | TCR01 |  | OVERLOOK HEIGHTS COMBINED | OVERLOOK HEIGHTS I DISTRIBUTION |  | 3 | 8/1/1995 12:00:00 AM
VA6047391 | GE | MPN | YR | RT | Y | WL002 | RW002 | WELL TAP | OVERLOOK HEIGHTS COMBINED | WELL 4 (CALAMINE) |  | 1 | 8/1/1995 12:00:00 AM
VA6047391 | GE | MPN | YR | RT | Y | WL005 | RW005 | WELL 2 (HAYES) | OVERLOOK HEIGHTS COMBINED | WELL 2 (HAYES) |  | 1 | 8/1/1995 12:00:00 AM
VA6047391 | GE | THH5 | 3Y | RT | Y | DS001 | DBP01 | MAX RES TIME 1: 17404 IVY LN | OVERLOOK HEIGHTS COMBINED | OVERLOOK HEIGHTS I DISTRIBUTION |  | 1 | 1995-08-01
VA6047400 | TC | TC | MN | RT | Y | DS001 | TCR01 |  | PELHAM MANOR | DISTRIBUTION SYSTEM |  | 3 | 9/5/1996 12:00:00 AM
VA6047400 | GE | VOC | YR | RT | Y | EP001 | EP001 | POE- WELL 1(AP HILL) | PELHAM MANOR | ENTRY POINT - WELL 1 (A. P. HILL) |  | 1 | 9/5/1996 12:00:00 AM
VA6047400 | GE | VOC | QT | RT | Y | EP002 | EP002 | POE- WELL 2(STUNKLE) | PELHAM MANOR | ENTRY POINT - WELL 2 (STUNKLE) |  | 1 | 9/5/1996 12:00:00 AM
VA6047400 | GE | MPN | YR | RT | Y | WL001 | RW001 | WELL HEAD TAP | PELHAM MANOR | WELL #1 (A.P. HILL WELL) |  | 1 | 9/5/1996 12:00:00 AM
VA6047400 | GE | MPN | YR | RT | Y | WL002 | RW002 | WELL 2 | PELHAM MANOR | WELL #2 (STUNKLE WELL) |  | 1 | 9/5/1996 12:00:00 AM
VA6047400 | GE | THH5 | 3Y | RT | Y | DS001 | DBP01 | 15028 GENERAL AP HILL | PELHAM MANOR | DISTRIBUTION SYSTEM |  | 1 | 1996-09-05
VA6047408 | TC | TC | QT | RT | Y | DS001 | TCR01 |  | CARVER CENTER, THE | DISTRIBUTION SYSTEM |  | 1 | 8/1/2023 12:00:00 AM
VA6047408 | GE | NIT | YR | RT | Y | EP002 | EP002 | ENTRY POINT - WELL 2 | CARVER CENTER, THE | ENTRY POINT - WELL 2 |  | 1 | 8/1/2023 12:00:00 AM
VA6047408 | GE | MPN | YR | RT | Y | WL002 | RW002 | WELL 2 | CARVER CENTER, THE | WELL 2 |  | 1 | 8/1/2023 12:00:00 AM
VA6047431 | TC | TC | MN | RT | Y | DS001 | TCR01 |  | RANDLE RIDGE | DISTRIBUTION SYSTEM |  | 3 | 2/14/1997 12:00:00 AM
VA6047436 | TC | TC | MN | RT | Y | DS001 | TCR01 |  | CEDAR MOUNTAIN CAMPGROUND | DISTRIBUTION SYSTEM |  | 3 | 12/18/1997 12:00:00 AM
VA6047453 | TC | TC | MN | RT | Y | DS001 | TCR01 |  | RRCSB | RRCSB DISTRIBUTION SYSTEM |  | 3 | 1/1/1997 12:00:00 AM
VA6047453 | GE | MPN | YR | RT | Y | WL001 | RW001 | WELL 1 | RRCSB | WELL 1 |  | 1 | 1/1/1997 12:00:00 AM
VA6047453 | GE | ICMT | 3Y | RT | Y | EP001 | EP001 | TAP AFTER STORAGE | RRCSB | ENTRY POINT 1 |  | 1 | 1997-01-01
VA6047453 | GE | THH5 | 3Y | RT | Y | DS001 | DBP01 | KITCHEN HAND SINK | RRCSB | RRCSB DISTRIBUTION SYSTEM |  | 1 | 1997-01-01
VA6047475 | TC | TC | MN | RT | Y | DS001 | TCR01 |  | SPRINGWOOD SUBDIVISION | SPRINGWOOD DISTRIBUTION |  | 3 | 1/8/1992 12:00:00 AM
VA6047475 | GE | MPN | YR | RT | Y | WL002 | RW002 | WELL 1A | SPRINGWOOD SUBDIVISION | WELL 1A |  | 1 | 1/8/1992 12:00:00 AM
VA6047475 | GE | CYN | 3Y | RT | Y | EP002 | EP002 | ENTRY POINT - 1A | SPRINGWOOD SUBDIVISION | ENTRY POINT - 1A |  | 1 | 1992-01-08
VA6047475 | GE | ICMT | 3Y | RT | Y | EP002 | EP002 | ENTRY POINT - 1A | SPRINGWOOD SUBDIVISION | ENTRY POINT - 1A |  | 1 | 1992-01-08
VA6047478 | TC | TC | QT | RT | Y | DS001 | TCR01 |  | SOUTH WALES GOLF COURSE | DISTRIBUTION SYSTEM |  | 1 | 4/12/2016 12:00:00 AM
VA6047490 | TC | TC | MN | RT | Y | DS001 | TCR01 |  | BRENRIDGE SUBDIVISION | BRENRIDGE DISTRIBUTION |  | 3 | 7/24/2003 12:00:00 AM
VA6047490 | GE | MPN | YR | RT | Y | WL001 | RW001 | WELL 1 RAW TAP | BRENRIDGE SUBDIVISION | WELL 1 (PUMPHOUSE) |  | 1 | 7/24/2003 12:00:00 AM
VA6047490 | GE | ICMT | 3Y | RT | Y | EP001 | EP001 | TAP AFTER STORAGE | BRENRIDGE SUBDIVISION | ENTRY POINT - WELL 1 |  | 1 | 2003-07-24
VA6047490 | GE | VOC | 3Y | RT | Y | EP001 | EP001 | TAP AFTER STORAGE | BRENRIDGE SUBDIVISION | ENTRY POINT - WELL 1 |  | 1 | 2003-07-24
VA6047500 | GE | THH5 | QT | RT | Y | DS001 | DBP01 | INLET LINE (MAX RES) | CULPEPER, TOWN OF | DISTRIBUTION SYSTEM |  | 1 | 3/14/1995 12:00:00 AM
VA6047500 | GE | THH5 | QT | RT | Y | DS001 | DBP02 | 515 LESCO BLVD | CULPEPER, TOWN OF | DISTRIBUTION SYSTEM |  | 1 | 3/14/1995 12:00:00 AM
VA6047500 | GE | THH5 | QT | RT | Y | DS001 | DBP03 | 7-11 SOUTH | CULPEPER, TOWN OF | DISTRIBUTION SYSTEM |  | 1 | 3/14/1995 12:00:00 AM
VA6047500 | GE | THH5 | QT | RT | Y | DS001 | DBP04 | 18471 INDUSTRIAL ROAD | CULPEPER, TOWN OF | DISTRIBUTION SYSTEM |  | 1 | 3/14/1995 12:00:00 AM
VA6047500 | TC | TC | MN | RT | Y | DS001 | TCR01 |  | CULPEPER, TOWN OF | DISTRIBUTION SYSTEM |  | 60 | 3/14/1995 12:00:00 AM
VA6047500 | GE | FL2 | MN | ST | N | EP001 | EP001 | FINISHED WATER TAP | CULPEPER, TOWN OF | CULPEPER WTP - ENTRY POINT |  | 3 | 3/14/1995 12:00:00 AM
VA6047500 | GE | NIT | YR | RT | Y | EP005 | EP005 | SPORTS COMPLEX WELL CWW-3A ENTRY POINT | CULPEPER, TOWN OF | SPORTS COMPLEX WELL CWW-3A ENTRY POINT |  | 1 | 3/14/1995 12:00:00 AM
VA6047500 | GE | TOCA | MN | RT | Y | TOCR01 | RW001 | RAW WATER TOC-ALK | CULPEPER, TOWN OF | RAW WATER TOC-ALK |  | 3 | 3/14/1995 12:00:00 AM
VA6047500 | GE | TOC | MN | RT | Y | TP001 | UP001 | COMBINED FILTER EFF | CULPEPER, TOWN OF | CULPEPER WTP |  | 3 | 3/14/1995 12:00:00 AM
VA6047500 | GE | MPN | YR | RT | Y | WL003 | RW003 | TOC-C1 RAW WATER SAMPLE POINT | CULPEPER, TOWN OF | TOC-C1 CHANDLER ST COMPLEX WELL 1 |  | 1 | 3/14/1995 12:00:00 AM
VA6047500 | GE | MPN | YR | RT | Y | WL004 | RW004 | TOC-C3 CHANDLER ST COMPLEX WELL 3 | CULPEPER, TOWN OF | TOC-C3 CHANDLER ST COMPLEX WELL 3 |  | 1 | 3/14/1995 12:00:00 AM
VA6047500 | GE | MPN | YR | RT | Y | WL005 | RW005 | TOC-C6 CHANDLER ST COMPLEX WELL 6 | CULPEPER, TOWN OF | TOC-C6 CHANDLER ST COMPLEX WELL 6 |  | 1 | 3/14/1995 12:00:00 AM
VA6047500 | GE | MPN | YR | RT | Y | WL006 | RW006 | WELL TOC-X1B | CULPEPER, TOWN OF | NALLES MILL COMPLEX WELL TOC-X1B |  | 1 | 3/14/1995 12:00:00 AM
VA6047500 | GE | MPN | YR | RT | Y | WL007 | RW007 | TOC-X1C | CULPEPER, TOWN OF | NALLES MILL WELL TOC-X1C |  | 1 | 3/14/1995 12:00:00 AM
VA6047500 | GE | MPN | YR | RT | Y | WL009 | RW009 | TOC-X3A ALT | CULPEPER, TOWN OF | WELL TOC-X3A ALT |  | 1 | 3/14/1995 12:00:00 AM
VA6047500 | GE | MPN | YR | RT | Y | WL011 | RW011 | SPORTS COMPLEX WELL CWW-3A | CULPEPER, TOWN OF | SPORTS COMPLEX WELL CWW-3A |  | 1 | 3/14/1995 12:00:00 AM
VA6047550 | TC | TC | MN | RT | Y | DS001 | TCR01 |  | CULPEPER INDUSTRIAL AIRPARK | CULPEPER AIRPARK DISTRIBUTION |  | 3 | 5/23/1985 12:00:00 AM
VA6047550 | GE | MPN | YR | RT | Y | WL001 | RW001 | WELL 1 RAW | CULPEPER INDUSTRIAL AIRPARK | WELL #1 |  | 1 | 5/23/1985 12:00:00 AM
VA6047550 | GE | MPN | YR | RT | Y | WL002 | RW002 | WELL 2 RAW | CULPEPER INDUSTRIAL AIRPARK | WELL #2 |  | 1 | 5/23/1985 12:00:00 AM
VA6047550 | GE | ICMT | 3Y | RT | Y | EP001 | EP001 | PRESSURE TANK TAP | CULPEPER INDUSTRIAL AIRPARK | ENTRY POINT - 2 WELLS |  | 1 | 1985-05-23
VA6047560 | TC | TC | MN | RT | Y | DS001 | TCR01 |  | VA STATE POLICE - 2ND DIVISION HQ | VA STATE POLICE 2ND DIV HQ DISTRIBUTION |  | 3 | 8/23/1991 12:00:00 AM
VA6047560 | GE | MPN | YR | RT | Y | WL001 | RW001 | WL001 | VA STATE POLICE - 2ND DIVISION HQ | WL001 |  | 1 | 8/23/1991 12:00:00 AM
VA6047560 | GE | THH5 | 3Y | RT | Y | DS001 | DBP01 | NEW BUILDING, EXTERIOR FAUCET | VA STATE POLICE - 2ND DIVISION HQ | VA STATE POLICE 2ND DIV HQ DISTRIBUTION |  | 1 | 1991-08-23
VA6047705 | PB | PBCU | 3Y | RT | Y | DS001 | PBCU1 | LCR01 KITCHEN SINK | D-22 WATERWORKS | DS001 | FSD | 1 | 5/10/2010 12:00:00 AM
VA6047705 | PB | PBCU | 3Y | RT | Y | DS001 | PBCU2 | LCR02 MENS RM SINK | D-22 WATERWORKS | DS001 | FSD | 1 | 5/10/2010 12:00:00 AM
VA6047705 | PB | PBCU | 3Y | RT | Y | DS001 | PBCU3 | LCR03 OFFICE LOUNGE | D-22 WATERWORKS | DS001 | FSD | 1 | 5/10/2010 12:00:00 AM
VA6047705 | PB | PBCU | 3Y | RT | Y | DS001 | PBCU4 | LCR04 UNISEX BATHROOM | D-22 WATERWORKS | DS001 | FSD | 1 | 5/10/2010 12:00:00 AM
VA6047705 | PB | PBCU | 3Y | RT | Y | DS001 | PBCU5 | LCR05 UTILITY SINK KITCHEN | D-22 WATERWORKS | DS001 | FSD | 1 | 5/10/2010 12:00:00 AM
VA6047705 | TC | TC | MN | RT | Y | DS001 | TCR01 |  | D-22 WATERWORKS | DS001 |  | 3 | 5/10/2010 12:00:00 AM
VA6047705 | GE | MPN | YR | RT | Y | WL004 | RW004 | WELL 4 TAP BEFORE TREATMENT | D-22 WATERWORKS | WELL 4 (BY CL2 BLDG) |  | 1 | 5/10/2010 12:00:00 AM
VA6047705 | GE | MPN | YR | RT | Y | WL008 | RW008 | WELL 8 TAP BEFORE TREATMENT | D-22 WATERWORKS | WELL 8 (IN FIELD NEAR CARRICO MILLS RD) |  | 1 | 5/10/2010 12:00:00 AM
VA6047711 | TC | TC | QT | RT | Y |  |  |  | 7-11 #34511 - AMISSVILLE |  |  | 1 | 12/22/2022 12:00:00 AM
VA6047805 | TC | TC | QT | RT | Y | DS001 | TCR01 |  | VERDUN ADVENTURE BOUND | DIST SYSTEM |  | 1 | 4/30/2015 12:00:00 AM
VA6047851 | PB | PBCU | 3Y | RT | Y | DS001 | DS001 | PB/CU LOCATION #1 | WESTLAKES SUBDIVISION | DISTRIBUTION SYSTEM | FSD | 1 | 9/28/1987 12:00:00 AM
VA6047851 | PB | PBCU | 3Y | RT | Y | DS001 | DS002 | 12307 RANDLE LANE | WESTLAKES SUBDIVISION | DISTRIBUTION SYSTEM | FSD | 1 | 9/28/1987 12:00:00 AM
VA6047851 | PB | PBCU | 3Y | RT | Y | DS001 | DS003 | 12365 RANDLE LANE | WESTLAKES SUBDIVISION | DISTRIBUTION SYSTEM | FSD | 1 | 9/28/1987 12:00:00 AM
VA6047851 | PB | PBCU | 3Y | RT | Y | DS001 | DS004 | 13491 WOODLAWN PL | WESTLAKES SUBDIVISION | DISTRIBUTION SYSTEM | FSD | 1 | 9/28/1987 12:00:00 AM
VA6047851 | PB | PBCU | 3Y | RT | Y | DS001 | DS006 | 13454 BONNIE CT. | WESTLAKES SUBDIVISION | DISTRIBUTION SYSTEM | FSD | 1 | 9/28/1987 12:00:00 AM
VA6047851 | TC | TC | MN | RT | Y | DS001 | TCR01 |  | WESTLAKES SUBDIVISION | DISTRIBUTION SYSTEM |  | 3 | 9/28/1987 12:00:00 AM
VA6047865 | TC | TC | MN | RT | Y | DS001 | TCR01 |  | WESTOVER ESTATES | WESTOVER ESTATES DISTRIBUTION SYSTEM |  | 3 | 3/30/1979 12:00:00 AM
VA6047865 | GE | MPN | YR | RT | Y | WL001 | RW001 | WELL TAP | WESTOVER ESTATES | WELL #1 |  | 1 | 3/30/1979 12:00:00 AM
VA6047865 | GE | ICMT | 3Y | RT | Y | EP001 | EP001 | TAP AFTER STORAGE | WESTOVER ESTATES | ENTRY POINT |  | 1 | 1979-03-30
VA6047865 | GE | RADA | 3Y | RT | Y | EP001 | EP001 | TAP AFTER STORAGE | WESTOVER ESTATES | ENTRY POINT |  | 1 | 1979-03-30
VA6047950 | TC | TC | MN | RT | Y | DS001 | TCR01 |  | WESTVIEW TRAILER PARK | WESTVIEW TRAILER PARK DISTRIBUTION |  | 3 | 4/1/1992 12:00:00 AM
VA6047950 | GE | MPN | YR | RT | Y | WL001 | RW001 | RAW WATER TAP | WESTVIEW TRAILER PARK | WELL 1 |  | 1 | 4/1/1992 12:00:00 AM
VA6047950 | GE | THH5 | 3Y | RT | Y | DS001 | DBP01 | 8388 WESTVIEW COURT | WESTVIEW TRAILER PARK | WESTVIEW TRAILER PARK DISTRIBUTION |  | 1 | 1992-04-01
VA6047955 | PB | PBCU | 3Y | RT | Y | DS001 | DS002 | 2194 WILDWOOD FOREST BLVD | WILDWOOD FOREST | WILDWOOD FOREST DISTRIBUTION | FSD | 1 | 10/8/1996 12:00:00 AM
VA6047955 | PB | PBCU | 3Y | RT | Y | DS001 | DS004 | 2207 WILDWOOD FOREST BLVD | WILDWOOD FOREST | WILDWOOD FOREST DISTRIBUTION | FSD | 1 | 10/8/1996 12:00:00 AM
VA6047955 | PB | PBCU | 3Y | RT | Y | DS001 | DS006 | 2250 WILDWOOD CIRCLE | WILDWOOD FOREST | WILDWOOD FOREST DISTRIBUTION | FSD | 1 | 10/8/1996 12:00:00 AM
VA6047955 | PB | PBCU | 3Y | RT | Y | DS001 | DS007 | 2765 WILDWOOD CIRCLE | WILDWOOD FOREST | WILDWOOD FOREST DISTRIBUTION | FSD | 1 | 10/8/1996 12:00:00 AM
VA6047955 | PB | PBCU | 3Y | RT | Y | DS001 | DS011 | 2590 WILDWOOD CIRCLE | WILDWOOD FOREST | WILDWOOD FOREST DISTRIBUTION | FSD | 1 | 10/8/1996 12:00:00 AM
VA6047955 | TC | TC | MN | RT | Y | DS001 | TCR01 |  | WILDWOOD FOREST | WILDWOOD FOREST DISTRIBUTION |  | 3 | 10/8/1996 12:00:00 AM
VA6047955 | GE | MPN | YR | RT | Y | WL001 | RW001 | INSIDE WELL | WILDWOOD FOREST | WELL #3 (INSIDE) |  | 1 | 10/8/1996 12:00:00 AM
VA6047955 | GE | MPN | YR | RT | Y | WL002 | RW002 | OUTSIDE WELL | WILDWOOD FOREST | WELL #2 (OUTSIDE) |  | 1 | 10/8/1996 12:00:00 AM
VA6047955 | GE | THH5 | 3Y | RT | Y | DS001 | DBP01 | 2371 WILDWOOD CIRCLE | WILDWOOD FOREST | WILDWOOD FOREST DISTRIBUTION |  | 1 | 1996-10-08
VA6059023 | TC | TC | MN | RT | Y | DS001 | TCR01 |  | TRATTORIA VILLAGIO | DISTRIBUTION SYSTEM |  | 3 | 10/19/2013 12:00:00 AM
VA6059023 | GE | ICMT | 3Y | RT | Y | EP001 | EP001 | 1ST FAUCET | TRATTORIA VILLAGIO | ENTRY POINT |  | 1 | 2013-10-19
VA6059028 | TC | TC | QT | RT | Y | DS001 | TCR01 |  | CLIFTON HOUSE | SHOPS AT CLIFTON HOUSE |  | 1 | 1/1/1901 12:00:00 AM
VA6059028 | GE | MPN | YR | RT | Y | WL001 | RW001 | DRILLED WELL | CLIFTON HOUSE | DRILLED WELL |  | 1 | 1/1/1901 12:00:00 AM
VA6059032 | TC | TC | QT | RT | Y | DS001 | TCR01 |  | BULL RUN - BATHHOUSE #2 | DISTRIBUTION SYSTEM |  | 1 | 2/12/2002 12:00:00 AM
VA6059034 | TC | TC | QT | RT | Y | DS001 | TCR01 |  | CAMP FRASER | DISTRIBUTION SYSTEM |  | 1 | 8/15/2012 12:00:00 AM
VA6059050 | GE | THH5 | QT | RT | Y | DS001 | DBP001 | 1E - FIRE HOUSE 303 | DULLES AIRPORT | DISTRIBUTION SYSTEM |  | 1 | 4/15/1982 12:00:00 AM
VA6059050 | GE | THH5 | QT | RT | Y | DS001 | DBP002 | 1D - CARGO BUILDING #3 | DULLES AIRPORT | DISTRIBUTION SYSTEM |  | 1 | 4/15/1982 12:00:00 AM
VA6059050 | GE | THH5 | QT | RT | Y | DS001 | DBP003 | #1 - NEW IAB | DULLES AIRPORT | DISTRIBUTION SYSTEM |  | 1 | 4/15/1982 12:00:00 AM
VA6059050 | GE | THH5 | QT | RT | Y | DS001 | DBP004 | 1G - HERTZ CAR RENTAL | DULLES AIRPORT | DISTRIBUTION SYSTEM |  | 1 | 4/15/1982 12:00:00 AM
VA6059050 | TC | TC | MN | RT | Y | DS001 | TCR01 |  | DULLES AIRPORT | DISTRIBUTION SYSTEM |  | 240 | 4/15/1982 12:00:00 AM
VA6059195 | TC | TC | QT | RT | Y | DS001 | TCR01 |  | BULL RUN - SHOOTING CENTER | BULL RUN SHOOTING CTR NOVA REG |  | 1 | 3/19/2003 12:00:00 AM
VA6059196 | TC | TC | MN | RT | Y | DS001 | TCR01 |  | BULL RUN - COMFORT STATION 2 | BULL RUN REGIONAL PARK CS#2 |  | 3 | 2/12/2002 12:00:00 AM
VA6059197 | TC | TC | MN | RT | Y | DS001 | TCR01 |  | BULL RUN - COMFORT STATION 1 | DISTRIBUTION SYSTEM |  | 3 | 4/16/2003 12:00:00 AM
VA6059210 | TC | TC | MN | RT | Y | DS001 | TCR01 |  | BULL RUN - MAIN SYSTEM | NO VA REG PK AUTH BULL RUN MPW |  | 6 | 2/12/2002 12:00:00 AM
VA6059268 | TC | TC | QT | RT | Y | DS001 | TCR01 |  | CLIFTON CAFE | DSITRIBUTION SYSTEM |  | 1 | 5/15/2018 12:00:00 AM
VA6059268 | GE | MPN | YR | RT | Y | WL001 | RW001 | WELL 1 | CLIFTON CAFE | WELL 1 |  | 1 | 5/15/2018 12:00:00 AM
VA6059290 | TC | TC | QT | RT | Y | DS001 | TCR01 |  | CLIFTON TOWN MEETING HALL | DISTRIBUTION SYSTEM |  | 1 | 7/31/2003 12:00:00 AM
VA6059292 | TC | TC | MN | RT | Y | DS001 | TCR01 |  | CLIFTON PRESBY. CHURCH PRESCHOOL | DISTRIBUTION SYSTEM |  | 3 | 6/21/1982 12:00:00 AM
VA6059292 | GE | MPN | YR | RT | Y | WL001 | RW001 | MANSE WELL RAW | CLIFTON PRESBY. CHURCH PRESCHOOL | MANSE WELL |  | 1 | 6/21/1982 12:00:00 AM
VA6059292 | GE | MPN | YR | RT | Y | WL003 | RW003 | NEW CHURCH WELL RAW TAP | CLIFTON PRESBY. CHURCH PRESCHOOL | NEW CHURCH WELL |  | 1 | 6/21/1982 12:00:00 AM
VA6059295 | TC | TC | QT | RT | Y | DS001 | TCR01 |  | CLIFTON GENERAL STORE | DISTRIBUTION SYSTEM |  | 1 | 2/5/2009 12:00:00 AM
VA6059363 | TC | TC | MN | RT | Y | DS001 | TCR01 |  | EASTERN RIDGE SCHOOL, THE | DISTRIBUTION SYSTEM |  | 3 | 11/9/2016 12:00:00 AM
VA6059363 | GE | NIT | YR | RT | Y | EP001 | EP001 | TAP AFTER STORAGE | EASTERN RIDGE SCHOOL, THE | ENTRY POINT |  | 1 | 11/9/2016 12:00:00 AM
VA6059388 | TC | TC | MN | RT | Y | DS001 | TCR01 |  | BULL RUN SPECIAL EVENTS CENTER | BULL RUN SPECIAL EVENTS CENTER DS |  | 2 | 2/12/2002 12:00:00 AM
VA6059388 | TC | TC | MN | RT | Y | DS001 | TCR01 |  | BULL RUN SPECIAL EVENTS CENTER | BULL RUN SPECIAL EVENTS CENTER DS |  | 8 | 2/12/2002 12:00:00 AM
VA6059391 | TC | TC | MN | RT | Y | DS001 | TCR01 |  | FOUNTAINHEAD REG PARK - MARINA | DISTRIBUTION SYSTEM |  | 3 | 1/1/1901 12:00:00 AM
VA6059450 | GE | THH5 | QT | RT | Y | DS001 | DBP001 | 392 CAMOUFLAGE RESEARCH | FORT BELVOIR | DISTRIBUTION SYSTEM |  | 1 | 3/5/2010 12:00:00 AM
VA6059450 | GE | THH5 | QT | RT | Y | DS001 | DBP002 | 2462 DLA BUILDING | FORT BELVOIR | DISTRIBUTION SYSTEM |  | 1 | 3/5/2010 12:00:00 AM
VA6059450 | GE | THH5 | QT | RT | Y | DS001 | DBP003 | 1810 WELLS GYM | FORT BELVOIR | DISTRIBUTION SYSTEM |  | 1 | 3/5/2010 12:00:00 AM
VA6059450 | GE | THH5 | QT | RT | Y | DS001 | DBP004 | 610 VET CLINIC | FORT BELVOIR | DISTRIBUTION SYSTEM |  | 1 | 3/5/2010 12:00:00 AM
VA6059450 | TC | TC | MN | RT | Y | DS001 | TCR01 |  | FORT BELVOIR | DISTRIBUTION SYSTEM |  | 120 | 3/5/2010 12:00:00 AM
VA6059455 | GE | THH5 | QT | RT | Y | DS001 | DBP01 | NGA CUP | FORT BELVOIR NORTH AREA | DISTRIBUTION SYSTEM |  | 1 | 1/30/2009 12:00:00 AM
VA6059455 | GE | THH5 | QT | RT | Y | DS001 | DBP02 | VCC | FORT BELVOIR NORTH AREA | DISTRIBUTION SYSTEM |  | 1 | 1/30/2009 12:00:00 AM
VA6059455 | GE | THH5 | QT | RT | Y | DS001 | DBP03 | NGA ENTRY 2 | FORT BELVOIR NORTH AREA | DISTRIBUTION SYSTEM |  | 1 | 1/30/2009 12:00:00 AM
VA6059455 | GE | THH5 | QT | RT | Y | DS001 | DBP04 | NGA ENTRY 1 | FORT BELVOIR NORTH AREA | DISTRIBUTION SYSTEM |  | 1 | 1/30/2009 12:00:00 AM
VA6059455 | PB | PBCU | 3Y | RT | Y | DS001 | LC001 | CDC 5023 | FORT BELVOIR NORTH AREA | DISTRIBUTION SYSTEM | FSD | 1 | 1/30/2009 12:00:00 AM
VA6059455 | PB | PBCU | 3Y | RT | Y | DS001 | LC002 | CDC 5024 | FORT BELVOIR NORTH AREA | DISTRIBUTION SYSTEM | FSD | 1 | 1/30/2009 12:00:00 AM
VA6059455 | PB | PBCU | 3Y | RT | Y | DS001 | LC003 | CUP | FORT BELVOIR NORTH AREA | DISTRIBUTION SYSTEM | FSD | 1 | 1/30/2009 12:00:00 AM
VA6059455 | PB | PBCU | 3Y | RT | Y | DS001 | LC004 | E86003 | FORT BELVOIR NORTH AREA | DISTRIBUTION SYSTEM | FSD | 1 | 1/30/2009 12:00:00 AM
VA6059455 | PB | PBCU | 3Y | RT | Y | DS001 | LC005 | ESC | FORT BELVOIR NORTH AREA | DISTRIBUTION SYSTEM | FSD | 1 | 1/30/2009 12:00:00 AM
VA6059455 | PB | PBCU | 3Y | RT | Y | DS001 | LC006 | N0D102 | FORT BELVOIR NORTH AREA | DISTRIBUTION SYSTEM | FSD | 1 | 1/30/2009 12:00:00 AM
VA6059455 | PB | PBCU | 3Y | RT | Y | DS001 | LC007 | N3A301 | FORT BELVOIR NORTH AREA | DISTRIBUTION SYSTEM | FSD | 1 | 1/30/2009 12:00:00 AM
VA6059455 | PB | PBCU | 3Y | RT | Y | DS001 | LC008 | N4B301 | FORT BELVOIR NORTH AREA | DISTRIBUTION SYSTEM | FSD | 1 | 1/30/2009 12:00:00 AM
VA6059455 | PB | PBCU | 3Y | RT | Y | DS001 | LC009 | N4C301 | FORT BELVOIR NORTH AREA | DISTRIBUTION SYSTEM | FSD | 1 | 1/30/2009 12:00:00 AM
VA6059455 | PB | PBCU | 3Y | RT | Y | DS001 | LC010 | N6C301 | FORT BELVOIR NORTH AREA | DISTRIBUTION SYSTEM | FSD | 1 | 1/30/2009 12:00:00 AM
VA6059455 | PB | PBCU | 3Y | RT | Y | DS001 | LC011 | N8B301 | FORT BELVOIR NORTH AREA | DISTRIBUTION SYSTEM | FSD | 1 | 1/30/2009 12:00:00 AM
VA6059455 | PB | PBCU | 3Y | RT | Y | DS001 | LC020 | VCC | FORT BELVOIR NORTH AREA | DISTRIBUTION SYSTEM | FSD | 1 | 1/30/2009 12:00:00 AM
VA6059455 | PB | PBCU | 3Y | RT | Y | DS001 | LC021 | S4G301 | FORT BELVOIR NORTH AREA | DISTRIBUTION SYSTEM | FSD | 1 | 1/30/2009 12:00:00 AM
VA6059455 | PB | PBCU | 3Y | RT | Y | DS001 | LC022 | N2A301 | FORT BELVOIR NORTH AREA | DISTRIBUTION SYSTEM | FSD | 1 | 1/30/2009 12:00:00 AM
VA6059455 | PB | PBCU | 3Y | RT | Y | DS001 | LC023 | N5A301 | FORT BELVOIR NORTH AREA | DISTRIBUTION SYSTEM | FSD | 1 | 1/30/2009 12:00:00 AM
VA6059455 | PB | PBCU | 3Y | RT | Y | DS001 | LC024 | N2B301 (AKA) 302 | FORT BELVOIR NORTH AREA | DISTRIBUTION SYSTEM | FSD | 1 | 1/30/2009 12:00:00 AM
VA6059455 | PB | PBCU | 3Y | RT | Y | DS001 | LC025 | N32160 | FORT BELVOIR NORTH AREA | DISTRIBUTION SYSTEM | FSD | 1 | 1/30/2009 12:00:00 AM
VA6059455 | PB | PBCU | 3Y | RT | Y | DS001 | LC026 | N3B301 | FORT BELVOIR NORTH AREA | DISTRIBUTION SYSTEM | FSD | 1 | 1/30/2009 12:00:00 AM
VA6059455 | PB | PBCU | 3Y | RT | Y | DS001 | LC027 | N62160 | FORT BELVOIR NORTH AREA | DISTRIBUTION SYSTEM | FSD | 1 | 1/30/2009 12:00:00 AM
VA6059455 | PB | PBCU | 3Y | RT | Y | DS001 | LC028 | N5C301 | FORT BELVOIR NORTH AREA | DISTRIBUTION SYSTEM | FSD | 1 | 1/30/2009 12:00:00 AM
VA6059455 | PB | PBCU | 3Y | RT | Y | DS001 | LC029 | N7C301 | FORT BELVOIR NORTH AREA | DISTRIBUTION SYSTEM | FSD | 1 | 1/30/2009 12:00:00 AM
VA6059455 | PB | PBCU | 3Y | RT | Y | DS001 | LC030 | S5E301 | FORT BELVOIR NORTH AREA | DISTRIBUTION SYSTEM | FSD | 1 | 1/30/2009 12:00:00 AM
VA6059455 | PB | PBCU | 3Y | RT | Y | DS001 | LC031 | S23130 | FORT BELVOIR NORTH AREA | DISTRIBUTION SYSTEM | FSD | 1 | 1/30/2009 12:00:00 AM
VA6059455 | PB | PBCU | 3Y | RT | Y | DS001 | LC032 | S42160 | FORT BELVOIR NORTH AREA | DISTRIBUTION SYSTEM | FSD | 1 | 1/30/2009 12:00:00 AM
VA6059455 | PB | PBCU | 3Y | RT | Y | DS001 | LC033 | S7F301 | FORT BELVOIR NORTH AREA | DISTRIBUTION SYSTEM | FSD | 1 | 1/30/2009 12:00:00 AM
VA6059455 | PB | PBCU | 3Y | RT | Y | DS001 | LC034 | S15202 | FORT BELVOIR NORTH AREA | DISTRIBUTION SYSTEM | FSD | 1 | 1/30/2009 12:00:00 AM
VA6059455 | PB | PBCU | 3Y | RT | Y | DS001 | LC035 | S7H301 | FORT BELVOIR NORTH AREA | DISTRIBUTION SYSTEM | FSD | 1 | 1/30/2009 12:00:00 AM
VA6059455 | PB | PBCU | 3Y | RT | Y | DS001 | LC036 | E06310 | FORT BELVOIR NORTH AREA | DISTRIBUTION SYSTEM | FSD | 1 | 1/30/2009 12:00:00 AM
VA6059455 | PB | PBCU | 3Y | RT | Y | DS001 | LC037 | S13152 | FORT BELVOIR NORTH AREA | DISTRIBUTION SYSTEM | FSD | 1 | 1/30/2009 12:00:00 AM
VA6059455 | PB | PBCU | 3Y | RT | Y | DS001 | LC038 | E76032 | FORT BELVOIR NORTH AREA | DISTRIBUTION SYSTEM | FSD | 1 | 1/30/2009 12:00:00 AM
VA6059455 | TC | TC | MN | RT | Y | DS001 | TCR01 |  | FORT BELVOIR NORTH AREA | DISTRIBUTION SYSTEM |  | 30 | 1/30/2009 12:00:00 AM
VA6059460 | GE | THH5 | QT | RT | Y | DS001 | DBP01 | ADF-RDF | FORT BELVOIR WOODLAWN | DISTRIBUTION SYSTEM |  | 1 | 11/11/2011 12:00:00 AM
VA6059460 | GE | THH5 | QT | RT | Y | DS001 | DBP02 | ADF-CAFE | FORT BELVOIR WOODLAWN | DISTRIBUTION SYSTEM |  | 1 | 11/11/2011 12:00:00 AM
VA6059460 | TC | TC | MN | RT | Y | DS001 | TCR01 |  | FORT BELVOIR WOODLAWN | DISTRIBUTION SYSTEM |  | 6 | 11/11/2011 12:00:00 AM
VA6059501 | GE | THH5 | QT | RT | Y | DS001 | DBP001 | 6641 - 5909 POCOL DR | FAIRFAX COUNTY WATER AUTHORITY | DISTRIBUTION SYSTEM |  | 1 | 10/31/1995 12:00:00 AM
VA6059501 | GE | THH5 | QT | RT | Y | DS001 | DBP002 | 11942 - MALLOW TR & GUNSTON RD WY | FAIRFAX COUNTY WATER AUTHORITY | DISTRIBUTION SYSTEM |  | 1 | 10/31/1995 12:00:00 AM
VA6059501 | GE | THH5 | QT | RT | Y | DS001 | DBP003 | 4811 - 9576 LAGERFIELD CIR | FAIRFAX COUNTY WATER AUTHORITY | DISTRIBUTION SYSTEM |  | 1 | 10/31/1995 12:00:00 AM
VA6059501 | GE | THH5 | QT | RT | Y | DS001 | DBP004 | 3721 - 2421 HUNTER MILL RD | FAIRFAX COUNTY WATER AUTHORITY | DISTRIBUTION SYSTEM |  | 1 | 10/31/1995 12:00:00 AM
VA6059501 | GE | THH5 | QT | RT | Y | DS001 | DBP005 | RE13 - NEUSE WY & CHESAPEAKE DR | FAIRFAX COUNTY WATER AUTHORITY | DISTRIBUTION SYSTEM |  | 1 | 10/31/1995 12:00:00 AM
VA6059501 | GE | THH5 | QT | RT | Y | DS001 | DBP006 | 6532 - 6816 HARTWOOD LA | FAIRFAX COUNTY WATER AUTHORITY | DISTRIBUTION SYSTEM |  | 1 | 10/31/1995 12:00:00 AM
VA6059501 | GE | THH5 | QT | RT | Y | DS001 | DBP007 | 11121 - 8718 STANDISH RD | FAIRFAX COUNTY WATER AUTHORITY | DISTRIBUTION SYSTEM |  | 1 | 10/31/1995 12:00:00 AM
VA6059501 | GE | THH5 | QT | RT | Y | DS001 | DBP008 | 7611 - 6121 SADDLE HOR DR | FAIRFAX COUNTY WATER AUTHORITY | DISTRIBUTION SYSTEM |  | 1 | 10/31/1995 12:00:00 AM
VA6059501 | GE | THH5 | QT | RT | Y | DS001 | DBP009 | 7021 - 4317 WOODLARK DR | FAIRFAX COUNTY WATER AUTHORITY | DISTRIBUTION SYSTEM |  | 1 | 10/31/1995 12:00:00 AM
VA6059501 | GE | THH5 | QT | RT | Y | DS001 | DBP010 | 11031 - 9430 FOREST HAVEN DR. | FAIRFAX COUNTY WATER AUTHORITY | DISTRIBUTION SYSTEM |  | 1 | 10/31/1995 12:00:00 AM
VA6059501 | GE | THH5 | QT | RT | Y | DS001 | DBP011 | 1741 - 1821 OLD RESTON AVE | FAIRFAX COUNTY WATER AUTHORITY | DISTRIBUTION SYSTEM |  | 1 | 10/31/1995 12:00:00 AM
VA6059501 | GE | THH5 | QT | RT | Y | DS001 | DBP012 | 8221 - 5713/5715 EVERGREEN KNOLL CT | FAIRFAX COUNTY WATER AUTHORITY | DISTRIBUTION SYSTEM |  | 1 | 10/31/1995 12:00:00 AM
VA6059501 | GE | THH5 | QT | RT | Y | DS001 | DBP013 | CFC 031/202 TURKEY RUN REC AREA HQ | FAIRFAX COUNTY WATER AUTHORITY | DISTRIBUTION SYSTEM |  | 1 | 10/31/1995 12:00:00 AM
VA6059501 | GE | THH5 | QT | RT | Y | DS001 | DBP014 | CFC 013/311 - 2148 GALLOWS RD | FAIRFAX COUNTY WATER AUTHORITY | DISTRIBUTION SYSTEM |  | 1 | 10/31/1995 12:00:00 AM
VA6059501 | GE | THH5 | QT | RT | Y | DS001 | DBP018 | S1S1 - UNIVERSITY TANK | FAIRFAX COUNTY WATER AUTHORITY | DISTRIBUTION SYSTEM |  | 1 | 10/31/1995 12:00:00 AM
VA6059501 | GE | THH5 | QT | RT | Y | DS001 | DBP021 | 9401 LEE HIGHWAY | FAIRFAX COUNTY WATER AUTHORITY | DISTRIBUTION SYSTEM |  | 1 | 10/31/1995 12:00:00 AM
VA6059501 | TC | TC | MN | RT | Y | DS001 | TCR01 |  | FAIRFAX COUNTY WATER AUTHORITY | DISTRIBUTION SYSTEM |  | 900 | 10/31/1995 12:00:00 AM
VA6059501 | GE | BROM | MN | RT | Y | EP022 | EP022 | GRIFFITH EP022 | FAIRFAX COUNTY WATER AUTHORITY | GRIFFITH WTP ENTRY POINT 022 |  | 3 | 10/31/1995 12:00:00 AM
VA6059501 | GE | FL2 | MN | ST | N | EP022 | EP022 | GRIFFITH EP022 | FAIRFAX COUNTY WATER AUTHORITY | GRIFFITH WTP ENTRY POINT 022 |  | 3 | 10/31/1995 12:00:00 AM
VA6059501 | GE | BROM | MN | RT | Y | EP1234 | EP1234 | CORBALIS COMBINED ENTRYPOINT | FAIRFAX COUNTY WATER AUTHORITY | CORBALIS COMBINED ENTRY POINTS |  | 3 | 10/31/1995 12:00:00 AM
VA6059501 | GE | FL2 | MN | ST | N | EP1234 | EP1234 | CORBALIS COMBINED ENTRYPOINT | FAIRFAX COUNTY WATER AUTHORITY | CORBALIS COMBINED ENTRY POINTS |  | 3 | 10/31/1995 12:00:00 AM
VA6059501 | GE | TOCA | QT | RT | Y | TOCR1 | RW001 | RAW WATER TOC ALK - JJ CORBALIS | FAIRFAX COUNTY WATER AUTHORITY | RAW WATER TOC ALK JJ CORBALIS TP |  | 1 | 10/31/1995 12:00:00 AM
VA6059501 | GE | TOCA | MN | RT | Y | TOCR2 | RW021 | RAW WATER TOC ALK - GRIFFITH | FAIRFAX COUNTY WATER AUTHORITY | RAW WATER TOC ALK - GRIFFITH |  | 3 | 10/31/1995 12:00:00 AM
VA6059501 | GE | TOC | QT | RT | Y | TP001 | UP001 | CORBALIS FIN WATER | FAIRFAX COUNTY WATER AUTHORITY | JJ CORBALIS TREATMENT PLANT |  | 1 | 10/31/1995 12:00:00 AM
VA6059501 | GE | TOC | MN | RT | Y | TP002 | UP021 | GRIFFITH FIN WATER | FAIRFAX COUNTY WATER AUTHORITY | GRIFFITH WTP |  | 3 | 10/31/1995 12:00:00 AM
VA6059501 | GE | RADA | 6Y | RT | Y | EP1234 | EP1234 | CORBALIS COMBINED ENTRYPOINT | FAIRFAX COUNTY WATER AUTHORITY | CORBALIS COMBINED ENTRY POINTS |  | 1 | 1995-10-31
VA6059505 | TC | TC | QT | RT | Y | DS001 | TCR01 |  | FAIRFAX YACHT CLUB | DISTRIBUTION SYSTEM |  | 1 | 8/20/2003 12:00:00 AM
VA6059505 | GE | MPN | YR | RT | Y | WL001 | RW001 | RAW TAP | FAIRFAX YACHT CLUB | FX YACHT CLUB DRILLED WELL |  | 1 | 8/20/2003 12:00:00 AM
VA6059512 | TC | TC | QT | RT | Y | DS001 | TCR01 |  | FRIENDS OF FAIRFAX STATION INC | DISTRIBUTION SYSTEM |  | 1 | 5/14/2003 12:00:00 AM
VA6059512 | GE | MPN | YR | RT | Y | WL001 | RW001 | FRIENDS OF FAIRFAX STATION | FRIENDS OF FAIRFAX STATION INC | FRIENDS OF FAIRFAX STATION |  | 1 | 5/14/2003 12:00:00 AM
VA6059515 | TC | TC | MN | RT | Y | DS001 | TCR01 |  | FOUNTAINHEAD PARK COMFORT STA | DISTRIBUTION SYSTEM |  | 2 | 4/21/2003 12:00:00 AM
VA6059523 | TC | TC | MN | RT | Y | DS001 | TCR01 |  | GREAT FALLS PARK | DISTRIBUTION SYSTEM |  | 6 | 9/10/1982 12:00:00 AM
VA6059523 | GE | MPN | YR | RT | Y | WL001 | RW001 | RAW WATER TAP | GREAT FALLS PARK | WELL#1 |  | 1 | 9/10/1982 12:00:00 AM
VA6059543 | TC | TC | QT | RT | Y | DS001 | TCR01 |  | HEMLOCK OVERLOOK REGIONAL PARK | DISTRIBUTION SYSTEM |  | 1 | 8/11/2009 12:00:00 AM
VA6059545 | TC | TC | QT | RT | Y | DS001 | TCR01 |  | RIVERBEND PARK NATURE CENTER | NATURE CENTER |  | 1 | 2/3/1998 12:00:00 AM
VA6059548 | TC | TC | QT | RT | Y | DS001 | TCR01 |  | TRUMMER'S ON MAIN | DISTRIBUTION SYSTEM |  | 1 | 6/25/2009 12:00:00 AM
VA6059548 | GE | MPN | YR | RT | Y | WL001 | RW001 | WELL DISCHARGE LINE | TRUMMER'S ON MAIN | WELL |  | 1 | 6/25/2009 12:00:00 AM
VA6059550 | GE | THH5 | QT | RT | Y | DS001 | DS001 | 700 BENNETT ST | HERNDON, TOWN OF | DISTRIBUTION SYSTEM |  | 1 | 4/11/1991 12:00:00 AM
VA6059550 | GE | THH5 | QT | RT | Y | DS001 | DS002 | 417 MADISON ST | HERNDON, TOWN OF | DISTRIBUTION SYSTEM |  | 1 | 4/11/1991 12:00:00 AM
VA6059550 | GE | THH5 | QT | RT | Y | DS001 | DS003 | 620 HERNDON PKWY | HERNDON, TOWN OF | DISTRIBUTION SYSTEM |  | 1 | 4/11/1991 12:00:00 AM
VA6059550 | GE | THH5 | QT | RT | Y | DS001 | DS004 | 1481 STERLING RD | HERNDON, TOWN OF | DISTRIBUTION SYSTEM |  | 1 | 4/11/1991 12:00:00 AM
VA6059550 | TC | TC | MN | RT | Y | DS001 | TCR01 |  | HERNDON, TOWN OF | DISTRIBUTION SYSTEM |  | 75 | 4/11/1991 12:00:00 AM
VA6059555 | PB | PBCU | YR | RT | Y | DS001 | PBCU1 | SINK 2 CLOSEST TO BATHROOM EMPLOYEE | L`AUBERGE CHEZ FRANCOIS | LAUBERGE CHEZ FRANCOIS | FSD | 1 | 1/1/1901 12:00:00 AM
VA6059555 | PB | PBCU | YR | RT | Y | DS001 | PBCU2 | SINK 3 (BY FREEZER) | L`AUBERGE CHEZ FRANCOIS | LAUBERGE CHEZ FRANCOIS | FSD | 1 | 1/1/1901 12:00:00 AM
VA6059555 | PB | PBCU | YR | RT | Y | DS001 | PBCU3 | SINK 1 CLOSE TO DINING ROOM EXIT | L`AUBERGE CHEZ FRANCOIS | LAUBERGE CHEZ FRANCOIS | FSD | 1 | 1/1/1901 12:00:00 AM
VA6059555 | PB | PBCU | YR | RT | Y | DS001 | PBCU4 | KITCHEN BACK SINK | L`AUBERGE CHEZ FRANCOIS | LAUBERGE CHEZ FRANCOIS | FSD | 1 | 1/1/1901 12:00:00 AM
VA6059555 | PB | PBCU | YR | RT | Y | DS001 | PBCU5 | TRIPLE COMP SINK (REAR) | L`AUBERGE CHEZ FRANCOIS | LAUBERGE CHEZ FRANCOIS | FSD | 1 | 1/1/1901 12:00:00 AM
VA6059555 | TC | TC | MN | RT | Y | DS001 | TCR01 |  | L`AUBERGE CHEZ FRANCOIS | LAUBERGE CHEZ FRANCOIS |  | 3 | 1/1/1901 12:00:00 AM
VA6059555 | GE | NIT | YR | RT | Y | EP003 | EP003 | ENTRY POINT WELLS 1 & 2 | L`AUBERGE CHEZ FRANCOIS | ENTRY POINT WELLS 1 & 2 |  | 1 | 1/1/1901 12:00:00 AM
VA6059578 | TC | TC | QT | RT | Y | DS001 | TCR01 |  | LAKE FAIRFAX-CAMPGROUND | DISTRIBUTION SYSTEM |  | 1 | 10/20/2009 12:00:00 AM
VA6059602 | TC | TC | QT | RT | Y | DS001 | TCR01 |  | MASON NECK STATE PARK | DISTRIBUTION SYSTEM |  | 1 | 2/16/1985 12:00:00 AM
VA6059602 | GE | MPN | YR | RT | Y | WL001 | RW001 | RAW WATER TAP | MASON NECK STATE PARK | WELL#1 |  | 1 | 2/16/1985 12:00:00 AM
VA6059624 | TC | TC | MN | RT | Y | DS001 | TCR01 |  | MOUNT VERNON | DISTRIBUTION SYSTEM |  | 9 | 4/14/1978 12:00:00 AM
VA6059624 | GE | MPN | YR | RT | Y | WL005 | RW005 | RAW WATER TAP | MOUNT VERNON | WELL 5 |  | 1 | 4/14/1978 12:00:00 AM
VA6059626 | TC | TC | QT | RT | Y | DS001 | TCR01 |  | PETERSON'S ICE CREAM DEPOT | DISTRIBUTION SYSTEM |  | 1 | 4/3/2018 12:00:00 AM
VA6059631 | TC | TC | QT | RT | Y | DS001 | TCR01 |  | PLEASANT VALLEY GOLF | DISTRIBUTION SYSTEM |  | 1 | 1/1/1901 12:00:00 AM
VA6059631 | GE | MPN | YR | RT | Y | WL001 | RW001 | RAW TAP | PLEASANT VALLEY GOLF | NEW WELL |  | 1 | 1/1/1901 12:00:00 AM
VA6059635 | TC | TC | MN | RT | Y | DS001 | TCR01 |  | POHICK BAY - POOL | POHICK BAY POOL DISTRIBUTION SYSTEM |  | 3 | 1/1/1901 12:00:00 AM
VA6059641 | TC | TC | MN | RT | Y | DS001 | TCR01 |  | POHICK BAY - COMFORT STATION #3 | POHICK BAY CS3 DISTRIBUTION SYSTEM |  | 3 | 3/27/2003 12:00:00 AM
VA6059684 | TC | TC | QT | RT | Y | DS001 | TCR01 |  | RIVERBEND GOLF - BACK NINE | RIVERBEND GOLF-BACK NINE FAC DS |  | 1 | 8/1/2011 12:00:00 AM
VA6059684 | GE | MPN | YR | RT | Y | WL001 | RW001 | RAW TAP | RIVERBEND GOLF - BACK NINE | BACK 9 WELL |  | 1 | 8/1/2011 12:00:00 AM
VA6059685 | TC | TC | MN | RT | Y | DS001 | TCR01 |  | RIVERBEND GOLF & COUNTRY CLUB | RIVERBEND GOLF |  | 3 | 12/7/1982 12:00:00 AM
VA6059685 | GE | MPN | YR | RT | Y | WL001 | RW001 | RAW TAP | RIVERBEND GOLF & COUNTRY CLUB | WELL #1 |  | 1 | 12/7/1982 12:00:00 AM
VA6059685 | GE | MPN | YR | RT | Y | WL002 | RW002 | WELL #2 | RIVERBEND GOLF & COUNTRY CLUB | WELL #2 |  | 1 | 12/7/1982 12:00:00 AM
VA6059685 | GE | ICMT | 3Y | RT | Y | EP001 | EP001 | TAP ON HYDRO TANK | RIVERBEND GOLF & COUNTRY CLUB | TAP ON HYDRO TANK |  | 1 | 1982-12-07
VA6059685 | GE | VOC | 3Y | RT | Y | EP001 | EP001 | TAP ON HYDRO TANK | RIVERBEND GOLF & COUNTRY CLUB | TAP ON HYDRO TANK |  | 1 | 1982-12-07
VA6059685 | GE | THH5 | 3Y | RT | Y | DS001 | DBP01 | POOL HOUSE | RIVERBEND GOLF & COUNTRY CLUB | RIVERBEND GOLF |  | 1 | 1982-12-07
VA6059686 | TC | TC | QT | RT | Y | DS001 | TCR01 |  | RIVERBEND PARK | RIVERBEND PARK VISITOR CENTER |  | 1 | 2/3/1998 12:00:00 AM
VA6059710 | TC | TC | QT | RT | Y | DS001 | TCR01 |  | SANDY RUN REGIONAL PARK | DISTRIBUTION SYSTEM |  | 1 | 4/21/2003 12:00:00 AM
VA6059739 | TC | TC | MN | RT | Y | DS001 | TCR01 |  | ST FRANCIS EPISCOPAL CHURCH | DISTRIBUTION SYSTEM |  | 3 | 4/1/2021 12:00:00 AM
VA6059739 | GE | NIT | QT | RT | Y | EP001 | EP001 | TAP AFTER TREATMENT | ST FRANCIS EPISCOPAL CHURCH | TAP AFTER TREATMENT |  | 1 | 4/1/2021 12:00:00 AM
VA6059739 | GE | MPN | YR | RT | Y | WL001 | RW001 | CHURCH WELL | ST FRANCIS EPISCOPAL CHURCH | CHURCH WELL |  | 1 | 4/1/2021 12:00:00 AM
VA6059739 | GE | VOC | 3Y | RT | Y | EP001 | EP001 | TAP AFTER TREATMENT | ST FRANCIS EPISCOPAL CHURCH | TAP AFTER TREATMENT |  | 1 | 2021-04-01
VA6059750 | TC | TC | MN | RT | Y | DS001 | TCR01 |  | TAUXEMONT | DISTRIBUTION SYSTEM |  | 3 | 4/7/1982 12:00:00 AM
VA6059750 | GE | ICMT | 3Y | RT | Y | EP001 | EP001 | ENTRY POINT- WELL #3 | TAUXEMONT | WELL #3 POE |  | 1 | 1982-04-07
VA6059750 | GE | ICMT | 3Y | RT | Y | EP002 | EP002 | ENTRY POINT- WELL #4 | TAUXEMONT | WELL #4 POE |  | 1 | 1982-04-07
VA6059750 | GE | ICMT | 3Y | RT | Y | EP004 | EP004 | WELL 6R ENTRY POINT | TAUXEMONT | WELL #6R ENTRY POINT |  | 1 | 1982-04-07
VA6059750 | GE | VOC | 3Y | RT | Y | EP001 | EP001 | ENTRY POINT- WELL #3 | TAUXEMONT | WELL #3 POE |  | 1 | 1982-04-07
VA6059750 | GE | VOC | 3Y | RT | Y | EP002 | EP002 | ENTRY POINT- WELL #4 | TAUXEMONT | WELL #4 POE |  | 1 | 1982-04-07
VA6059800 | GE | THH5 | QT | RT | Y | DS001 | DBP001 | 127 CENTER STREET SOUTH | VIENNA, TOWN OF | DISTRIBUTION SYSTEM |  | 1 | 7/5/1977 12:00:00 AM
VA6059800 | GE | THH5 | QT | RT | Y | DS001 | DBP002 | 2444 FLINT HILL RD | VIENNA, TOWN OF | DISTRIBUTION SYSTEM |  | 1 | 7/5/1977 12:00:00 AM
VA6059800 | GE | THH5 | QT | RT | Y | DS001 | DBP003 | 600 GLYNDON STREET NE | VIENNA, TOWN OF | DISTRIBUTION SYSTEM |  | 1 | 7/5/1977 12:00:00 AM
VA6059800 | GE | THH5 | QT | RT | Y | DS001 | DBP004 | 8600 WALL ST. PUMP STATION | VIENNA, TOWN OF | DISTRIBUTION SYSTEM |  | 1 | 7/5/1977 12:00:00 AM
VA6059800 | PB | PBCU | 3Y | RT | Y | DS001 | LC002 | 1010 PARK ST. SE | VIENNA, TOWN OF | DISTRIBUTION SYSTEM | FSD | 1 | 7/5/1977 12:00:00 AM
VA6059800 | PB | PBCU | 3Y | RT | Y | DS001 | LC003 | 1012 PARK ST. SE | VIENNA, TOWN OF | DISTRIBUTION SYSTEM | FSD | 1 | 7/5/1977 12:00:00 AM
VA6059800 | PB | PBCU | 3Y | RT | Y | DS001 | LC005 | 105 CUNNINGHAM PARK CT. | VIENNA, TOWN OF | DISTRIBUTION SYSTEM | FSD | 1 | 7/5/1977 12:00:00 AM
VA6059800 | PB | PBCU | 3Y | RT | Y | DS001 | LC006 | 106 CUNNINGHAM PARK CT. | VIENNA, TOWN OF | DISTRIBUTION SYSTEM | FSD | 1 | 7/5/1977 12:00:00 AM
VA6059800 | PB | PBCU | 3Y | RT | Y | DS001 | LC007 | 1104 HILLCREST DR. SW | VIENNA, TOWN OF | DISTRIBUTION SYSTEM | FSD | 1 | 7/5/1977 12:00:00 AM
VA6059800 | PB | PBCU | 3Y | RT | Y | DS001 | LC008 | 201 COURTHOUSE RD. SW | VIENNA, TOWN OF | DISTRIBUTION SYSTEM | FSD | 1 | 7/5/1977 12:00:00 AM
VA6059800 | PB | PBCU | 3Y | RT | Y | DS001 | LC009 | 205 CHERRY ST. SW | VIENNA, TOWN OF | DISTRIBUTION SYSTEM | FSD | 1 | 7/5/1977 12:00:00 AM
VA6059800 | PB | PBCU | 3Y | RT | Y | DS001 | LC011 | 2101 KEDGE DR. | VIENNA, TOWN OF | DISTRIBUTION SYSTEM | FSD | 1 | 7/5/1977 12:00:00 AM
VA6059800 | PB | PBCU | 3Y | RT | Y | DS001 | LC012 | 213 GLEN AVE. SW | VIENNA, TOWN OF | DISTRIBUTION SYSTEM | FSD | 1 | 7/5/1977 12:00:00 AM
VA6059800 | PB | PBCU | 3Y | RT | Y | DS001 | LC013 | 2401 OAK VALE CT. | VIENNA, TOWN OF | DISTRIBUTION SYSTEM | FSD | 1 | 7/5/1977 12:00:00 AM
VA6059800 | PB | PBCU | 3Y | RT | Y | DS001 | LC014 | 2403 OAK VALE CT. NW | VIENNA, TOWN OF | DISTRIBUTION SYSTEM | FSD | 1 | 7/5/1977 12:00:00 AM
VA6059800 | PB | PBCU | 3Y | RT | Y | DS001 | LC015 | 2410 OAK VALE CT. | VIENNA, TOWN OF | DISTRIBUTION SYSTEM | FSD | 1 | 7/5/1977 12:00:00 AM
VA6059800 | PB | PBCU | 3Y | RT | Y | DS001 | LC017 | 2528 BABCOCK ROAD | VIENNA, TOWN OF | DISTRIBUTION SYSTEM | FSD | 1 | 7/5/1977 12:00:00 AM
VA6059800 | PB | PBCU | 3Y | RT | Y | DS001 | LC018 | 2541 BABCOCK RD. | VIENNA, TOWN OF | DISTRIBUTION SYSTEM | FSD | 1 | 7/5/1977 12:00:00 AM
VA6059800 | PB | PBCU | 3Y | RT | Y | DS001 | LC019 | 2557 BABCOCK RD. | VIENNA, TOWN OF | DISTRIBUTION SYSTEM | FSD | 1 | 7/5/1977 12:00:00 AM
VA6059800 | PB | PBCU | 3Y | RT | Y | DS001 | LC020 | 2566 BABCOCK RD. | VIENNA, TOWN OF | DISTRIBUTION SYSTEM | FSD | 1 | 7/5/1977 12:00:00 AM
VA6059800 | PB | PBCU | 3Y | RT | Y | DS001 | LC021 | 306 MOORE AVE. SE | VIENNA, TOWN OF | DISTRIBUTION SYSTEM | FSD | 1 | 7/5/1977 12:00:00 AM
VA6059800 | PB | PBCU | 3Y | RT | Y | DS001 | LC022 | 308 TALAHI RD. SE | VIENNA, TOWN OF | DISTRIBUTION SYSTEM | FSD | 1 | 7/5/1977 12:00:00 AM
VA6059800 | PB | PBCU | 3Y | RT | Y | DS001 | LC023 | 316 MOORE AVE. | VIENNA, TOWN OF | DISTRIBUTION SYSTEM | FSD | 1 | 7/5/1977 12:00:00 AM
VA6059800 | PB | PBCU | 3Y | RT | Y | DS001 | LC026 | 405 ROLAND ST. SW | VIENNA, TOWN OF | DISTRIBUTION SYSTEM | FSD | 1 | 7/5/1977 12:00:00 AM
VA6059800 | PB | PBCU | 3Y | RT | Y | DS001 | LC029 | 414 TAPAWINGO RD. SW | VIENNA, TOWN OF | DISTRIBUTION SYSTEM | FSD | 1 | 7/5/1977 12:00:00 AM
VA6059800 | PB | PBCU | 3Y | RT | Y | DS001 | LC031 | 931 PARK ST. SE | VIENNA, TOWN OF | DISTRIBUTION SYSTEM | FSD | 1 | 7/5/1977 12:00:00 AM
VA6059800 | PB | PBCU | 3Y | RT | Y | DS001 | LC032 | 9517 LIBERTY TREE LANE | VIENNA, TOWN OF | DISTRIBUTION SYSTEM | FSD | 1 | 7/5/1977 12:00:00 AM
VA6059800 | PB | PBCU | 3Y | RT | Y | DS001 | LC033 | 9518 LIBERTY TREE LANE | VIENNA, TOWN OF | DISTRIBUTION SYSTEM | FSD | 1 | 7/5/1977 12:00:00 AM
VA6059800 | PB | PBCU | 3Y | RT | Y | DS001 | LC035 | 110 ELMAR DR. SE | VIENNA, TOWN OF | DISTRIBUTION SYSTEM | FSD | 1 | 7/5/1977 12:00:00 AM
VA6059800 | PB | PBCU | 3Y | RT | Y | DS001 | LC036 | 201 EAST ST. NE | VIENNA, TOWN OF | DISTRIBUTION SYSTEM | FSD | 1 | 7/5/1977 12:00:00 AM
VA6059800 | PB | PBCU | 3Y | RT | Y | DS001 | LC037 | 207 EAST ST NE | VIENNA, TOWN OF | DISTRIBUTION SYSTEM | FSD | 1 | 7/5/1977 12:00:00 AM
VA6059800 | PB | PBCU | 3Y | RT | Y | DS001 | LC038 | 2102 KEDGE DR. | VIENNA, TOWN OF | DISTRIBUTION SYSTEM | FSD | 1 | 7/5/1977 12:00:00 AM
VA6059800 | PB | PBCU | 3Y | RT | Y | DS001 | LC041 | 405 DRUID HILL RD | VIENNA, TOWN OF | DISTRIBUTION SYSTEM | FSD | 1 | 7/5/1977 12:00:00 AM
VA6059800 | PB | PBCU | 3Y | RT | Y | DS001 | LC044 | 507 AYRHILL AVE NE | VIENNA, TOWN OF | DISTRIBUTION SYSTEM | FSD | 1 | 7/5/1977 12:00:00 AM
VA6059800 | TC | TC | MN | RT | Y | DS001 | TCR01 |  | VIENNA, TOWN OF | DISTRIBUTION SYSTEM |  | 90 | 7/5/1977 12:00:00 AM
VA6059875 | TC | TC | QT | RT | Y | DS001 | TCR01 |  | WOODLANDS STEWARDSHIP EDUCATION CENTER | DISTRIBUTION SYSTEM |  | 1 | 2/1/2024 12:00:00 AM
VA6059875 | GE | NIT | YR | RT | Y | EP001 | EP001 | TAP AFTER PRESSURE TANK | WOODLANDS STEWARDSHIP EDUCATION CENTER | TAP AFTER PRESSURE TANK |  | 1 | 2/1/2024 12:00:00 AM
VA6061005 | TC | TC | MN | RT | Y | DS001 | TCR01 |  | AIRLIE FOUNDATION | DISTRIBUTION SYSTEM |  | 3 | 9/1/1991 12:00:00 AM
VA6061005 | GE | MPN | YR | RT | Y | WL001 | RW001 | WELL DISCHARGE LINE | AIRLIE FOUNDATION | BAMBOO WELL |  | 1 | 9/1/1991 12:00:00 AM
VA6061005 | GE | MPN | YR | RT | Y | WL002 | RW002 | WELL DISCHARGE LINE | AIRLIE FOUNDATION | GROOMS WELL |  | 1 | 9/1/1991 12:00:00 AM
VA6061005 | GE | MPN | YR | RT | Y | WL004 | RW004 | WELL DISCHARGE LINE | AIRLIE FOUNDATION | SUNDIAL WELL |  | 1 | 9/1/1991 12:00:00 AM
VA6061006 | TC | TC | QT | RT | Y | DS001 | TCR01 |  | BUNKER ROOT BEER STAND | DISTRIBUTION SYSTEM |  | 1 | 2/20/2015 12:00:00 AM
VA6061007 | TC | TC | QT | RT | Y | DS001 | TCR01 |  | PHOEBE HALL KNIPLING OUTDOOR LAB | DISTRIBUTION SYSTEM |  | 1 | 1/22/2013 12:00:00 AM
VA6061007 | GE | MPN | YR | RT | Y | WL001 | RW001 | WELL 1 | PHOEBE HALL KNIPLING OUTDOOR LAB | WELL 1 |  | 1 | 1/22/2013 12:00:00 AM
VA6061008 | TC | TC | MN | RT | Y | DS001 | TCR01 |  | AUBURN CROSSING | AUBURN CROSSING DISTRIBUTION SYSTEM |  | 3 | 2/21/1990 12:00:00 AM
VA6061008 | GE | VOC | YR | RT | Y | EP001 | EP001 | TAP AFTER TREATMENT | AUBURN CROSSING | ENTRY POINT |  | 1 | 2/21/1990 12:00:00 AM
VA6061008 | GE | MPN | YR | RT | Y | WL001 | RW001 | RAW WATER TAP | AUBURN CROSSING | WELL 1 |  | 1 | 2/21/1990 12:00:00 AM
VA6061008 | GE | THH5 | 3Y | RT | Y | DS001 | DBP01 | LOT 26 SAMPLE TAP | AUBURN CROSSING | AUBURN CROSSING DISTRIBUTION SYSTEM |  | 1 | 1990-02-21
VA6061009 | TC | TC | MN | RT | Y | DS001 | TCR01 |  | SOUTHERN FAUQUIER CHILD DEVELOPMENT | SOUTHERN FAUQUIER CHILD DEVELOPMENT |  | 3 | 4/7/1993 12:00:00 AM
VA6061020 | TC | TC | MN | RT | Y | DS001 | TCR01 |  | BALDWIN RIDGE | BALDWIN RIDGE DISTRIBUTION |  | 3 | 6/5/1995 12:00:00 AM
VA6061020 | GE | NIT | YR | RT | Y | EP001 | EP001 | TAP AFTER STORAGE | BALDWIN RIDGE | ENTRY POINT |  | 1 | 6/5/1995 12:00:00 AM
VA6061021 | TC | TC | MN | RT | Y | DS001 | TCR01 |  | BARKING ROSE BREWING COMPANY + FARM | DISTRIBUTION |  | 3 | 8/14/2020 12:00:00 AM
VA6061021 | GE | MPN | YR | RT | Y | WL001 | RW001 | RAW WATER TAP | BARKING ROSE BREWING COMPANY + FARM | WELL 1 |  | 1 | 8/14/2020 12:00:00 AM
VA6061035 | TC | TC | QT | RT | Y | DS001 | TCR01 |  | EL AGAVE - MARSHALL | DISTRIBUTION SYSTEM |  | 1 | 7/30/1998 12:00:00 AM
VA6061035 | TC | TC | QT | RT | Y | DS002 | TCR01 |  | EL AGAVE - MARSHALL | DISTRIBUTION SYSTEM |  | 1 | 7/30/1998 12:00:00 AM
VA6061038 | TC | TC | QT | RT | Y | DS001 | TCR01 |  | BARREL OAK WINERY | BARREL OAK WINERY |  | 1 | 4/5/2018 12:00:00 AM
VA6061050 | TC | TC | MN | RT | Y | DS001 | TCR01 |  | BETHEL ACADEMY SUBDIVISION | BETHEL ACADEMY DISTRIBUTION |  | 3 | 6/24/1977 12:00:00 AM
VA6061050 | GE | MPN | YR | RT | Y | WL001 | RW001 | RAW WATER TAP | BETHEL ACADEMY SUBDIVISION | WELL 1 |  | 1 | 6/24/1977 12:00:00 AM
VA6061050 | GE | MPN | YR | RT | Y | WL002 | RW002 | RAW WATER TAP | BETHEL ACADEMY SUBDIVISION | WELL 2 |  | 1 | 6/24/1977 12:00:00 AM
VA6061050 | GE | THH5 | 3Y | RT | Y | DS001 | DBP01 | LOT 66 7128 AIRLIE RD | BETHEL ACADEMY SUBDIVISION | BETHEL ACADEMY DISTRIBUTION |  | 1 | 1977-06-24
VA6061053 | TC | TC | QT | RT | Y | DS001 | TCR01 |  | BLUE VALLEY WINERY | BLUE VALLEY WINERY |  | 1 | 10/16/2015 12:00:00 AM
VA6061057 | TC | TC | MN | RT | Y | DS001 | TCR01 |  | BOTHA SUBDIVISION | BOTHA SUBDIVISION DISTRIBUTION SYSTEM |  | 3 | 12/1/2003 12:00:00 AM
VA6061057 | GE | VOC | YR | RT | Y | EP001 | EP001 | TAP AFTER STORAGE | BOTHA SUBDIVISION | ENTRY POINT 1 |  | 1 | 12/1/2003 12:00:00 AM
VA6061057 | GE | MPN | YR | RT | Y | WL001 | RW001 | RAW WATER TAP | BOTHA SUBDIVISION | WELL BOT-5 |  | 1 | 12/1/2003 12:00:00 AM
VA6061057 | GE | THH5 | 3Y | RT | Y | DS001 | DBP01 | LOT 1 BLOWOFF | BOTHA SUBDIVISION | BOTHA SUBDIVISION DISTRIBUTION SYSTEM |  | 1 | 2003-12-01
VA6061080 | TC | TC | QT | RT | Y | DS001 | TCR01 |  | RECOVERY 180 MD | DISTRIBUTION SYSTEM |  | 1 | 6/21/2024 12:00:00 AM
VA6061080 | GE | NIT | YR | RT | Y | EP001 | EP001 | ENTRY POINT 01 | RECOVERY 180 MD | ENTRY POINT 01 |  | 1 | 6/21/2024 12:00:00 AM
VA6061080 | GE | NIT | YR | RT | Y | EP002 | EP002 | ENTRY POINT 02 | RECOVERY 180 MD | ENTRY POINT 02 |  | 1 | 6/21/2024 12:00:00 AM
VA6061111 | TC | TC | MN | RT | Y | DS001 | TCR01 |  | CHEMETRICS, INC | DISTRIBUTION SYSTEM |  | 3 | 1/17/1992 12:00:00 AM
VA6061111 | GE | MPN | YR | RT | Y | WL002 | RW002 | RAW WATER TAP | CHEMETRICS, INC | WELL 2 |  | 1 | 1/17/1992 12:00:00 AM
VA6061112 | TC | TC | MN | RT | Y | DS001 | TCR01 |  | WALNUT GROVE CHILD CARE III | WALNUT GROVE III DISTRIBUTION |  | 3 | 4/1/1998 12:00:00 AM
VA6061112 | GE | MPN | YR | RT | Y | WL001 | RW001 | WELL #1 | WALNUT GROVE CHILD CARE III | WELL #1 |  | 1 | 4/1/1998 12:00:00 AM
VA6061112 | GE | THH5 | 3Y | RT | Y | DS001 | DBP01 | KITCHEN | WALNUT GROVE CHILD CARE III | WALNUT GROVE III DISTRIBUTION |  | 1 | 1998-04-01
VA6061114 | PB | PBCU | YR | RT | Y | DS001 | DS003 | LOT 7 | FAUQUIER SPRINGS | FAUQUIER SPRINGS DISTRIBUTION | FSD | 1 | 3/31/1995 12:00:00 AM
VA6061114 | PB | PBCU | YR | RT | Y | DS001 | DS004 | LOT 14 | FAUQUIER SPRINGS | FAUQUIER SPRINGS DISTRIBUTION | FSD | 1 | 3/31/1995 12:00:00 AM
VA6061114 | PB | PBCU | YR | RT | Y | DS001 | DS005 | LOT 7 (DIFFERENT DAY) | FAUQUIER SPRINGS | FAUQUIER SPRINGS DISTRIBUTION | FSD | 1 | 3/31/1995 12:00:00 AM
VA6061114 | PB | PBCU | YR | RT | Y | DS001 | DS006 | LOT 16 | FAUQUIER SPRINGS | FAUQUIER SPRINGS DISTRIBUTION | FSD | 1 | 3/31/1995 12:00:00 AM
VA6061114 | PB | PBCU | YR | RT | Y | DS001 | DS007 | LOT 4 | FAUQUIER SPRINGS | FAUQUIER SPRINGS DISTRIBUTION | FSD | 1 | 3/31/1995 12:00:00 AM
VA6061114 | TC | TC | MN | RT | Y | DS001 | TCR01 |  | FAUQUIER SPRINGS | FAUQUIER SPRINGS DISTRIBUTION |  | 3 | 3/31/1995 12:00:00 AM
VA6061114 | GE | 4010 | QT | RT | Y | EP001 | EP001 | WELL DISCHARGE LINE | FAUQUIER SPRINGS | ENTRY POINT |  | 1 | 3/31/1995 12:00:00 AM
VA6061114 | GE | VOC | 3Y | RT | Y | EP001 | EP001 | WELL DISCHARGE LINE | FAUQUIER SPRINGS | ENTRY POINT |  | 1 | 3/31/1995 12:00:00 AM
VA6061114 | GE | MPN | YR | RT | Y | WL001 | RW001 | RAW WATER TAP | FAUQUIER SPRINGS | WELL #1 |  | 1 | 3/31/1995 12:00:00 AM
VA6061116 | TC | TC | QT | RT | Y | DS001 | TCR01 |  | CROCKETT PARK | DISTRIBUTION SYSTEM |  | 1 | 3/31/2010 12:00:00 AM
VA6061117 | GE | TTHM | YR | RT | Y | DS001 | DBP01 | BLOWOFF AT REAR OF LOT 72C | OPAL REGIONAL | OPAL REGIONAL DISTRIBUTION SYSTEM |  | 1 | 5/17/1989 12:00:00 AM
VA6061117 | GE | HAA5 | YR | RT | Y | DS001 | DBP02 | BLOWOFF AT END OF RIDGEDALE DR | OPAL REGIONAL | OPAL REGIONAL DISTRIBUTION SYSTEM |  | 1 | 5/17/1989 12:00:00 AM
VA6061117 | TC | TC | MN | RT | Y | DS001 | TCR01 |  | OPAL REGIONAL | OPAL REGIONAL DISTRIBUTION SYSTEM |  | 3 | 5/17/1989 12:00:00 AM
VA6061117 | GE | MPN | YR | RT | Y | WL001 | RW001 | EDGEHILL WELL-WL001 | OPAL REGIONAL | EDGEHILL WELL |  | 1 | 5/17/1989 12:00:00 AM
VA6061117 | GE | MPN | YR | RT | Y | WL002 | RW002 | RAW TAP - ENGLISH MEADOWS | OPAL REGIONAL | ENGLISH MEADOWS WELL |  | 1 | 5/17/1989 12:00:00 AM
VA6061120 | TC | TC | MN | RT | Y | DS001 | TCR01 |  | CATLETT SUBDIVISION | CATLETT DISTRIBUTION SYSTEM |  | 3 | 12/7/1989 12:00:00 AM
VA6061120 | GE | MPN | YR | RT | Y | WL001 | RW001 | RAW WATER TAP | CATLETT SUBDIVISION | WELL NO. 1 |  | 1 | 12/7/1989 12:00:00 AM
VA6061120 | GE | MPN | YR | RT | Y | WL002 | RW002 | RAW WATER TAP | CATLETT SUBDIVISION | WELL NO. 2 |  | 1 | 12/7/1989 12:00:00 AM
VA6061120 | GE | VOC | 3Y | RT | Y | EP001 | EP001 | ENTRY POINT- WELL #1 | CATLETT SUBDIVISION | ENTRY POINT - WELL 1 |  | 1 | 1989-12-07
VA6061120 | GE | THH5 | 3Y | RT | Y | DS001 | DBP02 | HYDRANT AT END OF CATLETT SCHOOL RD | CATLETT SUBDIVISION | CATLETT DISTRIBUTION SYSTEM |  | 1 | 1989-12-07
VA6061125 | TC | TC | MN | RT | Y | DS001 | TCR01 |  | DRYSDALE SUBDIVISION | DISTRIBUTION SYSTEM |  | 3 | 7/20/1978 12:00:00 AM
VA6061125 | GE | MPN | YR | RT | Y | WL001 | RW001 | WELL TAP | DRYSDALE SUBDIVISION | WELL 1 |  | 1 | 7/20/1978 12:00:00 AM
VA6061125 | GE | THH5 | 3Y | RT | Y | DS001 | DBP01 | MAX RESIDENCE TIME | DRYSDALE SUBDIVISION | DISTRIBUTION SYSTEM |  | 1 | 1978-07-20
VA6061129 | PB | PBCU | 3Y | RT | Y | DS001 | DS001 | LEAD COPPER SITE 01 | BEALETON REGIONAL | BEALETON REGIONAL DISTRIBUTION SYSTEM | FSD | 1 | 5/3/1995 12:00:00 AM
VA6061129 | PB | PBCU | 3Y | RT | Y | DS001 | DS002 | LEAD COPPER SITE 02 | BEALETON REGIONAL | BEALETON REGIONAL DISTRIBUTION SYSTEM | FSD | 1 | 5/3/1995 12:00:00 AM
VA6061129 | PB | PBCU | 3Y | RT | Y | DS001 | DS003 | LEAD COPPER SITE 03 | BEALETON REGIONAL | BEALETON REGIONAL DISTRIBUTION SYSTEM | FSD | 1 | 5/3/1995 12:00:00 AM
VA6061129 | PB | PBCU | 3Y | RT | Y | DS001 | DS004 | LEAD COPPER SITE 04 | BEALETON REGIONAL | BEALETON REGIONAL DISTRIBUTION SYSTEM | FSD | 1 | 5/3/1995 12:00:00 AM
VA6061129 | PB | PBCU | 3Y | RT | Y | DS001 | DS005 | LEAD COPPER SITE 05 | BEALETON REGIONAL | BEALETON REGIONAL DISTRIBUTION SYSTEM | FSD | 1 | 5/3/1995 12:00:00 AM
VA6061129 | PB | PBCU | 3Y | RT | Y | DS001 | DS006 | LEAD COPPER SITE 06 | BEALETON REGIONAL | BEALETON REGIONAL DISTRIBUTION SYSTEM | FSD | 1 | 5/3/1995 12:00:00 AM
VA6061129 | PB | PBCU | 3Y | RT | Y | DS001 | DS007 | LEAD COPPER SITE 07 | BEALETON REGIONAL | BEALETON REGIONAL DISTRIBUTION SYSTEM | FSD | 1 | 5/3/1995 12:00:00 AM
VA6061129 | PB | PBCU | 3Y | RT | Y | DS001 | DS008 | LEAD COPPER SITE 08 | BEALETON REGIONAL | BEALETON REGIONAL DISTRIBUTION SYSTEM | FSD | 1 | 5/3/1995 12:00:00 AM
VA6061129 | PB | PBCU | 3Y | RT | Y | DS001 | DS009 | LEAD COPPER SITE 09 | BEALETON REGIONAL | BEALETON REGIONAL DISTRIBUTION SYSTEM | FSD | 1 | 5/3/1995 12:00:00 AM
VA6061129 | PB | PBCU | 3Y | RT | Y | DS001 | DS010 | LEAD COPPER SITE 10 | BEALETON REGIONAL | BEALETON REGIONAL DISTRIBUTION SYSTEM | FSD | 1 | 5/3/1995 12:00:00 AM
VA6061129 | PB | PBCU | 3Y | RT | Y | DS001 | DS011 | PBCU 11 | BEALETON REGIONAL | BEALETON REGIONAL DISTRIBUTION SYSTEM | FSD | 1 | 5/3/1995 12:00:00 AM
VA6061129 | PB | PBCU | 3Y | RT | Y | DS001 | DS012 | PBCU 12 | BEALETON REGIONAL | BEALETON REGIONAL DISTRIBUTION SYSTEM | FSD | 1 | 5/3/1995 12:00:00 AM
VA6061129 | PB | PBCU | 3Y | RT | Y | DS001 | DS013 | PBCU 13 | BEALETON REGIONAL | BEALETON REGIONAL DISTRIBUTION SYSTEM | FSD | 1 | 5/3/1995 12:00:00 AM
VA6061129 | PB | PBCU | 3Y | RT | Y | DS001 | DS014 | PBCU 14 | BEALETON REGIONAL | BEALETON REGIONAL DISTRIBUTION SYSTEM | FSD | 1 | 5/3/1995 12:00:00 AM
VA6061129 | PB | PBCU | 3Y | RT | Y | DS001 | DS015 | PBCU 15 | BEALETON REGIONAL | BEALETON REGIONAL DISTRIBUTION SYSTEM | FSD | 1 | 5/3/1995 12:00:00 AM
VA6061129 | PB | PBCU | 3Y | RT | Y | DS001 | DS016 | PBCU 16 | BEALETON REGIONAL | BEALETON REGIONAL DISTRIBUTION SYSTEM | FSD | 1 | 5/3/1995 12:00:00 AM
VA6061129 | PB | PBCU | 3Y | RT | Y | DS001 | DS017 | PBCU 17 | BEALETON REGIONAL | BEALETON REGIONAL DISTRIBUTION SYSTEM | FSD | 1 | 5/3/1995 12:00:00 AM
VA6061129 | PB | PBCU | 3Y | RT | Y | DS001 | DS018 | PBCU 18 | BEALETON REGIONAL | BEALETON REGIONAL DISTRIBUTION SYSTEM | FSD | 1 | 5/3/1995 12:00:00 AM
VA6061129 | PB | PBCU | 3Y | RT | Y | DS001 | DS019 | PBCU 19 | BEALETON REGIONAL | BEALETON REGIONAL DISTRIBUTION SYSTEM | FSD | 1 | 5/3/1995 12:00:00 AM
VA6061129 | PB | PBCU | 3Y | RT | Y | DS001 | DS020 | PBCU 20 | BEALETON REGIONAL | BEALETON REGIONAL DISTRIBUTION SYSTEM | FSD | 1 | 5/3/1995 12:00:00 AM
VA6061129 | TC | TC | MN | RT | Y | DS001 | TCR01 |  | BEALETON REGIONAL | BEALETON REGIONAL DISTRIBUTION SYSTEM |  | 18 | 5/3/1995 12:00:00 AM
VA6061129 | GE | MPN | YR | RT | Y | WL002 | RW002 | RAW WATER TAP | BEALETON REGIONAL | MEADOWBROOKE II WELL |  | 1 | 5/3/1995 12:00:00 AM
VA6061129 | GE | MPN | YR | RT | Y | WL003 | RW003 | RAW WATER TAP | BEALETON REGIONAL | MILLER SCHOOL WELL |  | 1 | 5/3/1995 12:00:00 AM
VA6061129 | GE | MPN | YR | RT | Y | WL005 | RW005 | WELL DISCHARGE LINE | BEALETON REGIONAL | MINT BROOK II WELL (B1) |  | 1 | 5/3/1995 12:00:00 AM
VA6061129 | GE | MPN | YR | RT | Y | WL006 | RW006 | BEALETON B-4 (MINT BROOK 3) | BEALETON REGIONAL | BEALETON B-4 |  | 1 | 5/3/1995 12:00:00 AM
VA6061132 | PB | PBCU | 6M | RT | Y | DS001 | DS001 | PRESCHOOL CLASSROOM | FRESTA VALLEY CHRISTIAN SCHOOL | FRESTA VALLEY DISTRIBUTION SYSTEM | FSD | 1 | 9/30/1991 12:00:00 AM
VA6061132 | PB | PBCU | 6M | RT | Y | DS001 | DS002 | FOUNTAIN NEAR STORAGE ROOM 8 | FRESTA VALLEY CHRISTIAN SCHOOL | FRESTA VALLEY DISTRIBUTION SYSTEM | FSD | 1 | 9/30/1991 12:00:00 AM
VA6061132 | PB | PBCU | 6M | RT | Y | DS001 | DS003 | KITCHEN | FRESTA VALLEY CHRISTIAN SCHOOL | FRESTA VALLEY DISTRIBUTION SYSTEM | FSD | 1 | 9/30/1991 12:00:00 AM
VA6061132 | PB | PBCU | 6M | RT | Y | DS001 | DS004 | FOUNTAIN NEAR ADMIN. OFFICE | FRESTA VALLEY CHRISTIAN SCHOOL | FRESTA VALLEY DISTRIBUTION SYSTEM | FSD | 1 | 9/30/1991 12:00:00 AM
VA6061132 | PB | PBCU | 6M | RT | Y | DS001 | DS005 | HOUSE | FRESTA VALLEY CHRISTIAN SCHOOL | FRESTA VALLEY DISTRIBUTION SYSTEM | FSD | 1 | 9/30/1991 12:00:00 AM
VA6061132 | PB | PBCU | 6M | RT | Y | DS001 | DS006 | FIRST GRADE CLASSROOM | FRESTA VALLEY CHRISTIAN SCHOOL | FRESTA VALLEY DISTRIBUTION SYSTEM | FSD | 1 | 9/30/1991 12:00:00 AM
VA6061132 | PB | PBCU | 6M | RT | Y | DS001 | DS007 | SECOND GRADE CLASSROOM | FRESTA VALLEY CHRISTIAN SCHOOL | FRESTA VALLEY DISTRIBUTION SYSTEM | FSD | 1 | 9/30/1991 12:00:00 AM
VA6061132 | PB | PBCU | 6M | RT | Y | DS001 | DS008 | FOUNTAIN PRE-SCHOOL | FRESTA VALLEY CHRISTIAN SCHOOL | FRESTA VALLEY DISTRIBUTION SYSTEM | FSD | 1 | 9/30/1991 12:00:00 AM
VA6061132 | PB | PBCU | 6M | RT | Y | DS001 | DS009 | STAFF RESTROOM (PRE-SCHOOL) | FRESTA VALLEY CHRISTIAN SCHOOL | FRESTA VALLEY DISTRIBUTION SYSTEM | FSD | 1 | 9/30/1991 12:00:00 AM
VA6061132 | PB | PBCU | 6M | RT | Y | DS001 | DS010 | ADMIN OFFICE RESTROOM | FRESTA VALLEY CHRISTIAN SCHOOL | FRESTA VALLEY DISTRIBUTION SYSTEM | FSD | 1 | 9/30/1991 12:00:00 AM
VA6061132 | TC | TC | MN | RT | Y | DS001 | TCR01 |  | FRESTA VALLEY CHRISTIAN SCHOOL | FRESTA VALLEY DISTRIBUTION SYSTEM |  | 3 | 9/30/1991 12:00:00 AM
VA6061132 | GE | MPN | QT | RT | Y | WL001 | RW001 | WELL TAP | FRESTA VALLEY CHRISTIAN SCHOOL | WELL 1 |  | 1 | 9/30/1991 12:00:00 AM
VA6061134 | TC | TC | MN | RT | Y | DS001 | TCR01 |  | GREEN MEADOWS SUBDIVISION | DISTRIBUTION SYSTEM |  | 3 | 12/16/2002 12:00:00 AM
VA6061134 | GE | VOC | YR | RT | Y | EP001 | EP001 | TAP AFTER STORAGE | GREEN MEADOWS SUBDIVISION | ENTRY POINT - 2 WELLS |  | 1 | 12/16/2002 12:00:00 AM
VA6061134 | GE | MPN | YR | RT | Y | WL001 | RW001 | RAW WATER TAP | GREEN MEADOWS SUBDIVISION | WELL 1 |  | 1 | 12/16/2002 12:00:00 AM
VA6061134 | GE | MPN | YR | RT | Y | WL002 | RW002 | RAW WATER TAP | GREEN MEADOWS SUBDIVISION | WELL 2 |  | 1 | 12/16/2002 12:00:00 AM
VA6061134 | GE | THH5 | 3Y | RT | Y | DS001 | DBP01 | SAMPLE TAP BETWEEN LOT 56 AND LOT 58 | GREEN MEADOWS SUBDIVISION | DISTRIBUTION SYSTEM |  | 1 | 2002-12-16
VA6061136 | TC | TC | QT | RT | Y | DS001 | TCR01 |  | HUNTER`S HEAD TAVERN | HUNTERS HEAD TAVERN |  | 1 | 3/6/2003 12:00:00 AM
VA6061136 | GE | MPN | YR | RT | Y | WL002 | RW002 | WELL DISCHARGE LINE | HUNTER`S HEAD TAVERN | WELL 2 |  | 1 | 3/6/2003 12:00:00 AM
VA6061143 | TC | TC | MN | RT | Y | DS001 | TCR01 |  | MAPLEWOOD CHILD CARE CENTER | MAPLEWOOD DAY CARE DISTRIBUTION |  | 3 | 5/2/2003 12:00:00 AM
VA6061143 | GE | MPN | YR | RT | Y | WL001 | RW001 | WELL 1 WL001 | MAPLEWOOD CHILD CARE CENTER | WELL 1 |  | 1 | 5/2/2003 12:00:00 AM
VA6061145 | GE | THH5 | YR | RT | Y | DS001 | DBP02 | MAX RESIDENCE TIME 2 | MARSHALL/COLEMAN SCHOOLS | DISTRIBUTION |  | 1 | 10/18/1991 12:00:00 AM
VA6061145 | TC | TC | MN | RT | Y | DS001 | TCR01 |  | MARSHALL/COLEMAN SCHOOLS | DISTRIBUTION |  | 6 | 10/18/1991 12:00:00 AM
VA6061145 | GE | MPN | YR | RT | Y | WL001 | RW001 | RAW WATER TAP | MARSHALL/COLEMAN SCHOOLS | WELL 1 |  | 1 | 10/18/1991 12:00:00 AM
VA6061148 | TC | TC | QT | RT | Y | DS001 | TCR01 |  | MARRIOTT RANCH, THE INN AT | DISTRIBUTION SYSTEM |  | 1 | 12/1/1997 12:00:00 AM
VA6061150 | GE | THH5 | YR | RT | Y | DS001 | DBP01 | 6153 BAIN COURT LOT #274 | MARSH RUN MOBILE HOME PARK | MARSH RUN DISTRIBUTION SYSTEM |  | 1 | 5/15/1991 12:00:00 AM
VA6061150 | PB | PBCU | 3Y | RT | Y | DS001 | DS001 | LEAD COPPER SITE 01 | MARSH RUN MOBILE HOME PARK | MARSH RUN DISTRIBUTION SYSTEM | FSD | 1 | 5/15/1991 12:00:00 AM
VA6061150 | PB | PBCU | 3Y | RT | Y | DS001 | DS002 | LEAD COPPER SITE 02 | MARSH RUN MOBILE HOME PARK | MARSH RUN DISTRIBUTION SYSTEM | FSD | 1 | 5/15/1991 12:00:00 AM
VA6061150 | PB | PBCU | 3Y | RT | Y | DS001 | DS003 | LEAD COPPER SITE 03 | MARSH RUN MOBILE HOME PARK | MARSH RUN DISTRIBUTION SYSTEM | FSD | 1 | 5/15/1991 12:00:00 AM
VA6061150 | PB | PBCU | 3Y | RT | Y | DS001 | DS004 | LEAD COPPER SITE 04 | MARSH RUN MOBILE HOME PARK | MARSH RUN DISTRIBUTION SYSTEM | FSD | 1 | 5/15/1991 12:00:00 AM
VA6061150 | PB | PBCU | 3Y | RT | Y | DS001 | DS005 | LEAD COPPER SITE 05 | MARSH RUN MOBILE HOME PARK | MARSH RUN DISTRIBUTION SYSTEM | FSD | 1 | 5/15/1991 12:00:00 AM
VA6061150 | PB | PBCU | 3Y | RT | Y | DS001 | DS006 | LEAD COPPER SITE 06 | MARSH RUN MOBILE HOME PARK | MARSH RUN DISTRIBUTION SYSTEM | FSD | 1 | 5/15/1991 12:00:00 AM
VA6061150 | PB | PBCU | 3Y | RT | Y | DS001 | DS007 | LEAD COPPER SITE 07 | MARSH RUN MOBILE HOME PARK | MARSH RUN DISTRIBUTION SYSTEM | FSD | 1 | 5/15/1991 12:00:00 AM
VA6061150 | PB | PBCU | 3Y | RT | Y | DS001 | DS008 | LEAD COPPER SITE 08 | MARSH RUN MOBILE HOME PARK | MARSH RUN DISTRIBUTION SYSTEM | FSD | 1 | 5/15/1991 12:00:00 AM
VA6061150 | PB | PBCU | 3Y | RT | Y | DS001 | DS009 | LEAD COPPER SITE 09 | MARSH RUN MOBILE HOME PARK | MARSH RUN DISTRIBUTION SYSTEM | FSD | 1 | 5/15/1991 12:00:00 AM
VA6061150 | PB | PBCU | 3Y | RT | Y | DS001 | DS010 | LEAD COPPER SITE 10 | MARSH RUN MOBILE HOME PARK | MARSH RUN DISTRIBUTION SYSTEM | FSD | 1 | 5/15/1991 12:00:00 AM
VA6061150 | TC | TC | MN | RT | Y | DS001 | TCR01 |  | MARSH RUN MOBILE HOME PARK | MARSH RUN DISTRIBUTION SYSTEM |  | 6 | 5/15/1991 12:00:00 AM
VA6061150 | GE | MPN | YR | RT | Y | WL002 | RW002 | RAW WATER TAP | MARSH RUN MOBILE HOME PARK | WELL 4 (WHITE PROPERTY/ROUTE 17) |  | 1 | 5/15/1991 12:00:00 AM
VA6061150 | GE | MPN | YR | RT | Y | WL004 | RW004 | WELL #5 RAW TAP | MARSH RUN MOBILE HOME PARK | WELL #5 - 2018 |  | 1 | 5/15/1991 12:00:00 AM
VA6061150 | GE | RADA | 3Y | RT | Y | EP004 | EP004 | TAP AFTER TREATMENT - WELL #5 IN SERVICE | MARSH RUN MOBILE HOME PARK | TAP AFTER TREATMENT - WELL #5 IN SERVICE |  | 1 | 1991-05-15
VA6061200 | GE | TTHM | YR | RT | Y | DS001 | DBP01 | MEGS DRIVE HYDRANT | MARSHALL WATERWORKS | MARSHALL WATERWORKS DISTRIBUTION |  | 1 | 12/15/1991 12:00:00 AM
VA6061200 | GE | HAA5 | YR | RT | Y | DS001 | DBP02 | EMERALD LN HYDRANT | MARSHALL WATERWORKS | MARSHALL WATERWORKS DISTRIBUTION |  | 1 | 12/15/1991 12:00:00 AM
VA6061200 | TC | TC | MN | RT | Y | DS001 | TCR01 |  | MARSHALL WATERWORKS | MARSHALL WATERWORKS DISTRIBUTION |  | 6 | 12/15/1991 12:00:00 AM
VA6061200 | GE | MPN | YR | RT | Y | WL006 | RW006 | RAW WATER TAP | MARSHALL WATERWORKS | SALEM WELL 4 (1993) |  | 1 | 12/15/1991 12:00:00 AM
VA6061200 | GE | MPN | YR | RT | Y | WL008 | RW008 | 17/66-1 | MARSHALL WATERWORKS | 17/66 WELL 1 |  | 1 | 12/15/1991 12:00:00 AM
VA6061200 | GE | MPN | YR | RT | Y | WL009 | RW009 | 17/66-2 | MARSHALL WATERWORKS | 17/66 WELL 2 |  | 1 | 12/15/1991 12:00:00 AM
VA6061200 | GE | MPN | YR | RT | Y | WL011 | RW011 | FMA EX3 | MARSHALL WATERWORKS | SALEM WELL 3 (2021) |  | 1 | 12/15/1991 12:00:00 AM
VA6061200 | GE | MPN | YR | RT | Y | WL014 | RW014 | MVM-4 | MARSHALL WATERWORKS | MVM 4 (CUNNINGHAM) |  | 1 | 12/15/1991 12:00:00 AM
VA6061200 | GE | MPN | YR | RT | Y | WL015 | RW015 | MVM-11 | MARSHALL WATERWORKS | MVM 11 (CUNNINGHAM) |  | 1 | 12/15/1991 12:00:00 AM
VA6061271 | TC | TC | MN | RT | Y | DS001 | TCR01 |  | MOUNTAINSIDE MONTESSORI SCHOOL | DISTRIBUTION SYSTEM |  | 3 | 4/9/2015 12:00:00 AM
VA6061271 | GE | MPN | YR | RT | Y | WL002 | RW002 | WELL 2 | MOUNTAINSIDE MONTESSORI SCHOOL | WELL 2 |  | 1 | 4/9/2015 12:00:00 AM
VA6061306 | TC | TC | QT | RT | Y | DS001 | TCR01 |  | MIDDLEBURG TENNIS CLUB | MIDDLEBURG TENNIS CLUB |  | 1 | 12/18/1997 12:00:00 AM
VA6061306 | GE | MPN | YR | RT | Y | WL001 | RW001 | RAW TAP | MIDDLEBURG TENNIS CLUB | WELL #1 (POOL) |  | 1 | 12/18/1997 12:00:00 AM
VA6061306 | GE | MPN | YR | RT | Y | WL002 | RW002 | RAW TAP | MIDDLEBURG TENNIS CLUB | WELL #2 |  | 1 | 12/18/1997 12:00:00 AM
VA6061311 | TC | TC | MN | RT | Y | DS001 | TCR01 |  | MIDDLEBURG MONTESSORI SCHOOL | MIDDLEBURG MONTESSORI |  | 3 | 8/26/2016 12:00:00 AM
VA6061311 | GE | MPN | YR | RT | Y | WL001 | RW001 | RAW WATER TAP (PRIMARY BATHROOM) | MIDDLEBURG MONTESSORI SCHOOL | WELL DRILLED 1983 |  | 1 | 8/26/2016 12:00:00 AM
VA6061315 | TC | TC | MN | RT | Y | DS001 | TCR01 |  | MARY WALTER ELEM SCHOOL | MARY WALTER SCHOOL DISTRIBUTION |  | 3 | 10/18/1991 12:00:00 AM
VA6061315 | GE | MPN | YR | RT | Y | WL001 | RW001 | RAW WATER TAP | MARY WALTER ELEM SCHOOL | WELL 1 |  | 1 | 10/18/1991 12:00:00 AM
VA6061315 | GE | THH5 | 3Y | RT | Y | DS001 | DBP01 | WASTEWATER PLANT | MARY WALTER ELEM SCHOOL | MARY WALTER SCHOOL DISTRIBUTION |  | 1 | 1991-10-18
VA6061316 | TC | TC | MN | RT | Y | DS001 | TCR01 |  | JIFFY MART #1711 | DISTRIBUTION SYSTEM |  | 6 | 1/31/2022 12:00:00 AM
VA6061316 | GE | MPN | YR | RT | Y | WL001 | RW001 | TAP BEFORE ALL TREATMENT - RAW WATER | JIFFY MART #1711 | WELL ECO-1 (DRILLED 1995) |  | 1 | 1/31/2022 12:00:00 AM
VA6061317 | TC | TC | QT | RT | Y | DS001 | TCR01 |  | OAK SPRING GARDEN | DISTRIBUTION SYSTEM |  | 1 | 7/6/2017 12:00:00 AM
VA6061317 | GE | NIT | YR | RT | Y | EP002 | EP002 | TAP AFTER TREATMENT AND STORAGE | OAK SPRING GARDEN | TAP AFTER TREATMENT AND STORAGE |  | 1 | 7/6/2017 12:00:00 AM
VA6061317 | GE | MPN | YR | RT | Y | WL001 | RW001 | RAW TAP BEFORE TREATMENT | OAK SPRING GARDEN | 2015 WELL |  | 1 | 7/6/2017 12:00:00 AM
VA6061317 | GE | MPN | YR | RT | Y | WL002 | RW002 | RAW TAP BEFORE TREATMENT | OAK SPRING GARDEN | SLATER LANE WELL |  | 1 | 7/6/2017 12:00:00 AM
VA6061318 | GE | THH5 | YR | RT | Y | DS001 | DBP06 | RILEY RD HYDRANT | NEW BALTIMORE REGIONAL | DISTRIBUTION SYSTEM |  | 1 | 10/19/1990 12:00:00 AM
VA6061318 | TC | TC | MN | RT | Y | DS001 | TCR01 |  | NEW BALTIMORE REGIONAL | DISTRIBUTION SYSTEM |  | 30 | 10/19/1990 12:00:00 AM
VA6061318 | GE | RADA | QT | RT | Y | EP011 | EP011 | TANK OUTLET/SHILLS | NEW BALTIMORE REGIONAL | EP - MACRIDGE/HIGHROCK REPLACEMENT/BLEND |  | 1 | 10/19/1990 12:00:00 AM
VA6061318 | GE | VOC | QT | RT | Y | EP011 | EP011 | TANK OUTLET/SHILLS | NEW BALTIMORE REGIONAL | EP - MACRIDGE/HIGHROCK REPLACEMENT/BLEND |  | 1 | 10/19/1990 12:00:00 AM
VA6061318 | GE | MPN | YR | RT | Y | WL001 | RW001 | RAW WATER TAP | NEW BALTIMORE REGIONAL | BUCKLAND OAKS WELL |  | 1 | 10/19/1990 12:00:00 AM
VA6061318 | GE | MPN | YR | RT | Y | WL002 | RW002 | RAW WATER TAP | NEW BALTIMORE REGIONAL | CEDAR RUN II |  | 1 | 10/19/1990 12:00:00 AM
VA6061318 | GE | MPN | YR | RT | Y | WL004 | RW004 | RAW WATER TAP | NEW BALTIMORE REGIONAL | HOWELL MANOR |  | 1 | 10/19/1990 12:00:00 AM
VA6061318 | GE | MPN | YR | RT | Y | WL005 | RW005 | RAW WATER TAP | NEW BALTIMORE REGIONAL | MILL RUN WELL |  | 1 | 10/19/1990 12:00:00 AM
VA6061318 | GE | MPN | YR | RT | Y | WL008 | RW008 | RAW WATER TAP | NEW BALTIMORE REGIONAL | ROCK SPRINGS WELL |  | 1 | 10/19/1990 12:00:00 AM
VA6061318 | GE | MPN | YR | RT | Y | WL009 | RW009 | RAW WATER TAP | NEW BALTIMORE REGIONAL | TERRANOVA WELL |  | 1 | 10/19/1990 12:00:00 AM
VA6061318 | GE | MPN | YR | RT | Y | WL011 | RW011 | RAW WATER TAP | NEW BALTIMORE REGIONAL | MACRIDGE WELL |  | 1 | 10/19/1990 12:00:00 AM
VA6061318 | GE | MPN | YR | RT | Y | WL012 | RW012 | G-2 | NEW BALTIMORE REGIONAL | WELL G-2 |  | 1 | 10/19/1990 12:00:00 AM
VA6061318 | GE | MPN | YR | RT | Y | WL014 | RW014 | NWB-G3R | NEW BALTIMORE REGIONAL | NWB-G3R |  | 1 | 10/19/1990 12:00:00 AM
VA6061318 | GE | MPN | YR | RT | Y | WL016 | RW016 | NWB-H1 | NEW BALTIMORE REGIONAL | NWB-H1 |  | 1 | 10/19/1990 12:00:00 AM
VA6061318 | GE | MPN | YR | RT | Y | WL017 | RW017 | MOSBY WOODS RAW TAP | NEW BALTIMORE REGIONAL | MOSBY WOODS REPLACEMENT WELL (DRLD 2014) |  | 1 | 10/19/1990 12:00:00 AM
VA6061318 | GE | MPN | YR | RT | Y | WL018 | RW018 | NWB-G4 RAW WATER TAP | NEW BALTIMORE REGIONAL | NWB-G4 |  | 1 | 10/19/1990 12:00:00 AM
VA6061318 | GE | MPN | YR | RT | Y | WL019 | RW019 | RAW WATER TAP | NEW BALTIMORE REGIONAL | HIGH ROCK REPLACEMENT WELL |  | 1 | 10/19/1990 12:00:00 AM
VA6061320 | TC | TC | MN | RT | Y | DS001 | TCR01 |  | CLAUDE THOMPSON ELEMENTARY SCHOOL | DISTRIBUTION |  | 3 | 8/15/2006 12:00:00 AM
VA6061320 | GE | MPN | YR | RT | Y | WL002 | RW002 | RAW WATER TAP | CLAUDE THOMPSON ELEMENTARY SCHOOL | WELL 2 |  | 1 | 8/15/2006 12:00:00 AM
VA6061322 | TC | TC | QT | RT | Y | DS001 | TCR01 |  | MESSICK`S FARM MARKET | MESSICK'S DISTRIBUTION SYSTEM |  | 1 | 2/23/2024 12:00:00 AM
VA6061322 | GE | NIT | YR | RT | Y | EP001 | EP001 | RAW WATER SAMPLE TAP | MESSICK`S FARM MARKET | RAW WATER SAMPLE TAP |  | 1 | 2/23/2024 12:00:00 AM
VA6061324 | TC | TC | MN | RT | Y | DS001 | TCR01 |  | MIDLAND CHRISTIAN ACADEMY | MIDLAND CHRISTIAN ACADEMY DISTRIBUTION |  | 3 | 2/5/2004 12:00:00 AM
VA6061325 | TC | TC | MN | RT | Y | DS001 | TCR01 |  | MIDLAND CHURCH OF THE BRETHREN | MIDLAND CHURCH OF THE BRETHREN DIST. |  | 3 | 2/5/2004 12:00:00 AM
VA6061328 | TC | TC | QT | RT | Y | DS001 | TCR01 |  | MOO-THRU | DISTRIBUTION SYSTEM |  | 1 | 3/17/2017 12:00:00 AM
VA6061330 | TC | TC | QT | RT | Y | DS001 | TCR01 |  | NORTHERN FAUQUIER COMMUNITY PARK | DISTRIBUTION SYSTEM |  | 1 | 3/4/2009 12:00:00 AM
VA6061330 | GE | MPN | YR | RT | Y | WL001 | RW001 | RAW WATER TAP | NORTHERN FAUQUIER COMMUNITY PARK | DRILLED WELL |  | 1 | 3/4/2009 12:00:00 AM
VA6061366 | PB | PBCU | 3Y | RT | Y | DS001 | DS001 | WINSTOP CASHIERS SINK | MCDONALDS - OPAL | DISTRIBUTION SYSTEM | FSD | 1 | 5/23/2002 12:00:00 AM
VA6061366 | PB | PBCU | 3Y | RT | Y | DS001 | DS002 | WINSTOP FREEZER SINK | MCDONALDS - OPAL | DISTRIBUTION SYSTEM | FSD | 1 | 5/23/2002 12:00:00 AM
VA6061366 | PB | PBCU | 3Y | RT | Y | DS001 | DS004 | MCDONALDS DRIVE THRU SINK - REPEAT | MCDONALDS - OPAL | DISTRIBUTION SYSTEM | FSD | 1 | 5/23/2002 12:00:00 AM
VA6061366 | TC | TC | MN | RT | Y | DS001 | TCR01 |  | MCDONALDS - OPAL | DISTRIBUTION SYSTEM |  | 6 | 5/23/2002 12:00:00 AM
VA6061366 | GE | MPN | YR | RT | Y | WL001 | RW001 | WELL | MCDONALDS - OPAL | WELL |  | 1 | 5/23/2002 12:00:00 AM
VA6061380 | TC | TC | MN | RT | Y | DS001 | TCR01 |  | ORLEAN MARKET AND GILLIAM'S PUB | DISTRIBUTION SYSTEM |  | 3 | 1/6/2016 12:00:00 AM
VA6061400 | PB | PBCU | 3Y | RT | Y | DS001 | DS001 | LEAD COPPER SITE 01 | PARIS | PARIS DISTRIBUTION SYSTEM | FSD | 1 | 1/26/1976 12:00:00 AM
VA6061400 | PB | PBCU | 3Y | RT | Y | DS001 | DS002 | LEAD COPPER SITE 02 | PARIS | PARIS DISTRIBUTION SYSTEM | FSD | 1 | 1/26/1976 12:00:00 AM
VA6061400 | PB | PBCU | 3Y | RT | Y | DS001 | DS003 | LEAD COPPER SITE 03 | PARIS | PARIS DISTRIBUTION SYSTEM | FSD | 1 | 1/26/1976 12:00:00 AM
VA6061400 | PB | PBCU | 3Y | RT | Y | DS001 | DS004 | LEAD COPPER SITE 04 | PARIS | PARIS DISTRIBUTION SYSTEM | FSD | 1 | 1/26/1976 12:00:00 AM
VA6061400 | PB | PBCU | 3Y | RT | Y | DS001 | DS005 | LEAD COPPER SITE 05 | PARIS | PARIS DISTRIBUTION SYSTEM | FSD | 1 | 1/26/1976 12:00:00 AM
VA6061400 | TC | TC | MN | RT | Y | DS001 | TCR01 |  | PARIS | PARIS DISTRIBUTION SYSTEM |  | 3 | 1/26/1976 12:00:00 AM
VA6061400 | GE | MPN | YR | RT | Y | WL001 | RW001 | RAW WATER TAP | PARIS | WELL 1 |  | 1 | 1/26/1976 12:00:00 AM
VA6061400 | GE | MPN | YR | RT | Y | WL002 | RW002 | RAW WATER TAP | PARIS | WELL 2 |  | 1 | 1/26/1976 12:00:00 AM
VA6061400 | GE | THH5 | 3Y | RT | Y | DS001 | DBP01 | LOT 2 SAMPLE TAP | PARIS | PARIS DISTRIBUTION SYSTEM |  | 1 | 1976-01-26
VA6061407 | PB | PBCU | 3Y | RT | Y | DS001 | DS001 | ROOM 2 | PEARSON ELEMENTARY SCHOOL | PEARSON ELEMENTARY DISTRIBUTION SYSTEM | FSD | 1 | 10/18/1991 12:00:00 AM
VA6061407 | PB | PBCU | 3Y | RT | Y | DS001 | DS002 | ROOM 10 | PEARSON ELEMENTARY SCHOOL | PEARSON ELEMENTARY DISTRIBUTION SYSTEM | FSD | 1 | 10/18/1991 12:00:00 AM
VA6061407 | PB | PBCU | 3Y | RT | Y | DS001 | DS003 | ROOM 20 | PEARSON ELEMENTARY SCHOOL | PEARSON ELEMENTARY DISTRIBUTION SYSTEM | FSD | 1 | 10/18/1991 12:00:00 AM
VA6061407 | PB | PBCU | 3Y | RT | Y | DS001 | DS004 | ROOM 40 | PEARSON ELEMENTARY SCHOOL | PEARSON ELEMENTARY DISTRIBUTION SYSTEM | FSD | 1 | 10/18/1991 12:00:00 AM
VA6061407 | PB | PBCU | 3Y | RT | Y | DS001 | DS005 | ROOM 26 | PEARSON ELEMENTARY SCHOOL | PEARSON ELEMENTARY DISTRIBUTION SYSTEM | FSD | 1 | 10/18/1991 12:00:00 AM
VA6061407 | TC | TC | MN | RT | Y | DS001 | TCR01 |  | PEARSON ELEMENTARY SCHOOL | PEARSON ELEMENTARY DISTRIBUTION SYSTEM |  | 3 | 10/18/1991 12:00:00 AM
VA6061407 | GE | MPN | YR | RT | Y | WL001 | RW001 | RAW WATER TAP | PEARSON ELEMENTARY SCHOOL | WELL 1 |  | 1 | 10/18/1991 12:00:00 AM
VA6061407 | GE | THH5 | 3Y | RT | Y | DS001 | DBP01 | HANDICAP BATHROOM | PEARSON ELEMENTARY SCHOOL | PEARSON ELEMENTARY DISTRIBUTION SYSTEM |  | 1 | 1991-10-18
VA6061410 | TC | TC | QT | RT | Y | DS001 | TCR01 |  | M&P PIZZA | M&P PIZZA |  | 1 | 3/6/2003 12:00:00 AM
VA6061410 | GE | MPN | YR | RT | Y | WL001 | RW001 | RAW TAP | M&P PIZZA | DRILLED WELL |  | 1 | 3/6/2003 12:00:00 AM
VA6061414 | TC | TC | MN | RT | Y | DS001 | TCR01 |  | PIEDMONT CHILD CARE | PIEDMONT CHILD CARE DISTRIBUTION |  | 3 | 10/17/2000 12:00:00 AM
VA6061414 | GE | MPN | YR | RT | Y | WL001 | WL001 | TAP BEFORE METER | PIEDMONT CHILD CARE | WELL |  | 1 | 10/17/2000 12:00:00 AM
VA6061414 | GE | ICMT | 3Y | RT | Y | EP001 | EP001 | TAP AFTER TREATMENT | PIEDMONT CHILD CARE | ENTRY POINT (TAP LEFT OF DOOR) |  | 1 | 2000-10-17
VA6061414 | GE | VOC | 3Y | RT | Y | EP001 | EP001 | TAP AFTER TREATMENT | PIEDMONT CHILD CARE | ENTRY POINT (TAP LEFT OF DOOR) |  | 1 | 2000-10-17
VA6061415 | TC | TC | QT | RT | Y | DS001 | TCR01 |  | QUARLES TRUCK STOP - OPAL | QUARLES DISTRIBUTION |  | 1 | 2/26/1992 12:00:00 AM
VA6061420 | TC | TC | QT | RT | Y | DS001 | TCR01 |  | POPLAR SPRINGS INN | DISTRIBUTION SYSTEM |  | 1 | 6/11/2014 12:00:00 AM
VA6061420 | GE | MPN | YR | RT | Y | WL001 | RW001 | WELL 1 | POPLAR SPRINGS INN | WELL 1 |  | 1 | 6/11/2014 12:00:00 AM
VA6061429 | PB | PBCU | 3Y | RT | Y | DS001 | DS001 | OFFICE KITCHEN SINK | SOUTHEASTERN ELEMENTARY | SOUTHEASTERN ELEMENTARY | FSD | 1 | 10/18/1991 12:00:00 AM
VA6061429 | PB | PBCU | 3Y | RT | Y | DS001 | DS002 | LIBRARY SINK | SOUTHEASTERN ELEMENTARY | SOUTHEASTERN ELEMENTARY | FSD | 1 | 10/18/1991 12:00:00 AM
VA6061429 | PB | PBCU | 3Y | RT | Y | DS001 | DS003 | KITCHEN SINK | SOUTHEASTERN ELEMENTARY | SOUTHEASTERN ELEMENTARY | FSD | 1 | 10/18/1991 12:00:00 AM
VA6061429 | PB | PBCU | 3Y | RT | Y | DS001 | DS004 | BLDG. C MENS RESTROOM | SOUTHEASTERN ELEMENTARY | SOUTHEASTERN ELEMENTARY | FSD | 1 | 10/18/1991 12:00:00 AM
VA6061429 | PB | PBCU | 3Y | RT | Y | DS001 | DS005 | BLDG. C ROOM B | SOUTHEASTERN ELEMENTARY | SOUTHEASTERN ELEMENTARY | FSD | 1 | 10/18/1991 12:00:00 AM
VA6061429 | TC | TC | MN | RT | Y | DS001 | TCR01 |  | SOUTHEASTERN ELEMENTARY | SOUTHEASTERN ELEMENTARY |  | 3 | 10/18/1991 12:00:00 AM
VA6061429 | GE | MPN | YR | RT | Y | WL001 | RW001 | RAW WATER TAP | SOUTHEASTERN ELEMENTARY | DRILLED WELL |  | 1 | 10/18/1991 12:00:00 AM
VA6061429 | GE | THH5 | 3Y | RT | Y | DS001 | DBP01 | OUTSIDE SPIGOT NEXT TO DOOR B4 | SOUTHEASTERN ELEMENTARY | SOUTHEASTERN ELEMENTARY |  | 1 | 1991-10-18
VA6061431 | TC | TC | QT | RT | Y | DS001 | TCR01 |  | SPITONY`S RESTAURANT | SPITONYS |  | 1 | 12/18/2001 12:00:00 AM
VA6061431 | GE | MPN | YR | RT | Y | WL001 | RW001 | RAW TAP | SPITONY`S RESTAURANT | WELL 1 |  | 1 | 12/18/2001 12:00:00 AM
VA6061437 | TC | TC | QT | RT | Y | DS001 | TCR01 |  | NORTHSIDE 29 RESTAURANT | DISTRIBUTION SYSTEM |  | 1 | 12/26/2001 12:00:00 AM
VA6061450 | GE | THH5 | YR | RT | Y | DS001 | DBP01 | SAMPLE TAP NEXT TO ADAMS LANE | PLAINS, THE | THE PLAINS DISTRIBUTION SYSTEM |  | 1 | 6/5/1995 12:00:00 AM
VA6061450 | TC | TC | MN | RT | Y | DS001 | TCR01 |  | PLAINS, THE | THE PLAINS DISTRIBUTION SYSTEM |  | 3 | 6/5/1995 12:00:00 AM
VA6061450 | GE | MPN | YR | RT | Y | WL001 | RW001 | ROUTE 55 WELL-WL001 | PLAINS, THE | ROUTE 55 WELL |  | 1 | 6/5/1995 12:00:00 AM
VA6061450 | GE | MPN | YR | RT | Y | WL002 | RW002 | XYZ | PLAINS, THE | LEE STREET WELL |  | 1 | 6/5/1995 12:00:00 AM
VA6061500 | GE | THH5 | YR | RT | Y | DS001 | DBP02 | MAX RESIDENCE TIME | REMINGTON, TOWN OF | DISTRIBUTION SYSTEM |  | 1 | 3/3/1976 12:00:00 AM
VA6061500 | PB | PBCU | 3Y | RT | Y | DS001 | DS001 | LEAD COPPER SITE 01 | REMINGTON, TOWN OF | DISTRIBUTION SYSTEM | FSD | 1 | 3/3/1976 12:00:00 AM
VA6061500 | PB | PBCU | 3Y | RT | Y | DS001 | DS002 | LEAD COPPER SITE 02 | REMINGTON, TOWN OF | DISTRIBUTION SYSTEM | FSD | 1 | 3/3/1976 12:00:00 AM
VA6061500 | PB | PBCU | 3Y | RT | Y | DS001 | DS003 | LEAD COPPER SITE 03 | REMINGTON, TOWN OF | DISTRIBUTION SYSTEM | FSD | 1 | 3/3/1976 12:00:00 AM
VA6061500 | PB | PBCU | 3Y | RT | Y | DS001 | DS004 | LEAD COPPER SITE 04 | REMINGTON, TOWN OF | DISTRIBUTION SYSTEM | FSD | 1 | 3/3/1976 12:00:00 AM
VA6061500 | PB | PBCU | 3Y | RT | Y | DS001 | DS005 | LEAD COPPER SITE 05 | REMINGTON, TOWN OF | DISTRIBUTION SYSTEM | FSD | 1 | 3/3/1976 12:00:00 AM
VA6061500 | PB | PBCU | 3Y | RT | Y | DS001 | DS006 | LEAD COPPER SITE 06 | REMINGTON, TOWN OF | DISTRIBUTION SYSTEM | FSD | 1 | 3/3/1976 12:00:00 AM
VA6061500 | PB | PBCU | 3Y | RT | Y | DS001 | DS007 | LEAD COPPER SITE 07 | REMINGTON, TOWN OF | DISTRIBUTION SYSTEM | FSD | 1 | 3/3/1976 12:00:00 AM
VA6061500 | PB | PBCU | 3Y | RT | Y | DS001 | DS008 | LEAD COPPER SITE 08 | REMINGTON, TOWN OF | DISTRIBUTION SYSTEM | FSD | 1 | 3/3/1976 12:00:00 AM
VA6061500 | PB | PBCU | 3Y | RT | Y | DS001 | DS009 | LEAD COPPER SITE 09 | REMINGTON, TOWN OF | DISTRIBUTION SYSTEM | FSD | 1 | 3/3/1976 12:00:00 AM
VA6061500 | PB | PBCU | 3Y | RT | Y | DS001 | DS010 | LEAD COPPER SITE 10 | REMINGTON, TOWN OF | DISTRIBUTION SYSTEM | FSD | 1 | 3/3/1976 12:00:00 AM
VA6061500 | TC | TC | MN | RT | Y | DS001 | TCR01 |  | REMINGTON, TOWN OF | DISTRIBUTION SYSTEM |  | 9 | 3/3/1976 12:00:00 AM
VA6061500 | GE | MPN | YR | RT | Y | WL001 | RW001 | RAW TAP | REMINGTON, TOWN OF | WELL 1 |  | 1 | 3/3/1976 12:00:00 AM
VA6061500 | GE | MPN | YR | RT | Y | WL003 | RW003 | RAW TAP | REMINGTON, TOWN OF | WELL 3 |  | 1 | 3/3/1976 12:00:00 AM
VA6061505 | GE | THH5 | YR | RT | Y | DS001 | DBP02 | HYDRANT AT END OF AMANDA CT | MEADOWS, THE | THE MEADOWS DISTRIBUTION SYSTEM |  | 1 | 2/4/1997 12:00:00 AM
VA6061505 | TC | TC | MN | RT | Y | DS001 | TCR01 |  | MEADOWS, THE | THE MEADOWS DISTRIBUTION SYSTEM |  | 3 | 2/4/1997 12:00:00 AM
VA6061505 | GE | MPN | YR | RT | Y | WL001 | RW001 | RAW WATER TAP | MEADOWS, THE | WELL 1 (MEADOWS) |  | 1 | 2/4/1997 12:00:00 AM
VA6061505 | GE | MPN | YR | RT | Y | WL002 | RW001 | RAW WATER TAP | MEADOWS, THE | WELL 2 (REMINGTON RIDGE) |  | 1 | 2/4/1997 12:00:00 AM
VA6061511 | TC | TC | MN | RT | Y | DS001 | TCR01 |  | ROSS INDUSTRIES - MIDLAND | ROSS INDUSTRIES DISTRIBUTION |  | 3 | 7/8/2003 12:00:00 AM
VA6061511 | GE | MPN | YR | RT | Y | WL001 | RW001 | WEL SAMPLE TAP | ROSS INDUSTRIES - MIDLAND | WELL 1 |  | 1 | 7/8/2003 12:00:00 AM
VA6061512 | TC | TC | MN | RT | Y | DS001 | TCR01 |  | ROYAL FARMS - OPAL | DISTRIBUTION SYSTEM |  | 6 | 1/20/2022 12:00:00 AM
VA6061512 | GE | MPN | YR | RT | Y | WL001 | RW001 | RAW WATER TAP | ROYAL FARMS - OPAL | 2020 WELL |  | 1 | 1/20/2022 12:00:00 AM
VA6061515 | GE | THH5 | QT | RT | Y | DS001 | DBP01 | KITCHEN | SHEETZ 221 | DISTRIBUTION SYSTEM |  | 1 | 1/8/2003 12:00:00 AM
VA6061515 | PB | PBCU | 6M | RT | Y | DS001 | DS001 | PB/CU1 | SHEETZ 221 | DISTRIBUTION SYSTEM | FSD | 1 | 1/8/2003 12:00:00 AM
VA6061515 | PB | PBCU | 6M | RT | Y | DS001 | DS002 | PB/CU2 | SHEETZ 221 | DISTRIBUTION SYSTEM | FSD | 1 | 1/8/2003 12:00:00 AM
VA6061515 | PB | PBCU | 6M | RT | Y | DS001 | DS003 | PB/CU3 | SHEETZ 221 | DISTRIBUTION SYSTEM | FSD | 1 | 1/8/2003 12:00:00 AM
VA6061515 | TC | TC | MN | RT | Y | DS001 | TCR01 |  | SHEETZ 221 | DISTRIBUTION SYSTEM |  | 9 | 1/8/2003 12:00:00 AM
VA6061515 | GE | MPN | YR | RT | Y | WL001 | RW001 | WELL DISCHARGE LINE | SHEETZ 221 | WELL 1 |  | 1 | 1/8/2003 12:00:00 AM
VA6061515 | GE | MPN | YR | RT | Y | WL002 | RW002 | WELL DISCHARGE LINE | SHEETZ 221 | WELL 2 |  | 1 | 1/8/2003 12:00:00 AM
VA6061515 | GE | MPN | YR | RT | Y | WL003 | RW003 | WELL 3 | SHEETZ 221 | WELL 3 |  | 1 | 1/8/2003 12:00:00 AM
VA6061525 | TC | TC | QT | RT | Y | DS001 | TCR01 |  | SKY MEADOWS STATE PARK | DISTRIBUTION SYSTEM |  | 1 | 9/30/1983 12:00:00 AM
VA6061535 | TC | TC | MN | RT | Y | DS001 | TCR01 |  | SMITH-MIDLAND CORP | SMITH-MIDLAND DISTRIBUTION |  | 3 | 8/23/1991 12:00:00 AM
VA6061555 | TC | TC | QT | RT | Y | DS001 | TCR01 |  | ST. STEPHEN`S EPISCOPAL CHURCH | DISTRIBUTION SYSTEM |  | 1 | 7/13/2005 12:00:00 AM
VA6061575 | TC | TC | MN | RT | Y | DS001 | TCR01 |  | TURNBULL | TURNBULL DISTRIBUTION SYSTEM |  | 3 | 7/18/1995 12:00:00 AM
VA6061575 | GE | MPN | YR | RT | Y | WL001 | RW001 | RAW WATER TAP | TURNBULL | WELL |  | 1 | 7/18/1995 12:00:00 AM
VA6061575 | GE | THH5 | 3Y | RT | Y | DS001 | DBP01 | LOT 24 BLOWOFF | TURNBULL | TURNBULL DISTRIBUTION SYSTEM |  | 1 | 1995-07-18
VA6061580 | TC | TC | MN | RT | Y | DS001 | TCR01 |  | TP DEVELOPED PARCEL | DISTRIBUTION SYSTEM |  | 3 | 8/16/2007 12:00:00 AM
VA6061580 | GE | ICMT | 3Y | RT | Y | EP001 | EP001 | TAP AFTER TREATMENT | TP DEVELOPED PARCEL | ENTRY POINT |  | 1 | 2007-08-16
VA6061595 | GE | THH5 | YR | RT | Y | DS001 | DBP02 | HYDRANT END OF ECKERT CT. | VINT HILL | DISTRIBUTION SYSTEM |  | 1 | 12/20/1979 12:00:00 AM
VA6061595 | TC | TC | MN | RT | Y | DS001 | TCR01 |  | VINT HILL | DISTRIBUTION SYSTEM |  | 6 | 12/20/1979 12:00:00 AM
VA6061595 | GE | MPN | YR | RT | Y | WL001 | RW001 | WELL 1 | VINT HILL | WELL 1 |  | 1 | 12/20/1979 12:00:00 AM
VA6061595 | GE | MPN | YR | RT | Y | WL003 | RW003 | RAW WATER TAP | VINT HILL | WELL 3 |  | 1 | 12/20/1979 12:00:00 AM
VA6061595 | GE | MPN | YR | RT | Y | WL004 | RW004 | RAW WATER TAP | VINT HILL | WELL 4 |  | 1 | 12/20/1979 12:00:00 AM
VA6061595 | GE | MPN | YR | RT | Y | WL006 | RW006 | WELL VNT-1A | VINT HILL | WELL VNT-1A |  | 1 | 12/20/1979 12:00:00 AM
VA6061597 | TC | TC | MN | RT | Y | DS001 | TCR01 |  | VIRGINIA POWER | DISTRIBUTION SYSTEM |  | 3 | 12/24/1991 12:00:00 AM
VA6061600 | GE | THH5 | QT | RT | Y | DS001 | DBP01 | NEAR WINCHESTER @ KING-IDSE7 | WARRENTON, TOWN OF | DISTRIBUTION SYSTEM |  | 1 | 1/1/1901 12:00:00 AM
VA6061600 | GE | THH5 | QT | RT | Y | DS001 | DBP02 | NEAR E SHIRLEY @ MADISON-IDSE3 | WARRENTON, TOWN OF | DISTRIBUTION SYSTEM |  | 1 | 1/1/1901 12:00:00 AM
VA6061600 | GE | THH5 | QT | RT | Y | DS001 | DBP03 | 675 FROST-OLD DBP04 | WARRENTON, TOWN OF | DISTRIBUTION SYSTEM |  | 1 | 1/1/1901 12:00:00 AM
VA6061600 | GE | THH5 | QT | RT | Y | DS001 | DBP04 | NEAR PINEVIEW-IDSE6 | WARRENTON, TOWN OF | DISTRIBUTION SYSTEM |  | 1 | 1/1/1901 12:00:00 AM
VA6061600 | TC | TC | MN | RT | Y | DS001 | TCR01 |  | WARRENTON, TOWN OF | DISTRIBUTION SYSTEM |  | 30 | 1/1/1901 12:00:00 AM
VA6061600 | GE | FL2 | MN | ST | N | EP001 | EP001 | ENTRY POINT- WTP | WARRENTON, TOWN OF | ENTRY POINT - WTP |  | 3 | 1/1/1901 12:00:00 AM
VA6061600 | GE | TOCA | QT | RT | Y | TOCR1 | RW001 | RAW WATER TOC/ALK SAMPLE TAP | WARRENTON, TOWN OF | RAW WATER TOC/ALK SAMPLE TAP |  | 1 | 1/1/1901 12:00:00 AM
VA6061600 | GE | TOC | QT | RT | Y | TP001 | UP001 | COMBINED FILTER EFF | WARRENTON, TOWN OF | SURFACE WTP |  | 1 | 1/1/1901 12:00:00 AM
VA6061600 | GE | MPN | YR | RT | Y | WL003 | RW003 | WELL 3 RAW TAP | WARRENTON, TOWN OF | WELL 3 |  | 1 | 1/1/1901 12:00:00 AM
VA6061600 | GE | MPN | YR | RT | Y | WL005 | RW005 | WELL 5 | WARRENTON, TOWN OF | WELL 5 |  | 1 | 1/1/1901 12:00:00 AM
VA6061600 | GE | MPN | YR | RT | Y | WL006 | RW006 | WELL 6 | WARRENTON, TOWN OF | WELL 6 |  | 1 | 1/1/1901 12:00:00 AM
VA6061600 | GE | ICMT | 3Y | RT | Y | EP005 | EP005 | ENTRY POINT- WELL 5 | WARRENTON, TOWN OF | ENTRY POINT - WELL 5 |  | 1 | 1901-01-01
VA6061600 | GE | VOC | 3Y | RT | Y | EP005 | EP005 | ENTRY POINT- WELL 5 | WARRENTON, TOWN OF | ENTRY POINT - WELL 5 |  | 1 | 1901-01-01
VA6061602 | TC | TC | QT | RT | Y | DS001 | TCR01 |  | WARRENTON FAUQUIER AIRPORT | DISRIBUTION SYSTEM |  | 1 | 2/18/2020 12:00:00 AM
VA6061665 | TC | TC | MN | RT | Y | DS001 | TCR01 |  | WATERLOO ESTATES | DISTRIBUTION SYSTEM |  | 3 | 5/10/1989 12:00:00 AM
VA6061665 | GE | MPN | YR | RT | Y | WL003 | RW003 | WELL 3 | WATERLOO ESTATES | WELL 3 |  | 1 | 5/10/1989 12:00:00 AM
VA6061665 | GE | MPN | YR | RT | Y | WL010 | RW010 | WELL 10 | WATERLOO ESTATES | WELL 10 |  | 1 | 5/10/1989 12:00:00 AM
VA6061665 | GE | MPN | YR | RT | Y | WL011 | RW011 | WELL 11 | WATERLOO ESTATES | WELL 11 |  | 1 | 5/10/1989 12:00:00 AM
VA6061666 | TC | TC | MN | RT | Y | DS001 | TCR01 |  | WHITEWOOD FOREST | WHITEWOOD FOREST DISTRIBUTION |  | 3 | 8/28/1989 12:00:00 AM
VA6061666 | GE | MPN | YR | RT | Y | WL001 | RW001 | RAW WATER TAP | WHITEWOOD FOREST | DRILLED WELL 1 |  | 1 | 8/28/1989 12:00:00 AM
VA6061666 | GE | THH5 | 3Y | RT | Y | DS001 | DBP01 | LOT 4 SAMPLE TAP | WHITEWOOD FOREST | WHITEWOOD FOREST DISTRIBUTION |  | 1 | 1989-08-28
VA6099025 | TC | TC | MN | RT | Y | DS001 | TCR01 |  | AMERICAN HISTORYLAND MHP | AMER HISTORYLAND CORP TR PK |  | 3 | 2/25/1980 12:00:00 AM
VA6099050 | GE | THH5 | YR | RT | Y | DS001 | DBP04 | 8248 EDEN DRIVE | KING GEORGE CO. COURTHOUSE | DISTRIBUTION - KG COURTHOUSE |  | 1 | 9/13/1996 12:00:00 AM
VA6099050 | PB | PBCU | 3Y | RT | Y | DS001 | LC001 | 10242 KENMORE CIRCLE | KING GEORGE CO. COURTHOUSE | DISTRIBUTION - KG COURTHOUSE | FSD | 1 | 9/13/1996 12:00:00 AM
VA6099050 | PB | PBCU | 3Y | RT | Y | DS001 | LC002 | 12097 ALLEN AVE | KING GEORGE CO. COURTHOUSE | DISTRIBUTION - KG COURTHOUSE | FSD | 1 | 9/13/1996 12:00:00 AM
VA6099050 | PB | PBCU | 3Y | RT | Y | DS001 | LC003 | 8424 DAHLGREN RD | KING GEORGE CO. COURTHOUSE | DISTRIBUTION - KG COURTHOUSE | FSD | 1 | 9/13/1996 12:00:00 AM
VA6099050 | PB | PBCU | 3Y | RT | Y | DS001 | LC004 | 8445 PINE TREE LN | KING GEORGE CO. COURTHOUSE | DISTRIBUTION - KG COURTHOUSE | FSD | 1 | 9/13/1996 12:00:00 AM
VA6099050 | PB | PBCU | 3Y | RT | Y | DS001 | LC005 | 11497 BEECHWOOD LN | KING GEORGE CO. COURTHOUSE | DISTRIBUTION - KG COURTHOUSE | FSD | 1 | 9/13/1996 12:00:00 AM
VA6099050 | PB | PBCU | 3Y | RT | Y | DS001 | LC006 | 8076 KINGS HWY | KING GEORGE CO. COURTHOUSE | DISTRIBUTION - KG COURTHOUSE | FSD | 1 | 9/13/1996 12:00:00 AM
VA6099050 | PB | PBCU | 3Y | RT | Y | DS001 | LC007 | 8302 TRUMAN DR | KING GEORGE CO. COURTHOUSE | DISTRIBUTION - KG COURTHOUSE | FSD | 1 | 9/13/1996 12:00:00 AM
VA6099050 | PB | PBCU | 3Y | RT | Y | DS001 | LC008 | 8122 KINGS HWY | KING GEORGE CO. COURTHOUSE | DISTRIBUTION - KG COURTHOUSE | FSD | 1 | 9/13/1996 12:00:00 AM
VA6099050 | PB | PBCU | 3Y | RT | Y | DS001 | LC009 | 8429 PINE TREE LN | KING GEORGE CO. COURTHOUSE | DISTRIBUTION - KG COURTHOUSE | FSD | 1 | 9/13/1996 12:00:00 AM
VA6099050 | PB | PBCU | 3Y | RT | Y | DS001 | LC010 | 9327 HICKORY LN | KING GEORGE CO. COURTHOUSE | DISTRIBUTION - KG COURTHOUSE | FSD | 1 | 9/13/1996 12:00:00 AM
VA6099050 | PB | PBCU | 3Y | RT | Y | DS001 | LC011 | 8285 BURREL LN | KING GEORGE CO. COURTHOUSE | DISTRIBUTION - KG COURTHOUSE | FSD | 1 | 9/13/1996 12:00:00 AM
VA6099050 | PB | PBCU | 3Y | RT | Y | DS001 | LC012 | 11251 SHADY LN | KING GEORGE CO. COURTHOUSE | DISTRIBUTION - KG COURTHOUSE | FSD | 1 | 9/13/1996 12:00:00 AM
VA6099050 | PB | PBCU | 3Y | RT | Y | DS001 | LC013 | 10496 MILLBANK RD | KING GEORGE CO. COURTHOUSE | DISTRIBUTION - KG COURTHOUSE | FSD | 1 | 9/13/1996 12:00:00 AM
VA6099050 | PB | PBCU | 3Y | RT | Y | DS001 | LC014 | 8421 CEDAR LN | KING GEORGE CO. COURTHOUSE | DISTRIBUTION - KG COURTHOUSE | FSD | 1 | 9/13/1996 12:00:00 AM
VA6099050 | PB | PBCU | 3Y | RT | Y | DS001 | LC015 | 10119 INDIANTOWN RD | KING GEORGE CO. COURTHOUSE | DISTRIBUTION - KG COURTHOUSE | FSD | 1 | 9/13/1996 12:00:00 AM
VA6099050 | PB | PBCU | 3Y | RT | Y | DS001 | LC016 | 9013 ST. ANTHONY'S RD | KING GEORGE CO. COURTHOUSE | DISTRIBUTION - KG COURTHOUSE | FSD | 1 | 9/13/1996 12:00:00 AM
VA6099050 | PB | PBCU | 3Y | RT | Y | DS001 | LC017 | 7414 KINGS HWY | KING GEORGE CO. COURTHOUSE | DISTRIBUTION - KG COURTHOUSE | FSD | 1 | 9/13/1996 12:00:00 AM
VA6099050 | PB | PBCU | 3Y | RT | Y | DS001 | LC018 | 8192 INDIANTOWN RD | KING GEORGE CO. COURTHOUSE | DISTRIBUTION - KG COURTHOUSE | FSD | 1 | 9/13/1996 12:00:00 AM
VA6099050 | PB | PBCU | 3Y | RT | Y | DS001 | LC019 | 10427 ROOSEVELT DR | KING GEORGE CO. COURTHOUSE | DISTRIBUTION - KG COURTHOUSE | FSD | 1 | 9/13/1996 12:00:00 AM
VA6099050 | PB | PBCU | 3Y | RT | Y | DS001 | LC020 | 6731 N STUART RD | KING GEORGE CO. COURTHOUSE | DISTRIBUTION - KG COURTHOUSE | FSD | 1 | 9/13/1996 12:00:00 AM
VA6099050 | TC | TC | MN | RT | Y | DS001 | TCR01 |  | KING GEORGE CO. COURTHOUSE | DISTRIBUTION - KG COURTHOUSE |  | 15 | 9/13/1996 12:00:00 AM
VA6099050 | GE | MPN | YR | RT | Y | WL003 | RW003 | RAW TAP | KING GEORGE CO. COURTHOUSE | PEPPERMILL WELL #1 |  | 1 | 9/13/1996 12:00:00 AM
VA6099050 | GE | MPN | YR | RT | Y | WL004 | RW004 | RAW TAP | KING GEORGE CO. COURTHOUSE | CLEYDAEL WELL (PPRML 2) |  | 1 | 9/13/1996 12:00:00 AM
VA6099050 | GE | MPN | YR | RT | Y | WL005 | RW005 | RAW TAP | KING GEORGE CO. COURTHOUSE | PURKINS CORNER WELL |  | 1 | 9/13/1996 12:00:00 AM
VA6099050 | GE | MPN | YR | RT | Y | WL006 | RW006 | ARNOLDS CORNER WELL 2 RAW WATER | KING GEORGE CO. COURTHOUSE | ARNOLDS CORNER WELL 2 |  | 1 | 9/13/1996 12:00:00 AM
VA6099066 | TC | TC | QT | RT | Y | DS001 | TCR01 |  | TASTE OF HIMALAYA | DISTRIBUTION - BO'S CAFE |  | 1 | 8/14/2013 12:00:00 AM
VA6099080 | TC | TC | QT | RT | Y | DS001 | TCR01 |  | CALEDON STATE PARK | CALEDON STATE PARK |  | 1 | 3/21/1986 12:00:00 AM
VA6099080 | GE | NIT | YR | RT | Y | EP001 | EP001 | TAP AFTER TREATMENT | CALEDON STATE PARK | ENTRY POINT NEW WELL |  | 1 | 3/21/1986 12:00:00 AM
VA6099080 | GE | MPN | YR | RT | Y | WL002 | RW002 | TAP AT WELL #2, BEFORE CL2 | CALEDON STATE PARK | NEW WELL |  | 1 | 3/21/1986 12:00:00 AM
VA6099085 | PB | PBCU | 3Y | RT | Y | DS001 | LC002 | 12209 CANTERBURY CT | CANTERBURY SUBDIVISION | CANTERBURY SUBDIVISION | FSD | 1 | 5/12/1988 12:00:00 AM
VA6099085 | PB | PBCU | 3Y | RT | Y | DS001 | LC003 | 12594 KENT RD | CANTERBURY SUBDIVISION | CANTERBURY SUBDIVISION | FSD | 1 | 5/12/1988 12:00:00 AM
VA6099085 | PB | PBCU | 3Y | RT | Y | DS001 | LC004 | 12418 CHESTER CT | CANTERBURY SUBDIVISION | CANTERBURY SUBDIVISION | FSD | 1 | 5/12/1988 12:00:00 AM
VA6099085 | PB | PBCU | 3Y | RT | Y | DS001 | LC007 | 12395 RIPON CT | CANTERBURY SUBDIVISION | CANTERBURY SUBDIVISION | FSD | 1 | 5/12/1988 12:00:00 AM
VA6099085 | PB | PBCU | 3Y | RT | Y | DS001 | LC011 | 12196 CANTERBURY CT | CANTERBURY SUBDIVISION | CANTERBURY SUBDIVISION | FSD | 1 | 5/12/1988 12:00:00 AM
VA6099085 | TC | TC | MN | RT | Y | DS001 | TCR01 |  | CANTERBURY SUBDIVISION | CANTERBURY SUBDIVISION |  | 3 | 5/12/1988 12:00:00 AM
VA6099085 | GE | MPN | YR | RT | Y | WL001 | RW001 | WELL DISCH | CANTERBURY SUBDIVISION | WELL 1 (PITLESS ADAPTER) |  | 1 | 5/12/1988 12:00:00 AM
VA6099085 | GE | MPN | YR | RT | Y | WL002 | RW002 | WELL DISCH | CANTERBURY SUBDIVISION | WELL 2 |  | 1 | 5/12/1988 12:00:00 AM
VA6099100 | PB | PBCU | 3Y | RT | Y | DS001 | LC003 | 10451 EDGEHILL LN | CIRCLE | DISTRIBUTION - CIRCLE | FSD | 1 | 7/1/1981 12:00:00 AM
VA6099100 | PB | PBCU | 3Y | RT | Y | DS001 | LC005 | 12116 RIDGE RD | CIRCLE | DISTRIBUTION - CIRCLE | FSD | 1 | 7/1/1981 12:00:00 AM
VA6099100 | PB | PBCU | 3Y | RT | Y | DS001 | LC006 | 12089 RIDGE RD | CIRCLE | DISTRIBUTION - CIRCLE | FSD | 1 | 7/1/1981 12:00:00 AM
VA6099100 | PB | PBCU | 3Y | RT | Y | DS001 | LC008 | 12121 RIDGE RD | CIRCLE | DISTRIBUTION - CIRCLE | FSD | 1 | 7/1/1981 12:00:00 AM
VA6099100 | PB | PBCU | 3Y | RT | Y | DS001 | LC009 | 11210 ACTON LN | CIRCLE | DISTRIBUTION - CIRCLE | FSD | 1 | 7/1/1981 12:00:00 AM
VA6099100 | TC | TC | MN | RT | Y | DS001 | TCR01 |  | CIRCLE | DISTRIBUTION - CIRCLE |  | 3 | 7/1/1981 12:00:00 AM
VA6099100 | GE | MPN | YR | RT | Y | WL001 | RW001 | CIRCLE 1 RAW TAP | CIRCLE | WELL 1 |  | 1 | 7/1/1981 12:00:00 AM
VA6099100 | GE | MPN | YR | RT | Y | WL002 | RW002 | CIRCLE 2 RAW TAP | CIRCLE | WELL 2 |  | 1 | 7/1/1981 12:00:00 AM
VA6099100 | GE | THH5 | 3Y | RT | Y | DS001 | DBP01 | 11122 RIDGE ROAD | CIRCLE | DISTRIBUTION - CIRCLE |  | 1 | 1981-07-01
VA6099110 | PB | PBCU | 3Y | RT | Y | DS001 | LC002 | BLDG 7074 APT B | CEDAR KNOLL APT | CEDAR KNOLL APT | FSD | 1 | 11/1/2002 12:00:00 AM
VA6099110 | PB | PBCU | 3Y | RT | Y | DS001 | LC005 | BLDG 7088 APT A | CEDAR KNOLL APT | CEDAR KNOLL APT | FSD | 1 | 11/1/2002 12:00:00 AM
VA6099110 | PB | PBCU | 3Y | RT | Y | DS001 | LC010 | BLDG 7084 APT B | CEDAR KNOLL APT | CEDAR KNOLL APT | FSD | 1 | 11/1/2002 12:00:00 AM
VA6099110 | PB | PBCU | 3Y | RT | Y | DS001 | LC017 | BLDG 7078 APT E | CEDAR KNOLL APT | CEDAR KNOLL APT | FSD | 1 | 11/1/2002 12:00:00 AM
VA6099110 | PB | PBCU | 3Y | RT | Y | DS001 | LC019 | BLDG 7092 APT A | CEDAR KNOLL APT | CEDAR KNOLL APT | FSD | 1 | 11/1/2002 12:00:00 AM
VA6099110 | TC | TC | MN | RT | Y | DS001 | TCR01 |  | CEDAR KNOLL APT | CEDAR KNOLL APT |  | 3 | 11/1/2002 12:00:00 AM
VA6099110 | GE | NIT | YR | RT | Y | EP001 | EP001 | WELL DISCHARGE LINE | CEDAR KNOLL APT | POE - WELL |  | 1 | 11/1/2002 12:00:00 AM
VA6099110 | GE | MPN | YR | RT | Y | WL001 | RW001 | RAW WATER TAP | CEDAR KNOLL APT | WELL #1 |  | 1 | 11/1/2002 12:00:00 AM
VA6099130 | TC | TC | QT | RT | Y | DS001 | TCR01 |  | GREENHOST | GREENHOST-POTABLE DISTRIB |  | 1 | 6/1/2014 12:00:00 AM
VA6099130 | GE | MPN | YR | RT | Y | WL001 | RW001 | WELL 1 | GREENHOST | WELL 1 |  | 1 | 6/1/2014 12:00:00 AM
VA6099130 | GE | MPN | YR | RT | Y | WL002 | RW002 | WELL 2 | GREENHOST | WELL 2 |  | 1 | 6/1/2014 12:00:00 AM
VA6099231 | PB | PBCU | 3Y | RT | Y | DS001 | LC001 | LOT 18 | EAGLE BAY | DISTRIBUTION - EAGLE BAY | FSD | 1 | 2/5/2004 12:00:00 AM
VA6099231 | PB | PBCU | 3Y | RT | Y | DS001 | LC002 | LOT 20 | EAGLE BAY | DISTRIBUTION - EAGLE BAY | FSD | 1 | 2/5/2004 12:00:00 AM
VA6099231 | PB | PBCU | 3Y | RT | Y | DS001 | LC003 | LOT 24 | EAGLE BAY | DISTRIBUTION - EAGLE BAY | FSD | 1 | 2/5/2004 12:00:00 AM
VA6099231 | PB | PBCU | 3Y | RT | Y | DS001 | LC004 | LOT 25 | EAGLE BAY | DISTRIBUTION - EAGLE BAY | FSD | 1 | 2/5/2004 12:00:00 AM
VA6099231 | PB | PBCU | 3Y | RT | Y | DS001 | LC005 | LOT 15 | EAGLE BAY | DISTRIBUTION - EAGLE BAY | FSD | 1 | 2/5/2004 12:00:00 AM
VA6099231 | TC | TC | MN | RT | Y | DS001 | TCR01 |  | EAGLE BAY | DISTRIBUTION - EAGLE BAY |  | 3 | 2/5/2004 12:00:00 AM
VA6099231 | GE | MPN | YR | RT | Y | WL001 | RW001 | DRILLED WELL | EAGLE BAY | DRILLED WELL |  | 1 | 2/5/2004 12:00:00 AM
VA6099250 | GE | THH5 | YR | RT | Y | DS001 | DBP02 | 6072 RIVERVIEW DR | FAIRVIEW BEACH/POT. LANDING | FAIRVIEW BEACH |  | 1 | 6/6/1996 12:00:00 AM
VA6099250 | PB | PBCU | 3Y | RT | Y | DS001 | LCF01 | 6249 FAIRVIEW DR | FAIRVIEW BEACH/POT. LANDING | FAIRVIEW BEACH | FSD | 1 | 6/6/1996 12:00:00 AM
VA6099250 | PB | PBCU | 3Y | RT | Y | DS001 | LCF04 | 6092 THIRD ST | FAIRVIEW BEACH/POT. LANDING | FAIRVIEW BEACH | FSD | 1 | 6/6/1996 12:00:00 AM
VA6099250 | PB | PBCU | 3Y | RT | Y | DS001 | LCF05 | 6089 SECOND ST | FAIRVIEW BEACH/POT. LANDING | FAIRVIEW BEACH | FSD | 1 | 6/6/1996 12:00:00 AM
VA6099250 | PB | PBCU | 3Y | RT | Y | DS001 | LCF06 | 6106 THIRD ST | FAIRVIEW BEACH/POT. LANDING | FAIRVIEW BEACH | FSD | 1 | 6/6/1996 12:00:00 AM
VA6099250 | PB | PBCU | 3Y | RT | Y | DS001 | LCF09 | 6164 THIRD ST | FAIRVIEW BEACH/POT. LANDING | FAIRVIEW BEACH | FSD | 1 | 6/6/1996 12:00:00 AM
VA6099250 | PB | PBCU | 3Y | RT | Y | DS001 | LCF14 | 6169 4TH ST | FAIRVIEW BEACH/POT. LANDING | FAIRVIEW BEACH | FSD | 1 | 6/6/1996 12:00:00 AM
VA6099250 | PB | PBCU | 3Y | RT | Y | DS001 | LCF16 | 6148 SECOND ST | FAIRVIEW BEACH/POT. LANDING | FAIRVIEW BEACH | FSD | 1 | 6/6/1996 12:00:00 AM
VA6099250 | PB | PBCU | 3Y | RT | Y | DS001 | LCP21 | 6054 POTOMAC LND DR | FAIRVIEW BEACH/POT. LANDING | FAIRVIEW BEACH | FSD | 1 | 6/6/1996 12:00:00 AM
VA6099250 | PB | PBCU | 3Y | RT | Y | DS001 | LCP22 | 6427 TIDES RD | FAIRVIEW BEACH/POT. LANDING | FAIRVIEW BEACH | FSD | 1 | 6/6/1996 12:00:00 AM
VA6099250 | PB | PBCU | 3Y | RT | Y | DS001 | LCP23 | 6095 MARINEVIEW DR | FAIRVIEW BEACH/POT. LANDING | FAIRVIEW BEACH | FSD | 1 | 6/6/1996 12:00:00 AM
VA6099250 | TC | TC | MN | RT | Y | DS001 | TCR01 |  | FAIRVIEW BEACH/POT. LANDING | FAIRVIEW BEACH |  | 3 | 6/6/1996 12:00:00 AM
VA6099250 | GE | MPN | YR | RT | Y | WL004 | RW004 | RAW TAP WELL 2A | FAIRVIEW BEACH/POT. LANDING | FB - WELL 2A |  | 1 | 6/6/1996 12:00:00 AM
VA6099275 | TC | TC | MN | RT | Y | DS001 | TCR01 |  | HANOVER MHP | HANOVER HEIGHTS TRAILER PARK |  | 3 | 2/29/1984 12:00:00 AM
VA6099275 | GE | MPN | YR | RT | Y | WL001 | RW001 | DRILLED WELL/WL001 | HANOVER MHP | DRILLED WELL |  | 1 | 2/29/1984 12:00:00 AM
VA6099280 | PB | PBCU | 3Y | RT | Y | DS001 | LC001 | LOT/TR 2 (12252 HOLIDAY) | HOLIDAY INN MHP | DISTRIBUTION HOLIDAY INN APTS. | FSD | 1 | 8/4/1995 12:00:00 AM
VA6099280 | PB | PBCU | 3Y | RT | Y | DS001 | LC004 | LOT/TR 7 (HOLIDAY) | HOLIDAY INN MHP | DISTRIBUTION HOLIDAY INN APTS. | FSD | 1 | 8/4/1995 12:00:00 AM
VA6099280 | PB | PBCU | 3Y | RT | Y | DS001 | LC005 | LOT/TR 8 (HOLIDAY) | HOLIDAY INN MHP | DISTRIBUTION HOLIDAY INN APTS. | FSD | 1 | 8/4/1995 12:00:00 AM
VA6099280 | PB | PBCU | 3Y | RT | Y | DS001 | LC007 | LOT/TR 10 (12222 MCINTOSH) | HOLIDAY INN MHP | DISTRIBUTION HOLIDAY INN APTS. | FSD | 1 | 8/4/1995 12:00:00 AM
VA6099280 | PB | PBCU | 3Y | RT | Y | DS001 | LC008 | APT 9 (12301 JAMES MADISON) | HOLIDAY INN MHP | DISTRIBUTION HOLIDAY INN APTS. | FSD | 1 | 8/4/1995 12:00:00 AM
VA6099280 | TC | TC | MN | RT | Y | DS001 | TCR01 |  | HOLIDAY INN MHP | DISTRIBUTION HOLIDAY INN APTS. |  | 3 | 8/4/1995 12:00:00 AM
VA6099280 | GE | MPN | YR | RT | Y | WL01A | RW01A | RAW TAP 1A | HOLIDAY INN MHP | WELL DRILLED 2015 |  | 1 | 8/4/1995 12:00:00 AM
VA6099283 | GE | THH5 | YR | RT | Y | DS001 | DBP01 | 6222 HAWSER DR | HOPYARD FARM | DISTRIBUTION - HOPYARD |  | 1 | 7/31/2006 12:00:00 AM
VA6099283 | PB | PBCU | 3Y | RT | Y | DS001 | LC001 | 5921 COAKLEY DR | HOPYARD FARM | DISTRIBUTION - HOPYARD | FSD | 1 | 7/31/2006 12:00:00 AM
VA6099283 | PB | PBCU | 3Y | RT | Y | DS001 | LC002 | 6120 MCCARTHY DR | HOPYARD FARM | DISTRIBUTION - HOPYARD | FSD | 1 | 7/31/2006 12:00:00 AM
VA6099283 | PB | PBCU | 3Y | RT | Y | DS001 | LC003 | 11775 FULLERS LANE | HOPYARD FARM | DISTRIBUTION - HOPYARD | FSD | 1 | 7/31/2006 12:00:00 AM
VA6099283 | PB | PBCU | 3Y | RT | Y | DS001 | LC004 | 11788 BAKERS LANE | HOPYARD FARM | DISTRIBUTION - HOPYARD | FSD | 1 | 7/31/2006 12:00:00 AM
VA6099283 | PB | PBCU | 3Y | RT | Y | DS001 | LC005 | 6116 HAWSER DRIVE | HOPYARD FARM | DISTRIBUTION - HOPYARD | FSD | 1 | 7/31/2006 12:00:00 AM
VA6099283 | PB | PBCU | 3Y | RT | Y | DS001 | LC006 | 11761 BAKER'S LN | HOPYARD FARM | DISTRIBUTION - HOPYARD | FSD | 1 | 7/31/2006 12:00:00 AM
VA6099283 | PB | PBCU | 3Y | RT | Y | DS001 | LC007 | 5990 PARSONS LN | HOPYARD FARM | DISTRIBUTION - HOPYARD | FSD | 1 | 7/31/2006 12:00:00 AM
VA6099283 | PB | PBCU | 3Y | RT | Y | DS001 | LC008 | 5905 NELLIE DR | HOPYARD FARM | DISTRIBUTION - HOPYARD | FSD | 1 | 7/31/2006 12:00:00 AM
VA6099283 | PB | PBCU | 3Y | RT | Y | DS001 | LC009 | 6226 HAWSER DR | HOPYARD FARM | DISTRIBUTION - HOPYARD | FSD | 1 | 7/31/2006 12:00:00 AM
VA6099283 | PB | PBCU | 3Y | RT | Y | DS001 | LC010 | 5917 COAKLEY DR | HOPYARD FARM | DISTRIBUTION - HOPYARD | FSD | 1 | 7/31/2006 12:00:00 AM
VA6099283 | TC | TC | MN | RT | Y | DS001 | TCR01 |  | HOPYARD FARM | DISTRIBUTION - HOPYARD |  | 6 | 7/31/2006 12:00:00 AM
VA6099283 | GE | MPN | YR | RT | Y | WL001 | RW001 | WELL A RAW TAP | HOPYARD FARM | WELL HOP-A |  | 1 | 7/31/2006 12:00:00 AM
VA6099283 | GE | MPN | YR | RT | Y | WL002 | RW002 | WELL D RAW TAP | HOPYARD FARM | WELL HOP-D |  | 1 | 7/31/2006 12:00:00 AM
VA6099283 | GE | MPN | YR | RT | Y | WL003 | RW003 | WELL F RAW TAP | HOPYARD FARM | WELL HOP-F |  | 1 | 7/31/2006 12:00:00 AM
VA6099285 | TC | TC | MN | RT | Y | DS001 | TCR01 |  | CHESTNUT HILL MOBILE HOME PARK | DISTRIBUTION SYSTEM |  | 3 | 9/27/1988 12:00:00 AM
VA6099290 | TC | TC | QT | RT | Y | DS001 | TCR01 |  | CIRCLE SHOPPING CENTER | DISTRIBUTION SYSTEM |  | 1 | 10/1/1999 12:00:00 AM
VA6099290 | GE | MPN | YR | RT | Y | WL001 | RW001 | BEFORE TREATMENT | CIRCLE SHOPPING CENTER | WELL |  | 1 | 10/1/1999 12:00:00 AM
VA6099295 | GE | THH5 | YR | RT | Y | DS001 | DBP07 | 6223 TOWNSEND DRIVE | KGCSA-DAHLGREN | DISTRIBUTION - KGCSA DAHLGREN |  | 1 | 11/1/1993 12:00:00 AM
VA6099295 | PB | PBCU | YR | RT | Y | DS001 | LC001 | 17186 FERRY DOCK RD | KGCSA-DAHLGREN | DISTRIBUTION - KGCSA DAHLGREN | FSD | 1 | 11/1/1993 12:00:00 AM
VA6099295 | PB | PBCU | YR | RT | Y | DS001 | LC002 | 4374 ALBEMARLE CT | KGCSA-DAHLGREN | DISTRIBUTION - KGCSA DAHLGREN | FSD | 1 | 11/1/1993 12:00:00 AM
VA6099295 | PB | PBCU | YR | RT | Y | DS001 | LC003 | 4378 SAVANNAH ST. | KGCSA-DAHLGREN | DISTRIBUTION - KGCSA DAHLGREN | FSD | 1 | 11/1/1993 12:00:00 AM
VA6099295 | PB | PBCU | YR | RT | Y | DS001 | LC004 | 4393 PAMLICO | KGCSA-DAHLGREN | DISTRIBUTION - KGCSA DAHLGREN | FSD | 1 | 11/1/1993 12:00:00 AM
VA6099295 | PB | PBCU | YR | RT | Y | DS001 | LC005 | 15360 DELAWARE DR. | KGCSA-DAHLGREN | DISTRIBUTION - KGCSA DAHLGREN | FSD | 1 | 11/1/1993 12:00:00 AM
VA6099295 | PB | PBCU | YR | RT | Y | DS001 | LC006 | 15470 DELAWARE DR. | KGCSA-DAHLGREN | DISTRIBUTION - KGCSA DAHLGREN | FSD | 1 | 11/1/1993 12:00:00 AM
VA6099295 | PB | PBCU | YR | RT | Y | DS001 | LC008 | 4299 DANUBE DR | KGCSA-DAHLGREN | DISTRIBUTION - KGCSA DAHLGREN | FSD | 1 | 11/1/1993 12:00:00 AM
VA6099295 | PB | PBCU | YR | RT | Y | DS001 | LC009 | 4289 DANUBE DR | KGCSA-DAHLGREN | DISTRIBUTION - KGCSA DAHLGREN | FSD | 1 | 11/1/1993 12:00:00 AM
VA6099295 | PB | PBCU | YR | RT | Y | DS001 | LC011 | 5327 N WILLIAMS CREEK DR | KGCSA-DAHLGREN | DISTRIBUTION - KGCSA DAHLGREN | FSD | 1 | 11/1/1993 12:00:00 AM
VA6099295 | PB | PBCU | YR | RT | Y | DS001 | LC028 | 16495 15TH ST. | KGCSA-DAHLGREN | DISTRIBUTION - KGCSA DAHLGREN | FSD | 1 | 11/1/1993 12:00:00 AM
VA6099295 | TC | TC | MN | RT | Y | DS001 | TCR01 |  | KGCSA-DAHLGREN | DISTRIBUTION - KGCSA DAHLGREN |  | 9 | 11/1/1993 12:00:00 AM
VA6099295 | GE | MPN | YR | RT | Y | WL001 | RW001 | RAW TAP | KGCSA-DAHLGREN | BUMBRY WELL |  | 1 | 11/1/1993 12:00:00 AM
VA6099295 | GE | MPN | YR | RT | Y | WL003 | RW003 | RAW TAP | KGCSA-DAHLGREN | SAFT WELL |  | 1 | 11/1/1993 12:00:00 AM
VA6099295 | GE | MPN | YR | RT | Y | WL004 | RW004 | RAW TAP | KGCSA-DAHLGREN | PAYNE WELL |  | 1 | 11/1/1993 12:00:00 AM
VA6099295 | GE | MPN | YR | RT | Y | WL005 | RW005 | RAW TAP | KGCSA-DAHLGREN | MONMOUTH 1 WELL |  | 1 | 11/1/1993 12:00:00 AM
VA6099295 | GE | MPN | YR | RT | Y | WL006 | RW006 | RAW TAP | KGCSA-DAHLGREN | MONMOUTH 2A WELL |  | 1 | 11/1/1993 12:00:00 AM
VA6099296 | PB | PBCU | 6M | RT | Y | DS001 | LC001 | CUSTODIAL #1 | KG SCHOOL BOARD OFFICES (OLD KG ES) | KING GEORGE ELEMENTARY | FSD | 1 | 4/4/1991 12:00:00 AM
VA6099296 | PB | PBCU | 6M | RT | Y | DS001 | LC002 | GYM | KG SCHOOL BOARD OFFICES (OLD KG ES) | KING GEORGE ELEMENTARY | FSD | 1 | 4/4/1991 12:00:00 AM
VA6099296 | PB | PBCU | 6M | RT | Y | DS001 | LC003 | OFFICE | KG SCHOOL BOARD OFFICES (OLD KG ES) | KING GEORGE ELEMENTARY | FSD | 1 | 4/4/1991 12:00:00 AM
VA6099296 | PB | PBCU | 6M | RT | Y | DS001 | LC004 | CUSTODIAL #2 | KG SCHOOL BOARD OFFICES (OLD KG ES) | KING GEORGE ELEMENTARY | FSD | 1 | 4/4/1991 12:00:00 AM
VA6099296 | PB | PBCU | 6M | RT | Y | DS001 | LC005 | ART RM HAND SINK | KG SCHOOL BOARD OFFICES (OLD KG ES) | KING GEORGE ELEMENTARY | FSD | 1 | 4/4/1991 12:00:00 AM
VA6099296 | TC | TC | MN | RT | Y | DS001 | TCR01 |  | KG SCHOOL BOARD OFFICES (OLD KG ES) | KING GEORGE ELEMENTARY |  | 3 | 4/4/1991 12:00:00 AM
VA6099300 | TC | TC | MN | RT | Y | DS001 | TCR01 |  | NINDES STORE | DISTRIBUTION - NINDES STORE |  | 3 | 3/1/1996 12:00:00 AM
VA6099300 | GE | MPN | YR | RT | Y | WL01A | RW01A | WELL DISCHG LINE | NINDES STORE | WELL #1A |  | 1 | 3/1/1996 12:00:00 AM
VA6099305 | PB | PBCU | 3Y | RT | Y | DS001 | LC002 | LOT 2- 7441 MCDANIEL | MCDANIEL MOBILE HOME PARK | DISTRIBUTION - MCDANIEL MHP | FSD | 1 | 10/15/1979 12:00:00 AM
VA6099305 | PB | PBCU | 3Y | RT | Y | DS001 | LC003 | LOT 3- 7430 MCDANIEL | MCDANIEL MOBILE HOME PARK | DISTRIBUTION - MCDANIEL MHP | FSD | 1 | 10/15/1979 12:00:00 AM
VA6099305 | PB | PBCU | 3Y | RT | Y | DS001 | LC004 | LOT 8- 7425 MCDANIEL | MCDANIEL MOBILE HOME PARK | DISTRIBUTION - MCDANIEL MHP | FSD | 1 | 10/15/1979 12:00:00 AM
VA6099305 | PB | PBCU | 3Y | RT | Y | DS001 | LC005 | LOT 10- 7408 MCDANIEL | MCDANIEL MOBILE HOME PARK | DISTRIBUTION - MCDANIEL MHP | FSD | 1 | 10/15/1979 12:00:00 AM
VA6099305 | PB | PBCU | 3Y | RT | Y | DS001 | LC008 | LOT 23- 9422 ASPEN | MCDANIEL MOBILE HOME PARK | DISTRIBUTION - MCDANIEL MHP | FSD | 1 | 10/15/1979 12:00:00 AM
VA6099305 | TC | TC | MN | RT | Y | DS001 | TCR01 |  | MCDANIEL MOBILE HOME PARK | DISTRIBUTION - MCDANIEL MHP |  | 3 | 10/15/1979 12:00:00 AM
VA6099340 | GE | THH5 | YR | RT | Y | DS001 | DB001 | BUILDING 1450 | NAVAL SUPPORT FACILITY, DAHLGREN | DISTRIBUTION DAHLGREN MAIN |  | 1 | 6/7/1985 12:00:00 AM
VA6099340 | GE | THH5 | YR | RT | Y | DS001 | DB006 | BLDG 221 | NAVAL SUPPORT FACILITY, DAHLGREN | DISTRIBUTION DAHLGREN MAIN |  | 1 | 6/7/1985 12:00:00 AM
VA6099340 | PB | PBCU | 3Y | RT | Y | DS001 | LC001 | BLDG 230 | NAVAL SUPPORT FACILITY, DAHLGREN | DISTRIBUTION DAHLGREN MAIN | FSD | 1 | 6/7/1985 12:00:00 AM
VA6099340 | PB | PBCU | 3Y | RT | Y | DS001 | LC002 | BLDG 1194 | NAVAL SUPPORT FACILITY, DAHLGREN | DISTRIBUTION DAHLGREN MAIN | FSD | 1 | 6/7/1985 12:00:00 AM
VA6099340 | PB | PBCU | 3Y | RT | Y | DS001 | LC003 | BLDG 1520 | NAVAL SUPPORT FACILITY, DAHLGREN | DISTRIBUTION DAHLGREN MAIN | FSD | 1 | 6/7/1985 12:00:00 AM
VA6099340 | PB | PBCU | 3Y | RT | Y | DS001 | LC004 | BLDG 1521 | NAVAL SUPPORT FACILITY, DAHLGREN | DISTRIBUTION DAHLGREN MAIN | FSD | 1 | 6/7/1985 12:00:00 AM
VA6099340 | PB | PBCU | 3Y | RT | Y | DS001 | LC005 | BLDG 1580 | NAVAL SUPPORT FACILITY, DAHLGREN | DISTRIBUTION DAHLGREN MAIN | FSD | 1 | 6/7/1985 12:00:00 AM
VA6099340 | PB | PBCU | 3Y | RT | Y | DS001 | LC006 | BLDG 101 | NAVAL SUPPORT FACILITY, DAHLGREN | DISTRIBUTION DAHLGREN MAIN | FSD | 1 | 6/7/1985 12:00:00 AM
VA6099340 | PB | PBCU | 3Y | RT | Y | DS001 | LC007 | BLDG 183 | NAVAL SUPPORT FACILITY, DAHLGREN | DISTRIBUTION DAHLGREN MAIN | FSD | 1 | 6/7/1985 12:00:00 AM
VA6099340 | PB | PBCU | 3Y | RT | Y | DS001 | LC008 | BLDG 193 | NAVAL SUPPORT FACILITY, DAHLGREN | DISTRIBUTION DAHLGREN MAIN | FSD | 1 | 6/7/1985 12:00:00 AM
VA6099340 | PB | PBCU | 3Y | RT | Y | DS001 | LC012 | QTRS 520 | NAVAL SUPPORT FACILITY, DAHLGREN | DISTRIBUTION DAHLGREN MAIN | FSD | 1 | 6/7/1985 12:00:00 AM
VA6099340 | PB | PBCU | 3Y | RT | Y | DS001 | LC014 | QTRS 526 | NAVAL SUPPORT FACILITY, DAHLGREN | DISTRIBUTION DAHLGREN MAIN | FSD | 1 | 6/7/1985 12:00:00 AM
VA6099340 | PB | PBCU | 3Y | RT | Y | DS001 | LC015 | QTRS 704 | NAVAL SUPPORT FACILITY, DAHLGREN | DISTRIBUTION DAHLGREN MAIN | FSD | 1 | 6/7/1985 12:00:00 AM
VA6099340 | PB | PBCU | 3Y | RT | Y | DS001 | LC016 | QTRS 706 | NAVAL SUPPORT FACILITY, DAHLGREN | DISTRIBUTION DAHLGREN MAIN | FSD | 1 | 6/7/1985 12:00:00 AM
VA6099340 | PB | PBCU | 3Y | RT | Y | DS001 | LC017 | QTRS 708 | NAVAL SUPPORT FACILITY, DAHLGREN | DISTRIBUTION DAHLGREN MAIN | FSD | 1 | 6/7/1985 12:00:00 AM
VA6099340 | PB | PBCU | 3Y | RT | Y | DS001 | LC018 | QTRS 710 | NAVAL SUPPORT FACILITY, DAHLGREN | DISTRIBUTION DAHLGREN MAIN | FSD | 1 | 6/7/1985 12:00:00 AM
VA6099340 | PB | PBCU | 3Y | RT | Y | DS001 | LC019 | QTRS 712 | NAVAL SUPPORT FACILITY, DAHLGREN | DISTRIBUTION DAHLGREN MAIN | FSD | 1 | 6/7/1985 12:00:00 AM
VA6099340 | PB | PBCU | 3Y | RT | Y | DS001 | LC020 | QTRS 720 | NAVAL SUPPORT FACILITY, DAHLGREN | DISTRIBUTION DAHLGREN MAIN | FSD | 1 | 6/7/1985 12:00:00 AM
VA6099340 | PB | PBCU | 3Y | RT | Y | DS001 | LC021 | QTRS 756 | NAVAL SUPPORT FACILITY, DAHLGREN | DISTRIBUTION DAHLGREN MAIN | FSD | 1 | 6/7/1985 12:00:00 AM
VA6099340 | PB | PBCU | 3Y | RT | Y | DS001 | LC022 | QTRS 758 | NAVAL SUPPORT FACILITY, DAHLGREN | DISTRIBUTION DAHLGREN MAIN | FSD | 1 | 6/7/1985 12:00:00 AM
VA6099340 | PB | PBCU | 3Y | RT | Y | DS001 | LC023 | QTRS 761 | NAVAL SUPPORT FACILITY, DAHLGREN | DISTRIBUTION DAHLGREN MAIN | FSD | 1 | 6/7/1985 12:00:00 AM
VA6099340 | PB | PBCU | 3Y | RT | Y | DS001 | LC024 | QTRS 764 | NAVAL SUPPORT FACILITY, DAHLGREN | DISTRIBUTION DAHLGREN MAIN | FSD | 1 | 6/7/1985 12:00:00 AM
VA6099340 | PB | PBCU | 3Y | RT | Y | DS001 | LC025 | QTRS 768 | NAVAL SUPPORT FACILITY, DAHLGREN | DISTRIBUTION DAHLGREN MAIN | FSD | 1 | 6/7/1985 12:00:00 AM
VA6099340 | PB | PBCU | 3Y | RT | Y | DS001 | LC026 | QTRS 772 | NAVAL SUPPORT FACILITY, DAHLGREN | DISTRIBUTION DAHLGREN MAIN | FSD | 1 | 6/7/1985 12:00:00 AM
VA6099340 | PB | PBCU | 3Y | RT | Y | DS001 | LC027 | QTRS 778 | NAVAL SUPPORT FACILITY, DAHLGREN | DISTRIBUTION DAHLGREN MAIN | FSD | 1 | 6/7/1985 12:00:00 AM
VA6099340 | PB | PBCU | 3Y | RT | Y | DS001 | LC028 | QTRS 786 | NAVAL SUPPORT FACILITY, DAHLGREN | DISTRIBUTION DAHLGREN MAIN | FSD | 1 | 6/7/1985 12:00:00 AM
VA6099340 | PB | PBCU | 3Y | RT | Y | DS001 | LC031 | QTRS 794 | NAVAL SUPPORT FACILITY, DAHLGREN | DISTRIBUTION DAHLGREN MAIN | FSD | 1 | 6/7/1985 12:00:00 AM
VA6099340 | PB | PBCU | 3Y | RT | Y | DS001 | LC037 | QTRS 811 | NAVAL SUPPORT FACILITY, DAHLGREN | DISTRIBUTION DAHLGREN MAIN | FSD | 1 | 6/7/1985 12:00:00 AM
VA6099340 | PB | PBCU | 3Y | RT | Y | DS001 | LC038 | QTRS 812 | NAVAL SUPPORT FACILITY, DAHLGREN | DISTRIBUTION DAHLGREN MAIN | FSD | 1 | 6/7/1985 12:00:00 AM
VA6099340 | PB | PBCU | 3Y | RT | Y | DS001 | LC039 | QTRS 816 | NAVAL SUPPORT FACILITY, DAHLGREN | DISTRIBUTION DAHLGREN MAIN | FSD | 1 | 6/7/1985 12:00:00 AM
VA6099340 | PB | PBCU | 3Y | RT | Y | DS001 | LC040 | QTRS 820 | NAVAL SUPPORT FACILITY, DAHLGREN | DISTRIBUTION DAHLGREN MAIN | FSD | 1 | 6/7/1985 12:00:00 AM
VA6099340 | PB | PBCU | 3Y | RT | Y | DS001 | LC041 | QTRS 824 | NAVAL SUPPORT FACILITY, DAHLGREN | DISTRIBUTION DAHLGREN MAIN | FSD | 1 | 6/7/1985 12:00:00 AM
VA6099340 | TC | TC | MN | RT | Y | DS001 | TCR01 |  | NAVAL SUPPORT FACILITY, DAHLGREN | DISTRIBUTION DAHLGREN MAIN |  | 30 | 6/7/1985 12:00:00 AM
VA6099340 | GE | NIT | YR | RT | Y | EP001 | EP001 | POE- BLDG 1288 (BRONSON WELL) | NAVAL SUPPORT FACILITY, DAHLGREN | ENTRY POINT - BLDG 1288 (BRONSON WELL) |  | 1 | 6/7/1985 12:00:00 AM
VA6099340 | GE | NIT | YR | RT | Y | EP002 | EP002 | POE- BLDG 1190 (CASKEY WELL) | NAVAL SUPPORT FACILITY, DAHLGREN | ENTRY POINT BLDG 1190 (CASKEY WELL) |  | 1 | 6/7/1985 12:00:00 AM
VA6099340 | GE | NIT | YR | RT | Y | EP003 | EP003 | POE- BLDG 274A (RESERVOIR WELL) | NAVAL SUPPORT FACILITY, DAHLGREN | ENTRY POINT- BLDG 274A (RESERVOIR WELL) |  | 1 | 6/7/1985 12:00:00 AM
VA6099340 | GE | MPN | YR | RT | Y | WL001 | RW001 | RAW TAP @ BRONSON | NAVAL SUPPORT FACILITY, DAHLGREN | WELL 1 - BLDG 1288 (BRONSON WELL) |  | 1 | 6/7/1985 12:00:00 AM
VA6099340 | GE | MPN | YR | RT | Y | WL002 | RW002 | RAW TAP @ CASKEY | NAVAL SUPPORT FACILITY, DAHLGREN | WELL 2 - BLDG 1190 (CASKEY WELL) |  | 1 | 6/7/1985 12:00:00 AM
VA6099340 | GE | MPN | YR | RT | Y | WL003 | RW003 | RAW TAP @ RESERVOIR | NAVAL SUPPORT FACILITY, DAHLGREN | WELL 3 - BLDG 274A (RESERVOIR WELL) |  | 1 | 6/7/1985 12:00:00 AM
VA6099341 | TC | TC | QT | RT | Y | DS001 | TCR01 |  | DAHLGREN NSF, PUMPKIN NECK | DISTRIBUTION (PUMPKIN NECK) |  | 1 | 3/20/1998 12:00:00 AM
VA6099341 | GE | NIT | YR | RT | Y | EP001 | EP001 | EP 1 TAP AFTER TREAT | DAHLGREN NSF, PUMPKIN NECK | POE - WELL |  | 1 | 3/20/1998 12:00:00 AM
VA6099341 | GE | MPN | YR | RT | Y | WL001 | RW001 | WELL 1 RAW TAP | DAHLGREN NSF, PUMPKIN NECK | DRILLED WELL |  | 1 | 3/20/1998 12:00:00 AM
VA6099350 | GE | THH5 | YR | RT | Y | DS001 | DBP03 | 9121 COVINGTON STREET | OAKLAND PARK | DISTRIBUTION - OAKLAND PARK |  | 1 | 6/17/1985 12:00:00 AM
VA6099350 | PB | PBCU | 3Y | RT | Y | DS001 | LC001 | 1389 FOREST RIDGE DR | OAKLAND PARK | DISTRIBUTION - OAKLAND PARK | FSD | 1 | 6/17/1985 12:00:00 AM
VA6099350 | PB | PBCU | 3Y | RT | Y | DS001 | LC002 | 1419 FOREST RIDGE DR | OAKLAND PARK | DISTRIBUTION - OAKLAND PARK | FSD | 1 | 6/17/1985 12:00:00 AM
VA6099350 | PB | PBCU | 3Y | RT | Y | DS001 | LC003 | 1205 GARNER DR | OAKLAND PARK | DISTRIBUTION - OAKLAND PARK | FSD | 1 | 6/17/1985 12:00:00 AM
VA6099350 | PB | PBCU | 3Y | RT | Y | DS001 | LC004 | 9064 FLORA COURT | OAKLAND PARK | DISTRIBUTION - OAKLAND PARK | FSD | 1 | 6/17/1985 12:00:00 AM
VA6099350 | PB | PBCU | 3Y | RT | Y | DS001 | LC005 | 1432 FOREST RIDGE DR | OAKLAND PARK | DISTRIBUTION - OAKLAND PARK | FSD | 1 | 6/17/1985 12:00:00 AM
VA6099350 | PB | PBCU | 3Y | RT | Y | DS001 | LC006 | 1238 GARNER DR | OAKLAND PARK | DISTRIBUTION - OAKLAND PARK | FSD | 1 | 6/17/1985 12:00:00 AM
VA6099350 | PB | PBCU | 3Y | RT | Y | DS001 | LC007 | 1403 FOREST RIDGE | OAKLAND PARK | DISTRIBUTION - OAKLAND PARK | FSD | 1 | 6/17/1985 12:00:00 AM
VA6099350 | PB | PBCU | 3Y | RT | Y | DS001 | LC008 | 9124FETCHERSCHAPELRD | OAKLAND PARK | DISTRIBUTION - OAKLAND PARK | FSD | 1 | 6/17/1985 12:00:00 AM
VA6099350 | PB | PBCU | 3Y | RT | Y | DS001 | LC009 | 1410 FOREST RIDGE | OAKLAND PARK | DISTRIBUTION - OAKLAND PARK | FSD | 1 | 6/17/1985 12:00:00 AM
VA6099350 | PB | PBCU | 3Y | RT | Y | DS001 | LC010 | 1257 GARNER DR | OAKLAND PARK | DISTRIBUTION - OAKLAND PARK | FSD | 1 | 6/17/1985 12:00:00 AM
VA6099350 | TC | TC | MN | RT | Y | DS001 | TCR01 |  | OAKLAND PARK | DISTRIBUTION - OAKLAND PARK |  | 6 | 6/17/1985 12:00:00 AM
VA6099350 | GE | NIT | YR | RT | Y | EP001 | EP001 | POE WELLS 1A + 2 | OAKLAND PARK | ENTRY POINT WELLS 1A AND 2 |  | 1 | 6/17/1985 12:00:00 AM
VA6099350 | GE | VOC | YR | RT | Y | EP001 | EP001 | POE WELLS 1A + 2 | OAKLAND PARK | ENTRY POINT WELLS 1A AND 2 |  | 1 | 6/17/1985 12:00:00 AM
VA6099350 | GE | NIT | YR | RT | Y | EP002 | EP002 | POE SEALSTON WELL | OAKLAND PARK | ENTRY POINT SEALSTON WELL |  | 1 | 6/17/1985 12:00:00 AM
VA6099350 | GE | MPN | YR | RT | Y | WL002 | RW002 | WELL #2 RAW TAP | OAKLAND PARK | WELL 2 |  | 1 | 6/17/1985 12:00:00 AM
VA6099350 | GE | MPN | YR | RT | Y | WL003 | RW003 | WELL 3 SEALSTON -RAW TAP | OAKLAND PARK | SEALSTON WELL |  | 1 | 6/17/1985 12:00:00 AM
VA6099350 | GE | MPN | YR | RT | Y | WL01A | RW01A | WELL 1A RAW TAP | OAKLAND PARK | WELL 1A |  | 1 | 6/17/1985 12:00:00 AM
VA6099410 | TC | TC | MN | RT | Y | DS001 | TCR01 |  | PEACE LUTHERAN CHURCH/PRESCHOOL | DISTRIBUTION - PEACE LUTHERAN |  | 3 | 6/7/2008 12:00:00 AM
VA6099430 | TC | TC | MN | RT | Y | DS001 | TCR01 |  | PINEVIEW MHP 1-3 | DISTRIBUTION - PINEVIEW MHP |  | 6 | 2/29/1984 12:00:00 AM
VA6099430 | GE | MPN | YR | RT | Y | WL001 | RW001 | WELL 1 | PINEVIEW MHP 1-3 | WELL 1 |  | 1 | 2/29/1984 12:00:00 AM
VA6099430 | GE | MPN | YR | RT | Y | WL002 | RW002 | WELL 2 | PINEVIEW MHP 1-3 | WELL 2 |  | 1 | 2/29/1984 12:00:00 AM
VA6099430 | GE | THH5 | 3Y | RT | Y | DS001 | DBP01 | LOT #9 | PINEVIEW MHP 1-3 | DISTRIBUTION - PINEVIEW MHP |  | 1 | 1984-02-29
VA6099500 | GE | THH5 | YR | RT | Y | DS001 | DBP02 | 9064 DALLAS COURT | PRESIDENTIAL LAKES, SECT. 14 | PRESIDENTIAL LAKES, SECT. 14 |  | 1 | 6/24/1977 12:00:00 AM
VA6099500 | PB | PBCU | 3Y | RT | Y | DS001 | LC001 | 8437 REAGAN DR | PRESIDENTIAL LAKES, SECT. 14 | PRESIDENTIAL LAKES, SECT. 14 | FSD | 1 | 6/24/1977 12:00:00 AM
VA6099500 | PB | PBCU | 3Y | RT | Y | DS001 | LC003 | 8380 COLFAX DR | PRESIDENTIAL LAKES, SECT. 14 | PRESIDENTIAL LAKES, SECT. 14 | FSD | 1 | 6/24/1977 12:00:00 AM
VA6099500 | PB | PBCU | 3Y | RT | Y | DS001 | LC007 | 6184 DAWES DR | PRESIDENTIAL LAKES, SECT. 14 | PRESIDENTIAL LAKES, SECT. 14 | FSD | 1 | 6/24/1977 12:00:00 AM
VA6099500 | PB | PBCU | 3Y | RT | Y | DS001 | LC010 | 8410 COLFAX DR | PRESIDENTIAL LAKES, SECT. 14 | PRESIDENTIAL LAKES, SECT. 14 | FSD | 1 | 6/24/1977 12:00:00 AM
VA6099500 | PB | PBCU | 3Y | RT | Y | DS001 | LC011 | 6174 CURTIS DR | PRESIDENTIAL LAKES, SECT. 14 | PRESIDENTIAL LAKES, SECT. 14 | FSD | 1 | 6/24/1977 12:00:00 AM
VA6099500 | PB | PBCU | 3Y | RT | Y | DS001 | LC013 | 8362 COLFAX DR | PRESIDENTIAL LAKES, SECT. 14 | PRESIDENTIAL LAKES, SECT. 14 | FSD | 1 | 6/24/1977 12:00:00 AM
VA6099500 | PB | PBCU | 3Y | RT | Y | DS001 | LC014 | 6160 CURTIS CIR | PRESIDENTIAL LAKES, SECT. 14 | PRESIDENTIAL LAKES, SECT. 14 | FSD | 1 | 6/24/1977 12:00:00 AM
VA6099500 | PB | PBCU | 3Y | RT | Y | DS001 | LC015 | 6388 DAWES DR | PRESIDENTIAL LAKES, SECT. 14 | PRESIDENTIAL LAKES, SECT. 14 | FSD | 1 | 6/24/1977 12:00:00 AM
VA6099500 | PB | PBCU | 3Y | RT | Y | DS001 | LC016 | 6188 CURTIS CIR | PRESIDENTIAL LAKES, SECT. 14 | PRESIDENTIAL LAKES, SECT. 14 | FSD | 1 | 6/24/1977 12:00:00 AM
VA6099500 | PB | PBCU | 3Y | RT | Y | DS001 | LC017 | 6193 CURTIS CIR | PRESIDENTIAL LAKES, SECT. 14 | PRESIDENTIAL LAKES, SECT. 14 | FSD | 1 | 6/24/1977 12:00:00 AM
VA6099500 | TC | TC | MN | RT | Y | DS001 | TCR01 |  | PRESIDENTIAL LAKES, SECT. 14 | PRESIDENTIAL LAKES, SECT. 14 |  | 3 | 6/24/1977 12:00:00 AM
VA6099500 | GE | MPN | YR | RT | Y | WL002 | RW002 | WELL #2 | PRESIDENTIAL LAKES, SECT. 14 | WELL #2 |  | 1 | 6/24/1977 12:00:00 AM
VA6099500 | GE | MPN | YR | RT | Y | WL02A | RW02A | WELL #2A | PRESIDENTIAL LAKES, SECT. 14 | WELL #2A |  | 1 | 6/24/1977 12:00:00 AM
VA6099550 | PB | PBCU | 3Y | RT | Y | DS001 | LCO11 | 5295 WINDSOR DR | ST. PAUL`S CHURCH/OWENS | DISTRIBUTION SYSTEM | FSD | 1 | 6/20/1988 12:00:00 AM
VA6099550 | PB | PBCU | 3Y | RT | Y | DS001 | LCO12 | 15160 OWENS DR | ST. PAUL`S CHURCH/OWENS | DISTRIBUTION SYSTEM | FSD | 1 | 6/20/1988 12:00:00 AM
VA6099550 | PB | PBCU | 3Y | RT | Y | DS001 | LCO13 | 14511 DAHLGREN RD | ST. PAUL`S CHURCH/OWENS | DISTRIBUTION SYSTEM | FSD | 1 | 6/20/1988 12:00:00 AM
VA6099550 | PB | PBCU | 3Y | RT | Y | DS001 | LCO14 | 15124 OWENS DR | ST. PAUL`S CHURCH/OWENS | DISTRIBUTION SYSTEM | FSD | 1 | 6/20/1988 12:00:00 AM
VA6099550 | PB | PBCU | 3Y | RT | Y | DS001 | LCO15 | 15157 OWNES DR | ST. PAUL`S CHURCH/OWENS | DISTRIBUTION SYSTEM | FSD | 1 | 6/20/1988 12:00:00 AM
VA6099550 | PB | PBCU | 3Y | RT | Y | DS001 | LCP01 | 13089 DAHLGREN RD | ST. PAUL`S CHURCH/OWENS | DISTRIBUTION SYSTEM | FSD | 1 | 6/20/1988 12:00:00 AM
VA6099550 | PB | PBCU | 3Y | RT | Y | DS001 | LCP02 | 13069 DAHLGREN RD | ST. PAUL`S CHURCH/OWENS | DISTRIBUTION SYSTEM | FSD | 1 | 6/20/1988 12:00:00 AM
VA6099550 | PB | PBCU | 3Y | RT | Y | DS001 | LCP03 | 14126 CHOTANK LOOP | ST. PAUL`S CHURCH/OWENS | DISTRIBUTION SYSTEM | FSD | 1 | 6/20/1988 12:00:00 AM
VA6099550 | PB | PBCU | 3Y | RT | Y | DS001 | LCP04 | 13052 DAHLGREN RD | ST. PAUL`S CHURCH/OWENS | DISTRIBUTION SYSTEM | FSD | 1 | 6/20/1988 12:00:00 AM
VA6099550 | PB | PBCU | 3Y | RT | Y | DS001 | LCP05 | 5412 STRAWBERRY LANE | ST. PAUL`S CHURCH/OWENS | DISTRIBUTION SYSTEM | FSD | 1 | 6/20/1988 12:00:00 AM
VA6099550 | TC | TC | MN | RT | Y | DS001 | TCR01 |  | ST. PAUL`S CHURCH/OWENS | DISTRIBUTION SYSTEM |  | 3 | 6/20/1988 12:00:00 AM
VA6099550 | GE | MPN | YR | RT | Y | WL001 | RW001 | ST PAULS RAW TAP | ST. PAUL`S CHURCH/OWENS | ST PAULS WELL 1 |  | 1 | 6/20/1988 12:00:00 AM
VA6099550 | GE | MPN | YR | RT | Y | WL002 | RW002 | OWENS RAW TAP | ST. PAUL`S CHURCH/OWENS | OWENS WELL 1 |  | 1 | 6/20/1988 12:00:00 AM
VA6099555 | TC | TC | MN | RT | Y | DS001 | TCR01 |  | PRINCESS ANNE 301 | DISTRIBUTION - PRINCESS ANNE 301 |  | 3 | 1/1/1901 12:00:00 AM
VA6099590 | PB | PBCU | 6M | RT | Y | DS001 | LC003 | LOT 3 BATHROOM | WALNUT GROVE MHP | WALNUT GROVE MOBILE HOME PARK | FSD | 1 | 10/7/1979 12:00:00 AM
VA6099590 | PB | PBCU | 6M | RT | Y | DS001 | LC007 | LOT 7 BATHROOM | WALNUT GROVE MHP | WALNUT GROVE MOBILE HOME PARK | FSD | 1 | 10/7/1979 12:00:00 AM
VA6099590 | PB | PBCU | 6M | RT | Y | DS001 | LC011 | LOT 11 BATHROOM | WALNUT GROVE MHP | WALNUT GROVE MOBILE HOME PARK | FSD | 1 | 10/7/1979 12:00:00 AM
VA6099590 | PB | PBCU | 6M | RT | Y | DS001 | LC015 | LOT 15 BATHROOM | WALNUT GROVE MHP | WALNUT GROVE MOBILE HOME PARK | FSD | 1 | 10/7/1979 12:00:00 AM
VA6099590 | PB | PBCU | 6M | RT | Y | DS001 | LC017 | LOT 17 BATHROOM | WALNUT GROVE MHP | WALNUT GROVE MOBILE HOME PARK | FSD | 1 | 10/7/1979 12:00:00 AM
VA6099590 | TC | TC | MN | RT | Y | DS001 | TCR01 |  | WALNUT GROVE MHP | WALNUT GROVE MOBILE HOME PARK |  | 3 | 10/7/1979 12:00:00 AM
VA6099590 | GE | MPN | YR | RT | Y | WL001 | RW001 | DRILLED WELL | WALNUT GROVE MHP | DRILLED WELL |  | 1 | 10/7/1979 12:00:00 AM
VA6107006 | TC | TC | QT | RT | Y | DS001 | TCR01 |  | THE AG DISTRICT CENTER | DISTRIBUTION SYSTEM |  | 1 | 6/27/2017 12:00:00 AM
VA6107010 | PB | PBCU | 3Y | RT | Y | DS001 | DS001 | 39388 SPRINGBROOK LA | ALDIE WATER COMPANY | DIST SYS | FSD | 1 | 6/28/1977 12:00:00 AM
VA6107010 | PB | PBCU | 3Y | RT | Y | DS001 | DS002 | 39364 SPRINGBROOK LA | ALDIE WATER COMPANY | DIST SYS | FSD | 1 | 6/28/1977 12:00:00 AM
VA6107010 | PB | PBCU | 3Y | RT | Y | DS001 | DS003 | 39360 SPRINGBROOK LA | ALDIE WATER COMPANY | DIST SYS | FSD | 1 | 6/28/1977 12:00:00 AM
VA6107010 | PB | PBCU | 3Y | RT | Y | DS001 | DS004 | 23268 MEETING HOUSE | ALDIE WATER COMPANY | DIST SYS | FSD | 1 | 6/28/1977 12:00:00 AM
VA6107010 | PB | PBCU | 3Y | RT | Y | DS001 | DS005 | 39352 SPRINGBROOK LA | ALDIE WATER COMPANY | DIST SYS | FSD | 1 | 6/28/1977 12:00:00 AM
VA6107010 | TC | TC | MN | RT | Y | DS001 | TCR01 |  | ALDIE WATER COMPANY | DIST SYS |  | 3 | 6/28/1977 12:00:00 AM
VA6107010 | GE | MPN | YR | RT | Y | WL001 | RW001 | RAW TAP | ALDIE WATER COMPANY | WELL #1 |  | 1 | 6/28/1977 12:00:00 AM
VA6107010 | GE | MPN | YR | RT | Y | WL002 | RW002 | WELL DIS.LINE | ALDIE WATER COMPANY | WELL #2 |  | 1 | 6/28/1977 12:00:00 AM
VA6107010 | GE | VOC | 3Y | RT | Y | EP001 | EP001 | COMBINED TAP AFTER TREATMENT | ALDIE WATER COMPANY | POE - WELL #1 & #2 |  | 1 | 1977-06-28
VA6107011 | TC | TC | MN | RT | Y | DS001 | TCR01 |  | ALDIE ELEMENTARY SCHOOL | DISTRIBUTION SYSTEM |  | 3 | 4/11/1991 12:00:00 AM
VA6107012 | PB | PBCU | YR | RT | Y | DS001 | LCR01 | BREAKROOM SINK | EIT2.0 | DISTRIBUTION SYSTEM | FSD | 1 | 2/6/1979 12:00:00 AM
VA6107012 | PB | PBCU | YR | RT | Y | DS001 | LCR02 | DOWNSTAIRS FOUNTAIN | EIT2.0 | DISTRIBUTION SYSTEM | FSD | 1 | 2/6/1979 12:00:00 AM
VA6107012 | PB | PBCU | YR | RT | Y | DS001 | LCR03 | UPSTAIRS FOUNTAIN | EIT2.0 | DISTRIBUTION SYSTEM | FSD | 1 | 2/6/1979 12:00:00 AM
VA6107012 | PB | PBCU | YR | RT | Y | DS001 | LCR04 | DOWNSTAIRS FOUNTAIN (24 HRS APART) | EIT2.0 | DISTRIBUTION SYSTEM | FSD | 1 | 2/6/1979 12:00:00 AM
VA6107012 | PB | PBCU | YR | RT | Y | DS001 | LCR05 | UPSTAIRS FOUNTAIN (24HRS APART) | EIT2.0 | DISTRIBUTION SYSTEM | FSD | 1 | 2/6/1979 12:00:00 AM
VA6107012 | TC | TC | MN | RT | Y | DS001 | TCR01 |  | EIT2.0 | DISTRIBUTION SYSTEM |  | 3 | 2/6/1979 12:00:00 AM
VA6107012 | GE | NIT | YR | RT | Y | EP001 | EP001 | TAP AFTER TREATMENT | EIT2.0 | ENTRY POINT TAP |  | 1 | 2/6/1979 12:00:00 AM
VA6107012 | GE | MPN | QT | RT | Y | WL001 | RW001 | RAW WATER TAP | EIT2.0 | WELL |  | 1 | 2/6/1979 12:00:00 AM
VA6107012 | GE | ICMT | 3Y | RT | Y | EP001 | EP001 | TAP AFTER TREATMENT | EIT2.0 | ENTRY POINT TAP |  | 1 | 1979-02-06
VA6107021 | TC | TC | QT | RT | Y | DS001 | TCR01 |  | BEAR CHASE BREWERY | DISTRIBUTION SYSTEM |  | 1 | 7/13/2018 12:00:00 AM
VA6107021 | GE | MPN | YR | RT | Y | WL004 | WL004 | RAW TAP - WELL 4 BEFORE TREATMENT | BEAR CHASE BREWERY | WELL 4 (DRILLED 2018, NEAR MAIN HOUSE) |  | 1 | 7/13/2018 12:00:00 AM
VA6107021 | GE | MPN | YR | RT | Y | WL006 | RW006 | RAW TAP - WELL 6 BEFORE TREATMENT | BEAR CHASE BREWERY | WELL 6 (DRILLED 2022 WEST OF COTTAGE) |  | 1 | 7/13/2018 12:00:00 AM
VA6107028 | GE | NIT | YR | RT | Y | EP001 | EP001 | ENTRY POINT TAP AFTER TREATMENT | AT & T | ENTRY POINT TAP AFTER TREATMENT |  | 1 | 3/14/2003 12:00:00 AM
VA6107028 | TC | TC | QT | RT | Y |  |  |  | AT & T |  |  | 1 | 3/14/2003 12:00:00 AM
VA6107030 | TC | TC | QT | RT | Y | DS001 | TCR01 |  | CLAUDE MR PK-VISIT CTR (PREV ROY GEIGER) | DISTRIBUTION SYSTEM |  | 1 | 5/1/1986 12:00:00 AM
VA6107032 | TC | TC | QT | RT | Y | DS001 | TCR01 |  | BARNHOUSE BREWERY | DISTRIBUTION SYSTEM |  | 1 | 12/29/2016 12:00:00 AM
VA6107032 | GE | MPN | YR | RT | Y | WL001 | RW001 | WELL 1 | BARNHOUSE BREWERY | WELL 1 |  | 1 | 12/29/2016 12:00:00 AM
VA6107033 | PB | PBCU | 6M | RT | Y | DS001 | DS001 | ROOM 9 | BANNEKER ELEMENTARY SCHOOL | DISTRIBUTION SYSTEM | FSD | 1 | 4/11/1991 12:00:00 AM
VA6107033 | PB | PBCU | 6M | RT | Y | DS001 | DS002 | ROOM 10 | BANNEKER ELEMENTARY SCHOOL | DISTRIBUTION SYSTEM | FSD | 1 | 4/11/1991 12:00:00 AM
VA6107033 | PB | PBCU | 6M | RT | Y | DS001 | DS003 | ROOM 7 | BANNEKER ELEMENTARY SCHOOL | DISTRIBUTION SYSTEM | FSD | 1 | 4/11/1991 12:00:00 AM
VA6107033 | PB | PBCU | 6M | RT | Y | DS001 | DS004 | KITCHEN 3-COMPARTMENT SINK | BANNEKER ELEMENTARY SCHOOL | DISTRIBUTION SYSTEM | FSD | 1 | 4/11/1991 12:00:00 AM
VA6107033 | PB | PBCU | 6M | RT | Y | DS001 | DS006 | ROOM 9 - REPEAT | BANNEKER ELEMENTARY SCHOOL | DISTRIBUTION SYSTEM | FSD | 1 | 4/11/1991 12:00:00 AM
VA6107033 | PB | PBCU | 6M | RT | Y | DS001 | DS012 | KITCHEN - 2 COMPARTMENT SINK | BANNEKER ELEMENTARY SCHOOL | DISTRIBUTION SYSTEM | FSD | 1 | 4/11/1991 12:00:00 AM
VA6107033 | PB | PBCU | 6M | RT | Y | DS001 | DS013 | CLINIC ROOM 4 SINK | BANNEKER ELEMENTARY SCHOOL | DISTRIBUTION SYSTEM | FSD | 1 | 4/11/1991 12:00:00 AM
VA6107033 | PB | PBCU | 6M | RT | Y | DS001 | DS014 | ROOM 6 | BANNEKER ELEMENTARY SCHOOL | DISTRIBUTION SYSTEM | FSD | 1 | 4/11/1991 12:00:00 AM
VA6107033 | PB | PBCU | 6M | RT | Y | DS001 | DS015 | ROOM 6 - REPEAT | BANNEKER ELEMENTARY SCHOOL | DISTRIBUTION SYSTEM | FSD | 1 | 4/11/1991 12:00:00 AM
VA6107033 | PB | PBCU | 6M | RT | Y | DS001 | DS016 | COTTAGE SINK | BANNEKER ELEMENTARY SCHOOL | DISTRIBUTION SYSTEM | FSD | 1 | 4/11/1991 12:00:00 AM
VA6107033 | TC | TC | MN | RT | Y | DS001 | TCR01 |  | BANNEKER ELEMENTARY SCHOOL | DISTRIBUTION SYSTEM |  | 3 | 4/11/1991 12:00:00 AM
VA6107033 | GE | MPN | YR | RT | Y | WL002 | RW002 | RAW WELL 2 TAP | BANNEKER ELEMENTARY SCHOOL | WELL 2 |  | 1 | 4/11/1991 12:00:00 AM
VA6107033 | GE | THH5 | 3Y | RT | Y | DS001 | DBP01 | TEACHER'S LOUNGE | BANNEKER ELEMENTARY SCHOOL | DISTRIBUTION SYSTEM |  | 1 | 1991-04-11
VA6107034 | TC | TC | QT | RT | Y | DS001 | TCR01 |  | BRAMBLETON GOLF COURSE | BRAMBLETON REGIONAL PARK |  | 1 | 12/23/1997 12:00:00 AM
VA6107037 | TC | TC | MN | RT | Y | DS001 | TCR01 |  | BEACON HILL-LCSA | DISTRIBUTION SYSTEM |  | 3 | 2/17/2002 12:00:00 AM
VA6107037 | GE | NIT | YR | RT | Y | EP003 | EP003 | ENTRY POINT - WELLS C & I | BEACON HILL-LCSA | ENTRY POINT - WELLS C & I |  | 1 | 2/17/2002 12:00:00 AM
VA6107037 | GE | MPN | YR | RT | Y | WL001 | RW001 | RAW WATER TAP | BEACON HILL-LCSA | WELL H |  | 1 | 2/17/2002 12:00:00 AM
VA6107037 | GE | NIT | YR | RT | Y | WL001 | RW001 | RAW WATER TAP | BEACON HILL-LCSA | WELL H |  | 1 | 2/17/2002 12:00:00 AM
VA6107037 | GE | MPN | YR | RT | Y | WL002 | RW002 | RAW WATER TAP | BEACON HILL-LCSA | WELL C |  | 1 | 2/17/2002 12:00:00 AM
VA6107037 | GE | MPN | YR | RT | Y | WL003 | RW003 | WELL BH2-I | BEACON HILL-LCSA | WELL BH2-I |  | 1 | 2/17/2002 12:00:00 AM
VA6107037 | GE | CYN | 3Y | RT | Y | EP003 | EP003 | ENTRY POINT - WELLS C & I | BEACON HILL-LCSA | ENTRY POINT - WELLS C & I |  | 1 | 2002-02-17
VA6107038 | TC | TC | MN | RT | Y | DS001 | TCR01 |  | BLUEMONT COMMUNITY CENTER | DISTRIBUTION SYSTEM |  | 3 | 8/1/2012 12:00:00 AM
VA6107038 | GE | MPN | QT | RT | Y | WL001 | RW001 | RAW WATER TAP | BLUEMONT COMMUNITY CENTER | WELL |  | 1 | 8/1/2012 12:00:00 AM
VA6107039 | TC | TC | QT | RT | Y | DS001 | TCR01 |  | BLACK HOPS FARM | DISTRIBUTION SYSTEM |  | 1 | 12/3/2015 12:00:00 AM
VA6107039 | GE | MPN | YR | RT | Y | WL001 | RW001 | WELL #2 | BLACK HOPS FARM | WELL #2 |  | 1 | 12/3/2015 12:00:00 AM
VA6107041 | TC | TC | QT | RT | Y | DS001 | TCR01 |  | BRIAR PATCH B&B | DISTRIBUTION SYSTEM |  | 1 | 8/10/2005 12:00:00 AM
VA6107041 | GE | MPN | YR | RT | Y | WL002 | RW002 | RAW TAP | BRIAR PATCH B&B | WELL # 5 |  | 1 | 8/10/2005 12:00:00 AM
VA6107041 | GE | MPN | YR | RT | Y | WL003 | RW003 | RAW TAP | BRIAR PATCH B&B | WELL # 3 |  | 1 | 8/10/2005 12:00:00 AM
VA6107041 | GE | MPN | YR | RT | Y | WL004 | RW004 | RAW TAP | BRIAR PATCH B&B | WELL # 4 |  | 1 | 8/10/2005 12:00:00 AM
VA6107043 | TC | TC | QT | RT | Y | DS001 | TCR01 |  | 868 ESTATE VINEYARDS | DISTRIBUTION SYSTEM |  | 1 | 10/19/2005 12:00:00 AM
VA6107045 | TC | TC | QT | RT | Y | DS001 | TCR01 |  | BANSHEE REEKS PARK | DIST. SYS |  | 1 | 3/21/2003 12:00:00 AM
VA6107047 | TC | TC | QT | RT | Y | DS001 | TCR01 |  | BOULDER CREST RETREAT | DISTRIBUTION SYSTEM |  | 1 | 10/8/2013 12:00:00 AM
VA6107048 | TC | TC | QT | RT | Y | DS001 | TCR01 |  | BOZZO FAMILY VINEYARD LLC | DISTRIBUTION SYSTEM |  | 1 | 3/22/2018 12:00:00 AM
VA6107050 | TC | TC | QT | RT | Y | DS001 | TCR01 |  | CLAUDE MOORE PARK CARETAKER'S HOUSE | DISTRIBUTION SYSTEM |  | 1 | 7/1/2006 12:00:00 AM
VA6107052 | TC | TC | QT | RT | Y | DS001 | TCR01 |  | CAMP HIGHROAD | DIST SYS |  | 1 | 2/4/1998 12:00:00 AM
VA6107052 | GE | MPN | YR | RT | Y | WL001 | RW001 | RAW WATER TAP | CAMP HIGHROAD | WELL |  | 1 | 2/4/1998 12:00:00 AM
VA6107063 | TC | TC | QT | RT | Y | DS001 | TCR01 |  | CONGREGATION SHA`ARE SHALOM | DISTRIBUTION SYSTEM |  | 1 | 11/9/2016 12:00:00 AM
VA6107067 | TC | TC | QT | RT | Y | DS001 | TCR01 |  | CREEKS EDGE WINERY | DISTRIBUTION SYSTEM |  | 1 | 4/5/2014 12:00:00 AM
VA6107067 | GE | MPN | YR | RT | Y | WL001 | RW001 | WELL DISCHARGE LINE | CREEKS EDGE WINERY | WELL |  | 1 | 4/5/2014 12:00:00 AM
VA6107070 | TC | TC | MN | RT | Y | DS001 | TCR01 |  | CREIGHTON FARMS | DISTRIBUTION SYSTEM |  | 3 | 2/13/2012 12:00:00 AM
VA6107070 | GE | MPN | QT | RT | Y | WL001 | RW001 | WELL 2A | CREIGHTON FARMS | WELL 2A |  | 1 | 2/13/2012 12:00:00 AM
VA6107070 | GE | MPN | QT | RT | Y | WL002 | RW002 | WELL 5A | CREIGHTON FARMS | WELL 5A |  | 1 | 2/13/2012 12:00:00 AM
VA6107073 | TC | TC | QT | RT | Y | DS001 | TCR01 |  | DIRT FARM BREWERY | DISTRIBUTION SYSTEM |  | 1 | 2/1/2017 12:00:00 AM
VA6107075 | PB | PBCU | 3Y | RT | Y | DS001 | DS001 | LEAD COPPER SITE 01 | HIWAY MHC LLC | DISTRIBUTION SYSTEM | FSD | 1 | 8/5/1997 12:00:00 AM
VA6107075 | PB | PBCU | 3Y | RT | Y | DS001 | DS002 | LEAD COPPER SITE 02 | HIWAY MHC LLC | DISTRIBUTION SYSTEM | FSD | 1 | 8/5/1997 12:00:00 AM
VA6107075 | PB | PBCU | 3Y | RT | Y | DS001 | DS003 | LEAD COPPER SITE 03 | HIWAY MHC LLC | DISTRIBUTION SYSTEM | FSD | 1 | 8/5/1997 12:00:00 AM
VA6107075 | PB | PBCU | 3Y | RT | Y | DS001 | DS004 | LEAD COPPER SITE 04 | HIWAY MHC LLC | DISTRIBUTION SYSTEM | FSD | 1 | 8/5/1997 12:00:00 AM
VA6107075 | PB | PBCU | 3Y | RT | Y | DS001 | DS005 | LEAD COPPER SITE 05 | HIWAY MHC LLC | DISTRIBUTION SYSTEM | FSD | 1 | 8/5/1997 12:00:00 AM
VA6107075 | TC | TC | MN | RT | Y | DS001 | TCR01 |  | HIWAY MHC LLC | DISTRIBUTION SYSTEM |  | 3 | 8/5/1997 12:00:00 AM
VA6107081 | TC | TC | QT | RT | Y | DS001 | TCR01 |  | EAGLETREE FARM | DISTRIBUTION SYSTEM |  | 1 | 2/8/2018 12:00:00 AM
VA6107081 | GE | MPN | YR | RT | Y | WL001 | RW001 | WELL 1 RAW TAP | EAGLETREE FARM | WELL 1 (DRILLED 12-24-2008) |  | 1 | 2/8/2018 12:00:00 AM
VA6107085 | TC | TC | MN | RT | Y | DS001 | TCR01 |  | VA REVOLUTION SPORTSPLEX | DISTRIBUTION SYSTEM |  | 6 | 5/11/2015 12:00:00 AM
VA6107087 | TC | TC | QT | RT | Y | DS001 | TCR01 |  | EVERGREEN UNITED METHODIST CHURCH | DISTRIBUTION SYSTEM |  | 1 | 3/4/2022 12:00:00 AM
VA6107093 | TC | TC | QT | RT | Y | DS001 | TCR01 |  | MAIN STREET TRUCK STOP | DISTRIBUTION SYSTEM |  | 1 | 9/1/2010 12:00:00 AM
VA6107100 | PB | PBCU | YR | RT | Y | DS001 | LCR01 | SPUR+SPOON | FOXCROFT SCHOOL | DISTRIBUTION SYSTEM | FSD | 1 | 2/18/1982 12:00:00 AM
VA6107100 | PB | PBCU | YR | RT | Y | DS001 | LCR02 | COVERT | FOXCROFT SCHOOL | DISTRIBUTION SYSTEM | FSD | 1 | 2/18/1982 12:00:00 AM
VA6107100 | PB | PBCU | YR | RT | Y | DS001 | LCR03 | DILLION | FOXCROFT SCHOOL | DISTRIBUTION SYSTEM | FSD | 1 | 2/18/1982 12:00:00 AM
VA6107100 | PB | PBCU | YR | RT | Y | DS001 | LCR04 | BRICKHOUSE | FOXCROFT SCHOOL | DISTRIBUTION SYSTEM | FSD | 1 | 2/18/1982 12:00:00 AM
VA6107100 | PB | PBCU | YR | RT | Y | DS001 | LCR05 | ORCHARD | FOXCROFT SCHOOL | DISTRIBUTION SYSTEM | FSD | 1 | 2/18/1982 12:00:00 AM
VA6107100 | TC | TC | MN | RT | Y | DS001 | TCR01 |  | FOXCROFT SCHOOL | DISTRIBUTION SYSTEM |  | 3 | 2/18/1982 12:00:00 AM
VA6107100 | GE | RADA | QT | RT | Y | EP004 | EP004 | ENTRY POINT- WELL #7 | FOXCROFT SCHOOL | WELL #7 POE |  | 1 | 2/18/1982 12:00:00 AM
VA6107100 | GE | MPN | YR | RT | Y | WL003 | RW003 | RAW WATER TAP | FOXCROFT SCHOOL | WELL #3 |  | 1 | 2/18/1982 12:00:00 AM
VA6107100 | GE | MPN | YR | RT | Y | WL006 | RW006 | RAW WATER TAP | FOXCROFT SCHOOL | WELL # 6 |  | 1 | 2/18/1982 12:00:00 AM
VA6107100 | GE | MPN | YR | RT | Y | WL007 | RW007 | RAW WATER TAP | FOXCROFT SCHOOL | WELL # 7 |  | 1 | 2/18/1982 12:00:00 AM
VA6107100 | GE | ICMT | 3Y | RT | Y | EP002 | EP002 | ENTRY POINT- WELL #3 | FOXCROFT SCHOOL | WELL #3 POE |  | 1 | 1982-02-18
VA6107100 | GE | ICMT | 3Y | RT | Y | EP003 | EP003 | ENTRY POINT- WELL #6 | FOXCROFT SCHOOL | WELL #6 POE |  | 1 | 1982-02-18
VA6107100 | GE | ICMT | 3Y | RT | Y | EP004 | EP004 | ENTRY POINT- WELL #7 | FOXCROFT SCHOOL | WELL #7 POE |  | 1 | 1982-02-18
VA6107101 | TC | TC | QT | RT | Y | DS001 | TCR01 |  | FRANKLIN PARK | FRANKLIN PARK DS |  | 1 | 10/4/1998 12:00:00 AM
VA6107101 | GE | MPN | YR | RT | Y | WL001 | RW001 | RAW SAMPLE TAP | FRANKLIN PARK | WELL 1 |  | 1 | 10/4/1998 12:00:00 AM
VA6107111 | TC | TC | QT | RT | Y | DS001 | TCR01 |  | KALERO FARMS | DISTRIBUTION SYSTEM |  | 1 | 11/7/2022 12:00:00 AM
VA6107120 | TC | TC | QT | RT | Y | DS001 | TCR01 |  | CAMP POTOMAC WOODS | CAMP POTOMAC WOODS |  | 1 | 12/24/1997 12:00:00 AM
VA6107120 | GE | MPN | YR | RT | Y | WL001 | RW001 | RAW TAP | CAMP POTOMAC WOODS | MOUNTFORD WELL |  | 1 | 12/24/1997 12:00:00 AM
VA6107120 | GE | MPN | YR | RT | Y | WL002 | RW002 | RAW TAP | CAMP POTOMAC WOODS | RIDGE WELL |  | 1 | 12/24/1997 12:00:00 AM
VA6107141 | TC | TC | QT | RT | Y | DS001 | TCR01 |  | GOOD SPIRIT FARM | DISTRIBUTION SYSTEM |  | 1 | 2/3/2023 12:00:00 AM
VA6107141 | GE | MPN | YR | RT | Y | WL001 | RW001 | PRE-STORAGE TANK TAP IN BASEMENT | GOOD SPIRIT FARM | WELL DRILLED 2022 |  | 1 | 2/3/2023 12:00:00 AM
VA6107144 | TC | TC | QT | RT | Y | DS001 | TCR01 |  | GOODSTONE INN, THE | DISTRIBUTION SYSTEM |  | 1 | 11/23/2004 12:00:00 AM
VA6107150 | GE | THH5 | YR | RT | Y | DS001 | DBP02 | CURRY SPRINGS DEAD END | HAMILTON, TOWN OF | DISTRIBUTION SYSTEM |  | 1 | 3/11/1991 12:00:00 AM
VA6107150 | TC | TC | MN | RT | Y | DS001 | TCR01 |  | HAMILTON, TOWN OF | DISTRIBUTION SYSTEM |  | 6 | 3/11/1991 12:00:00 AM
VA6107150 | GE | MPN | YR | RT | Y | WL002 | RW014 | WELL 14 | HAMILTON, TOWN OF | WELL 14 (STONE EDEN WELL) |  | 1 | 3/11/1991 12:00:00 AM
VA6107150 | GE | MPN | YR | RT | Y | WL006 | RW006 | WELL 6 WL006 | HAMILTON, TOWN OF | WELL 6 (EMERGENCY WELL) |  | 1 | 3/11/1991 12:00:00 AM
VA6107150 | GE | MPN | YR | RT | Y | WL012 | RW012 | WELL 12 WL012 | HAMILTON, TOWN OF | WELL 12 |  | 1 | 3/11/1991 12:00:00 AM
VA6107150 | GE | RADA | 6Y | RT | Y |  |  |  | HAMILTON, TOWN OF |  |  | 1 | 3/11/1991 12:00:00 AM
VA6107160 | TC | TC | QT | RT | Y | DS001 | TCR01 |  | ENDHARDT VINEYARDS | DISTRIBUTION SYSTEM |  | 1 | 8/12/2021 12:00:00 AM
VA6107160 | GE | MPN | YR | RT | Y | WL001 | RW001 | WELL 1 | ENDHARDT VINEYARDS | WELL 1 |  | 1 | 8/12/2021 12:00:00 AM
VA6107175 | TC | TC | MN | RT | Y | DS001 | TCR01 |  | ADESA WASHINGTON DC | DISTRIBUTION SYSTEM |  | 3 | 3/8/2001 12:00:00 AM
VA6107175 | GE | MPN | YR | RT | Y | WL001 | RW001 | RAW TAP | ADESA WASHINGTON DC | WELL |  | 1 | 3/8/2001 12:00:00 AM
VA6107180 | TC | TC | QT | RT | Y | DS001 | TCR01 |  | HARPERS FERRY ADVENTURE CENTER | DISTRIBUTION SYSTEM |  | 1 | 8/2/2018 12:00:00 AM
VA6107192 | TC | TC | QT | RT | Y | DS001 | TCR01 |  | HALCYON WATSON EVENT CENTER | DISTRIBUTION SYSTEM |  | 1 | 8/9/2022 12:00:00 AM
VA6107200 | TC | TC | MN | RT | Y | DS001 | TCR01 |  | HILLSBORO, TOWN OF | DISTRIBUTION SYSTEM |  | 3 | 2/17/1995 12:00:00 AM
VA6107200 | GE | MPN | YR | RT | Y | WL001 | RW001 | WELL DIS. LINE | HILLSBORO, TOWN OF | WELL #1 |  | 1 | 2/17/1995 12:00:00 AM
VA6107200 | GE | MPN | YR | RT | Y | WL002 | RW002 | WELL 2 | HILLSBORO, TOWN OF | WELL 2 |  | 1 | 2/17/1995 12:00:00 AM
VA6107210 | TC | TC | QT | RT | Y | DS001 | TCR01 |  | HILLSBOROUGH VINEYARDS | DISTRIBUTION SYSTEM |  | 1 | 8/16/2018 12:00:00 AM
VA6107211 | TC | TC | QT | RT | Y | DS001 | TCR01 |  | HOPE FLOWER FARM | HOPE FLOWER FARM |  | 1 | 7/11/2024 12:00:00 AM
VA6107211 | GE | NIT | YR | RT | Y | EP001 | EP001 | COLD WATER TAP | HOPE FLOWER FARM | ENTRY POINT |  | 1 | 7/11/2024 12:00:00 AM
VA6107211 | GE | MPN | YR | RT | Y | WL001 | RW001 | WELL WATER TAP | HOPE FLOWER FARM | WELL DRILLED JAN 2023 |  | 1 | 7/11/2024 12:00:00 AM
VA6107222 | TC | TC | QT | RT | Y | DS001 | TCR01 |  | LARK BREWING | LARK BREWING |  | 1 | 4/11/2024 12:00:00 AM
VA6107222 | GE | NIT | YR | RT | Y | EP001 | EP001 | HAND SINK COLD TAP | LARK BREWING | ENTRY POINT |  | 1 | 4/11/2024 12:00:00 AM
VA6107240 | TC | TC | QT | RT | Y | DS001 | TCR01 |  | HAMILTON STATION GASTROPUB | HAMILTON STATION GASTROPUB |  | 1 | 8/26/1999 12:00:00 AM
VA6107240 | GE | MPN | YR | RT | Y | WL001 | RW001 | RAW TAP | HAMILTON STATION GASTROPUB | WELL |  | 1 | 8/26/1999 12:00:00 AM
VA6107245 | TC | TC | QT | RT | Y | DS001 | TCR01 |  | FLYING ACE FARM | DISTRIBUTION SYSTEM |  | 1 | 4/19/2022 12:00:00 AM
VA6107300 | GE | THH5 | QT | RT | Y | DS001 | DBP001 | 17690 OLD WATERFORD ROAD | LEESBURG, TOWN OF | DISTRIBUTION SYSTEM |  | 1 | 1/1/1901 12:00:00 AM
VA6107300 | GE | THH5 | QT | RT | Y | DS001 | DBP002 | 751 MILLER DRIVE | LEESBURG, TOWN OF | DISTRIBUTION SYSTEM |  | 1 | 1/1/1901 12:00:00 AM
VA6107300 | GE | THH5 | QT | RT | Y | DS001 | DBP003 | 1516 WOODLEA DR. | LEESBURG, TOWN OF | DISTRIBUTION SYSTEM |  | 1 | 1/1/1901 12:00:00 AM
VA6107300 | GE | THH5 | QT | RT | Y | DS001 | DBP004 | 43815 WATERBAY TERRACE | LEESBURG, TOWN OF | DISTRIBUTION SYSTEM |  | 1 | 1/1/1901 12:00:00 AM
VA6107300 | GE | THH5 | QT | RT | Y | DS001 | DBP005 | HERITAGE HIGH SCHOOL | LEESBURG, TOWN OF | DISTRIBUTION SYSTEM |  | 1 | 1/1/1901 12:00:00 AM
VA6107300 | GE | THH5 | QT | RT | Y | DS001 | DBP006 | 410 CLAGGET ST. | LEESBURG, TOWN OF | DISTRIBUTION SYSTEM |  | 1 | 1/1/1901 12:00:00 AM
VA6107300 | GE | THH5 | QT | RT | Y | DS001 | DBP007 | 708 ANNE ST. | LEESBURG, TOWN OF | DISTRIBUTION SYSTEM |  | 1 | 1/1/1901 12:00:00 AM
VA6107300 | GE | THH5 | QT | RT | Y | DS001 | DBP008 | HARPER PARK MIDDLE SCHOOL | LEESBURG, TOWN OF | DISTRIBUTION SYSTEM |  | 1 | 1/1/1901 12:00:00 AM
VA6107300 | PB | PBCU | 3Y | RT | Y | DS001 | LC001 | 101 COUNTRY CLUB DR | LEESBURG, TOWN OF | DISTRIBUTION SYSTEM | FSD | 1 | 1/1/1901 12:00:00 AM
VA6107300 | PB | PBCU | 3Y | RT | Y | DS001 | LC002 | 111 OAKVIEW DRIVE | LEESBURG, TOWN OF | DISTRIBUTION SYSTEM | FSD | 1 | 1/1/1901 12:00:00 AM
VA6107300 | PB | PBCU | 3Y | RT | Y | DS001 | LC005 | 138 OAKVIEW DRIVE | LEESBURG, TOWN OF | DISTRIBUTION SYSTEM | FSD | 1 | 1/1/1901 12:00:00 AM
VA6107300 | PB | PBCU | 3Y | RT | Y | DS001 | LC006 | 140 GOVERNORS DRIVE | LEESBURG, TOWN OF | DISTRIBUTION SYSTEM | FSD | 1 | 1/1/1901 12:00:00 AM
VA6107300 | PB | PBCU | 3Y | RT | Y | DS001 | LC007 | 149 OAKVIEW DR | LEESBURG, TOWN OF | DISTRIBUTION SYSTEM | FSD | 1 | 1/1/1901 12:00:00 AM
VA6107300 | PB | PBCU | 3Y | RT | Y | DS001 | LC008 | 303 FOXRIDGE DR | LEESBURG, TOWN OF | DISTRIBUTION SYSTEM | FSD | 1 | 1/1/1901 12:00:00 AM
VA6107300 | PB | PBCU | 3Y | RT | Y | DS001 | LC009 | 304 LOUDOUN ST | LEESBURG, TOWN OF | DISTRIBUTION SYSTEM | FSD | 1 | 1/1/1901 12:00:00 AM
VA6107300 | PB | PBCU | 3Y | RT | Y | DS001 | LC010 | 306 LOUDOUN ST | LEESBURG, TOWN OF | DISTRIBUTION SYSTEM | FSD | 1 | 1/1/1901 12:00:00 AM
VA6107300 | PB | PBCU | 3Y | RT | Y | DS001 | LC011 | 308 LOUNSBURY CT | LEESBURG, TOWN OF | DISTRIBUTION SYSTEM | FSD | 1 | 1/1/1901 12:00:00 AM
VA6107300 | PB | PBCU | 3Y | RT | Y | DS001 | LC013 | 326 LOUDOUN ST | LEESBURG, TOWN OF | DISTRIBUTION SYSTEM | FSD | 1 | 1/1/1901 12:00:00 AM
VA6107300 | PB | PBCU | 3Y | RT | Y | DS001 | LC014 | 334 LOUDOUN STREET | LEESBURG, TOWN OF | DISTRIBUTION SYSTEM | FSD | 1 | 1/1/1901 12:00:00 AM
VA6107300 | PB | PBCU | 3Y | RT | Y | DS001 | LC016 | 341 DAVIS AVE | LEESBURG, TOWN OF | DISTRIBUTION SYSTEM | FSD | 1 | 1/1/1901 12:00:00 AM
VA6107300 | PB | PBCU | 3Y | RT | Y | DS001 | LC017 | 413 WILLIAM ST | LEESBURG, TOWN OF | DISTRIBUTION SYSTEM | FSD | 1 | 1/1/1901 12:00:00 AM
VA6107300 | PB | PBCU | 3Y | RT | Y | DS001 | LC018 | 417 WILLIAM STREET | LEESBURG, TOWN OF | DISTRIBUTION SYSTEM | FSD | 1 | 1/1/1901 12:00:00 AM
VA6107300 | PB | PBCU | 3Y | RT | Y | DS001 | LC019 | 553 ROCKBRIDGE DR | LEESBURG, TOWN OF | DISTRIBUTION SYSTEM | FSD | 1 | 1/1/1901 12:00:00 AM
VA6107300 | PB | PBCU | 3Y | RT | Y | DS001 | LC020 | 589 ROCKBRIDGE DR | LEESBURG, TOWN OF | DISTRIBUTION SYSTEM | FSD | 1 | 1/1/1901 12:00:00 AM
VA6107300 | PB | PBCU | 3Y | RT | Y | DS001 | LC021 | 612 COUNTRY CLUB DR | LEESBURG, TOWN OF | DISTRIBUTION SYSTEM | FSD | 1 | 1/1/1901 12:00:00 AM
VA6107300 | PB | PBCU | 3Y | RT | Y | DS001 | LC022 | 634 YORK LANE | LEESBURG, TOWN OF | DISTRIBUTION SYSTEM | FSD | 1 | 1/1/1901 12:00:00 AM
VA6107300 | PB | PBCU | 3Y | RT | Y | DS001 | LC023 | 702 DONALDSON LANE | LEESBURG, TOWN OF | DISTRIBUTION SYSTEM | FSD | 1 | 1/1/1901 12:00:00 AM
VA6107300 | PB | PBCU | 3Y | RT | Y | DS001 | LC024 | 703 EVARD COURT | LEESBURG, TOWN OF | DISTRIBUTION SYSTEM | FSD | 1 | 1/1/1901 12:00:00 AM
VA6107300 | PB | PBCU | 3Y | RT | Y | DS001 | LC026 | 713 DONALDSON LANE | LEESBURG, TOWN OF | DISTRIBUTION SYSTEM | FSD | 1 | 1/1/1901 12:00:00 AM
VA6107300 | PB | PBCU | 3Y | RT | Y | DS001 | LC027 | 719 DONALDSON LANE | LEESBURG, TOWN OF | DISTRIBUTION SYSTEM | FSD | 1 | 1/1/1901 12:00:00 AM
VA6107300 | PB | PBCU | 3Y | RT | Y | DS001 | LC028 | 817 CATTAIL LANE | LEESBURG, TOWN OF | DISTRIBUTION SYSTEM | FSD | 1 | 1/1/1901 12:00:00 AM
VA6107300 | PB | PBCU | 3Y | RT | Y | DS001 | LC029 | 818 CATTAIL LANE | LEESBURG, TOWN OF | DISTRIBUTION SYSTEM | FSD | 1 | 1/1/1901 12:00:00 AM
VA6107300 | PB | PBCU | 3Y | RT | Y | DS001 | LC030 | 821 CATTAIL LANE | LEESBURG, TOWN OF | DISTRIBUTION SYSTEM | FSD | 1 | 1/1/1901 12:00:00 AM
VA6107300 | PB | PBCU | 3Y | RT | Y | DS001 | LC031 | 823 CATTAIL LANE | LEESBURG, TOWN OF | DISTRIBUTION SYSTEM | FSD | 1 | 1/1/1901 12:00:00 AM
VA6107300 | PB | PBCU | 3Y | RT | Y | DS001 | LC033 | 1117 JANNEY STREET, SW, 20175 | LEESBURG, TOWN OF | DISTRIBUTION SYSTEM | FSD | 1 | 1/1/1901 12:00:00 AM
VA6107300 | PB | PBCU | 3Y | RT | Y | DS001 | LC036 | 302 DEERPATH AVENUE | LEESBURG, TOWN OF | DISTRIBUTION SYSTEM | FSD | 1 | 1/1/1901 12:00:00 AM
VA6107300 | PB | PBCU | 3Y | RT | Y | DS001 | LC038 | 802 CATTAIL LANE | LEESBURG, TOWN OF | DISTRIBUTION SYSTEM | FSD | 1 | 1/1/1901 12:00:00 AM
VA6107300 | PB | PBCU | 3Y | RT | Y | DS001 | LC039 | 568 ROCKBRIDGE DRIVE | LEESBURG, TOWN OF | DISTRIBUTION SYSTEM | FSD | 1 | 1/1/1901 12:00:00 AM
VA6107300 | TC | TC | MN | RT | Y | DS001 | TCR01 |  | LEESBURG, TOWN OF | DISTRIBUTION SYSTEM |  | 210 | 1/1/1901 12:00:00 AM
VA6107300 | GE | FL2 | MN | ST | N | EP001 | EP001 | ENTRY POINT- WTP | LEESBURG, TOWN OF | TOWN OF LEESBURG WTP POE |  | 3 | 1/1/1901 12:00:00 AM
VA6107300 | GE | TOCA | QT | RT | Y | TOCR1 | RW001 | RAW WATER TOC-ALK | LEESBURG, TOWN OF | RAW WATER TOC-ALK |  | 1 | 1/1/1901 12:00:00 AM
VA6107300 | GE | TOC | QT | RT | Y | TP001 | UP001 | COMBINED FILTER EFF | LEESBURG, TOWN OF | TOWN OF LEESBURG WTP |  | 1 | 1/1/1901 12:00:00 AM
VA6107313 | TC | TC | QT | RT | Y | DS001 | TCR01 |  | LEESBURG ANIMAL PARK | DISTRIBUTION SYSTEM |  | 1 | 2/5/2014 12:00:00 AM
VA6107313 | GE | MPN | YR | RT | Y | WL001 | RW001 | WELL 3 | LEESBURG ANIMAL PARK | WELL 3 |  | 1 | 2/5/2014 12:00:00 AM
VA6107325 | PB | PBCU | YR | RT | Y | DS001 | DS001 | FOUNTAIN RM 4 | LINCOLN ELEMENTARY SCHOOL | DISTRIBUTION SYSTEM | FSD | 1 | 3/29/1991 12:00:00 AM
VA6107325 | PB | PBCU | YR | RT | Y | DS001 | DS002 | KITCHEN A | LINCOLN ELEMENTARY SCHOOL | DISTRIBUTION SYSTEM | FSD | 1 | 3/29/1991 12:00:00 AM
VA6107325 | PB | PBCU | YR | RT | Y | DS001 | DS003 | GRADE 5 | LINCOLN ELEMENTARY SCHOOL | DISTRIBUTION SYSTEM | FSD | 1 | 3/29/1991 12:00:00 AM
VA6107325 | PB | PBCU | YR | RT | Y | DS001 | DS004 | KINDERGARTEN | LINCOLN ELEMENTARY SCHOOL | DISTRIBUTION SYSTEM | FSD | 1 | 3/29/1991 12:00:00 AM
VA6107325 | PB | PBCU | YR | RT | Y | DS001 | DS005 | KITCHEN B | LINCOLN ELEMENTARY SCHOOL | DISTRIBUTION SYSTEM | FSD | 1 | 3/29/1991 12:00:00 AM
VA6107325 | TC | TC | MN | RT | Y | DS001 | TCR01 |  | LINCOLN ELEMENTARY SCHOOL | DISTRIBUTION SYSTEM |  | 3 | 3/29/1991 12:00:00 AM
VA6107325 | GE | VOC | YR | RT | Y | EP002 | EP002 | TAP AFTER TREATMENT (WELL 2) | LINCOLN ELEMENTARY SCHOOL | TAP AFTER TREATMENT (WELL 2) |  | 1 | 3/29/1991 12:00:00 AM
VA6107325 | GE | MPN | YR | RT | Y | WL002 | RW002 | WELL 2 (2019) | LINCOLN ELEMENTARY SCHOOL | WELL 2 (2019) |  | 1 | 3/29/1991 12:00:00 AM
VA6107325 | GE | THH5 | 3Y | RT | Y | DS001 | DBP01 | PRINCIPAL'S KITCHENETTE FAUCET | LINCOLN ELEMENTARY SCHOOL | DISTRIBUTION SYSTEM |  | 1 | 1991-03-29
VA6107330 | TC | TC | MN | RT | Y | DS001 | TCR01 |  | CERRITOS PUPUSERIA | DISTRIBUTION SYSTEM |  | 3 | 3/31/2017 12:00:00 AM
VA6107333 | TC | TC | QT | RT | Y | DS001 | TCR01 |  | LOST BARREL BREWING | DISTRIBUTION SYSTEM |  | 1 | 9/6/2022 12:00:00 AM
VA6107333 | GE | MPN | QT | RT | Y | WL001 | RW001 | WELL TAP BEFORE TREATMENT | LOST BARREL BREWING | WELL DRILLED 2003 |  | 1 | 9/6/2022 12:00:00 AM
VA6107340 | TC | TC | QT | RT | Y | DS001 | TCR01 |  | LOUDOUN COUNTY FIRING RANGE | DISTRIBUTION SYSTEM |  | 1 | 8/7/2020 12:00:00 AM
VA6107340 | GE | NO2 | QT | RT | Y | EP001 | EP001 | ENTRY POINT | LOUDOUN COUNTY FIRING RANGE | ENTRY POINT |  | 1 | 8/7/2020 12:00:00 AM
VA6107345 | TC | TC | QT | RT | Y | DS001 | TCR01 |  | LOUDOUN GOLF & COUNTRY CLUB | DISTRIBUTION SYSTEM |  | 1 | 1/19/2016 12:00:00 AM
VA6107345 | GE | MPN | YR | RT | Y | WL001 | RW01 | RAW TAP PW1 | LOUDOUN GOLF & COUNTRY CLUB | PW1 |  | 1 | 1/19/2016 12:00:00 AM
VA6107350 | GE | THH5 | QT | RT | Y | DS001 | DBP001 | S2 #1 - 41364 SOUTHPAW PL. | LOUDOUN WATER - CENTRAL SYSTEM | LW DISTRIBUTION SYSTEM |  | 1 | 6/27/1994 12:00:00 AM
VA6107350 | GE | THH5 | QT | RT | Y | DS001 | DBP003 | S2 #3 - 47778 MACGILL COURT | LOUDOUN WATER - CENTRAL SYSTEM | LW DISTRIBUTION SYSTEM |  | 1 | 6/27/1994 12:00:00 AM
VA6107350 | GE | THH5 | QT | RT | Y | DS001 | DBP004 | S2 #4 - 18820 RIDGEBACK CT. | LOUDOUN WATER - CENTRAL SYSTEM | LW DISTRIBUTION SYSTEM |  | 1 | 6/27/1994 12:00:00 AM
VA6107350 | GE | THH5 | QT | RT | Y | DS001 | DBP005 | S2 #5 - 2214 ROCK HILL RD. | LOUDOUN WATER - CENTRAL SYSTEM | LW DISTRIBUTION SYSTEM |  | 1 | 6/27/1994 12:00:00 AM
VA6107350 | GE | THH5 | QT | RT | Y | DS001 | DBP006 | S2 #6 - 43670 TRADE CENTER PL. | LOUDOUN WATER - CENTRAL SYSTEM | LW DISTRIBUTION SYSTEM |  | 1 | 6/27/1994 12:00:00 AM
VA6107350 | GE | THH5 | QT | RT | Y | DS001 | DBP007 | S2 #7 - 20596 WOODCOCK COURT-STATION | LOUDOUN WATER - CENTRAL SYSTEM | LW DISTRIBUTION SYSTEM |  | 1 | 6/27/1994 12:00:00 AM
VA6107350 | GE | THH5 | QT | RT | Y | DS001 | DBP008 | S2 #8 - 40417 ALDIE SPRING DRIVE | LOUDOUN WATER - CENTRAL SYSTEM | LW DISTRIBUTION SYSTEM |  | 1 | 6/27/1994 12:00:00 AM
VA6107350 | GE | THH5 | QT | RT | Y | DS001 | DBP009 | S2 #9 41029 INDIGO PLACE | LOUDOUN WATER - CENTRAL SYSTEM | LW DISTRIBUTION SYSTEM |  | 1 | 6/27/1994 12:00:00 AM
VA6107350 | GE | THH5 | QT | RT | Y | DS001 | DBP010 | S2 #10 25804 YELLOW BIRCH CT | LOUDOUN WATER - CENTRAL SYSTEM | LW DISTRIBUTION SYSTEM |  | 1 | 6/27/1994 12:00:00 AM
VA6107350 | GE | THH5 | QT | RT | Y | DS001 | DBP011 | S2 #11 41732 DAISY MEADOW DRIVE | LOUDOUN WATER - CENTRAL SYSTEM | LW DISTRIBUTION SYSTEM |  | 1 | 6/27/1994 12:00:00 AM
VA6107350 | GE | THH5 | QT | RT | Y | DS001 | DBP012 | S2 # 12 1926 E BEECH RD | LOUDOUN WATER - CENTRAL SYSTEM | LW DISTRIBUTION SYSTEM |  | 1 | 6/27/1994 12:00:00 AM
VA6107350 | GE | THH5 | QT | RT | Y | DS001 | DBP013 | S2 #13 - 42826 CHURCHILL DOWN DR | LOUDOUN WATER - CENTRAL SYSTEM | LW DISTRIBUTION SYSTEM |  | 1 | 6/27/1994 12:00:00 AM
VA6107350 | TC | TC | MN | RT | Y | DS001 | TCR01 |  | LOUDOUN WATER - CENTRAL SYSTEM | LW DISTRIBUTION SYSTEM |  | 540 | 6/27/1994 12:00:00 AM
VA6107350 | GE | BROM | MN | RT | Y | EP005 | EP005 | TRAP ROCK WTF ENTRY POINT - POTOMAC INT. | LOUDOUN WATER - CENTRAL SYSTEM | TRAP ROCK WTF ENTRY POINT - POTOMAC INT. |  | 3 | 6/27/1994 12:00:00 AM
VA6107350 | GE | DIQ | 3Y | RT | Y | EP005 | EP005 | TRAP ROCK WTF ENTRY POINT - POTOMAC INT. | LOUDOUN WATER - CENTRAL SYSTEM | TRAP ROCK WTF ENTRY POINT - POTOMAC INT. |  | 1 | 6/27/1994 12:00:00 AM
VA6107350 | GE | FL2 | MN | ST | N | EP005 | EP005 | TRAP ROCK WTF ENTRY POINT - POTOMAC INT. | LOUDOUN WATER - CENTRAL SYSTEM | TRAP ROCK WTF ENTRY POINT - POTOMAC INT. |  | 3 | 6/27/1994 12:00:00 AM
VA6107350 | GE | TOCA | QT | RT | Y | TOCR5 | RW005 | RAW WATER TOC ALK | LOUDOUN WATER - CENTRAL SYSTEM | RAW WATER TOC ALK |  | 1 | 6/27/1994 12:00:00 AM
VA6107350 | GE | TOC | QT | RT | Y | TP004 | UP001 | COMBINED FILTER EFFLUENT | LOUDOUN WATER - CENTRAL SYSTEM | TRAP ROCK WTP |  | 1 | 6/27/1994 12:00:00 AM
VA6107350 | GE | RADA | 6Y | RT | Y | EP005 | EP005 | TRAP ROCK WTF ENTRY POINT - POTOMAC INT. | LOUDOUN WATER - CENTRAL SYSTEM | TRAP ROCK WTF ENTRY POINT - POTOMAC INT. |  | 1 | 1994-06-27
VA6107365 | TC | TC | QT | RT | Y | DS001 | TCR01 |  | LOUDOUN MILLING COMPANY | DISTRIBUTION SYSTEM |  | 1 | 12/5/2018 12:00:00 AM
VA6107365 | GE | MPN | YR | RT | Y | WL001 | RW001 | WELL RAW WATER | LOUDOUN MILLING COMPANY | WELL 1 |  | 1 | 12/5/2018 12:00:00 AM
VA6107400 | GE | THH5 | YR | RT | Y | DS001 | DBP03 | 15 MILLS CT | LOVETTSVILLE, TOWN OF | DISTRIBUTION SYSTEM |  | 1 | 6/12/1989 12:00:00 AM
VA6107400 | PB | PBCU | 3Y | RT | Y | DS001 | DS001 | 3 N LIGHT ST | LOVETTSVILLE, TOWN OF | DISTRIBUTION SYSTEM | FSD | 1 | 6/12/1989 12:00:00 AM
VA6107400 | PB | PBCU | 3Y | RT | Y | DS001 | DS002 | 28 S BELIN | LOVETTSVILLE, TOWN OF | DISTRIBUTION SYSTEM | FSD | 1 | 6/12/1989 12:00:00 AM
VA6107400 | PB | PBCU | 3Y | RT | Y | DS001 | DS003 | 4 OAKFIELD DR | LOVETTSVILLE, TOWN OF | DISTRIBUTION SYSTEM | FSD | 1 | 6/12/1989 12:00:00 AM
VA6107400 | PB | PBCU | 3Y | RT | Y | DS001 | DS004 | 8 S CHURCH ST | LOVETTSVILLE, TOWN OF | DISTRIBUTION SYSTEM | FSD | 1 | 6/12/1989 12:00:00 AM
VA6107400 | PB | PBCU | 3Y | RT | Y | DS001 | DS005 | 31 PARK PLACE | LOVETTSVILLE, TOWN OF | DISTRIBUTION SYSTEM | FSD | 1 | 6/12/1989 12:00:00 AM
VA6107400 | PB | PBCU | 3Y | RT | Y | DS001 | DS006 | 29 PARK PLACE | LOVETTSVILLE, TOWN OF | DISTRIBUTION SYSTEM | FSD | 1 | 6/12/1989 12:00:00 AM
VA6107400 | PB | PBCU | 3Y | RT | Y | DS001 | DS011 | 11 N LIGHT ST | LOVETTSVILLE, TOWN OF | DISTRIBUTION SYSTEM | FSD | 1 | 6/12/1989 12:00:00 AM
VA6107400 | PB | PBCU | 3Y | RT | Y | DS001 | DS013 | 9 S LOUDOUN ST | LOVETTSVILLE, TOWN OF | DISTRIBUTION SYSTEM | FSD | 1 | 6/12/1989 12:00:00 AM
VA6107400 | PB | PBCU | 3Y | RT | Y | DS001 | DS016 | 62 E BROADWAY | LOVETTSVILLE, TOWN OF | DISTRIBUTION SYSTEM | FSD | 1 | 6/12/1989 12:00:00 AM
VA6107400 | PB | PBCU | 3Y | RT | Y | DS001 | DS019 | 47 S LOUDOUN ST | LOVETTSVILLE, TOWN OF | DISTRIBUTION SYSTEM | FSD | 1 | 6/12/1989 12:00:00 AM
VA6107400 | TC | TC | MN | RT | Y | DS001 | TCR01 |  | LOVETTSVILLE, TOWN OF | DISTRIBUTION SYSTEM |  | 9 | 6/12/1989 12:00:00 AM
VA6107400 | GE | NIT | YR | RT | Y | EP006 | EP006 | POE (WELL #3) | LOVETTSVILLE, TOWN OF | POE WELL #3 |  | 1 | 6/12/1989 12:00:00 AM
VA6107400 | GE | RADA | 6Y | RT | Y | EP006 | EP006 | POE (WELL #3) | LOVETTSVILLE, TOWN OF | POE WELL #3 |  | 1 | 6/12/1989 12:00:00 AM
VA6107400 | GE | MPN | YR | RT | Y | WL003 | RW003 | RAW WATER TAP | LOVETTSVILLE, TOWN OF | WELL 3 |  | 1 | 6/12/1989 12:00:00 AM
VA6107400 | GE | MPN | YR | RT | Y | WL006 | RW006 | RAW TAP | LOVETTSVILLE, TOWN OF | WELL KR-1 |  | 1 | 6/12/1989 12:00:00 AM
VA6107400 | GE | MPN | YR | RT | Y | WL007 | RW007 | RAW TAP | LOVETTSVILLE, TOWN OF | WELL TC-1 |  | 1 | 6/12/1989 12:00:00 AM
VA6107400 | GE | MPN | YR | RT | Y | WL008 | RW008 | RV-1 RAW TAP | LOVETTSVILLE, TOWN OF | WELL RV-1 |  | 1 | 6/12/1989 12:00:00 AM
VA6107400 | GE | IOCA | 3Y | RT | Y | EP004 | EP004 | POE WELL RV-1 | LOVETTSVILLE, TOWN OF | POE WELL RV-1 |  | 1 | 1989-06-12
VA6107400 | GE | IOCA | 3Y | RT | Y | EP005 | EP005 | POE WELL TC-1 & KR-1 | LOVETTSVILLE, TOWN OF | POE WELL TC-1 & KR-1 |  | 1 | 1989-06-12
VA6107400 | GE | META | 3Y | RT | Y | EP004 | EP004 | POE WELL RV-1 | LOVETTSVILLE, TOWN OF | POE WELL RV-1 |  | 1 | 1989-06-12
VA6107400 | GE | META | 3Y | RT | Y | EP005 | EP005 | POE WELL TC-1 & KR-1 | LOVETTSVILLE, TOWN OF | POE WELL TC-1 & KR-1 |  | 1 | 1989-06-12
VA6107400 | GE | VOC | 3Y | RT | Y | EP004 | EP004 | POE WELL RV-1 | LOVETTSVILLE, TOWN OF | POE WELL RV-1 |  | 1 | 1989-06-12
VA6107400 | GE | VOC | 3Y | RT | Y | EP005 | EP005 | POE WELL TC-1 & KR-1 | LOVETTSVILLE, TOWN OF | POE WELL TC-1 & KR-1 |  | 1 | 1989-06-12
VA6107417 | PB | PBCU | 6M | RT | Y | DS001 | DS001 | KITCHEN SINK | LUCKETTS ELEMENTARY SCHOOL | DISTRIBUTION SYSTEM | FSD | 1 | 4/11/1991 12:00:00 AM
VA6107417 | PB | PBCU | 6M | RT | Y | DS001 | DS002 | RM 2 SINK | LUCKETTS ELEMENTARY SCHOOL | DISTRIBUTION SYSTEM | FSD | 1 | 4/11/1991 12:00:00 AM
VA6107417 | PB | PBCU | 6M | RT | Y | DS001 | DS003 | RM 5 SINK | LUCKETTS ELEMENTARY SCHOOL | DISTRIBUTION SYSTEM | FSD | 1 | 4/11/1991 12:00:00 AM
VA6107417 | PB | PBCU | 6M | RT | Y | DS001 | DS004 | RM 7 SINK | LUCKETTS ELEMENTARY SCHOOL | DISTRIBUTION SYSTEM | FSD | 1 | 4/11/1991 12:00:00 AM
VA6107417 | PB | PBCU | 6M | RT | Y | DS001 | DS005 | RM 9 SINK | LUCKETTS ELEMENTARY SCHOOL | DISTRIBUTION SYSTEM | FSD | 1 | 4/11/1991 12:00:00 AM
VA6107417 | PB | PBCU | 6M | RT | Y | DS001 | DS011 | KITCHEN WASH SINK | LUCKETTS ELEMENTARY SCHOOL | DISTRIBUTION SYSTEM | FSD | 1 | 4/11/1991 12:00:00 AM
VA6107417 | PB | PBCU | 6M | RT | Y | DS001 | DS012 | ROOM 1 SINK | LUCKETTS ELEMENTARY SCHOOL | DISTRIBUTION SYSTEM | FSD | 1 | 4/11/1991 12:00:00 AM
VA6107417 | PB | PBCU | 6M | RT | Y | DS001 | DS013 | ROOM 3 SINK | LUCKETTS ELEMENTARY SCHOOL | DISTRIBUTION SYSTEM | FSD | 1 | 4/11/1991 12:00:00 AM
VA6107417 | PB | PBCU | 6M | RT | Y | DS001 | DS014 | ROOM 4 SINK | LUCKETTS ELEMENTARY SCHOOL | DISTRIBUTION SYSTEM | FSD | 1 | 4/11/1991 12:00:00 AM
VA6107417 | PB | PBCU | 6M | RT | Y | DS001 | DS015 | ROOM 6 SINK | LUCKETTS ELEMENTARY SCHOOL | DISTRIBUTION SYSTEM | FSD | 1 | 4/11/1991 12:00:00 AM
VA6107417 | TC | TC | MN | RT | Y | DS001 | TCR01 |  | LUCKETTS ELEMENTARY SCHOOL | DISTRIBUTION SYSTEM |  | 3 | 4/11/1991 12:00:00 AM
VA6107420 | TC | TC | MN | RT | Y | DS001 | TCR01 |  | ONE STOP TRAILER PARK | DISTRIBUTION SYSTEM |  | 3 | 12/20/1991 12:00:00 AM
VA6107420 | GE | MPN | QT | RT | Y | WL001 | RW001 | RAW WATER TAP | ONE STOP TRAILER PARK | DRILLED WELL |  | 1 | 12/20/1991 12:00:00 AM
VA6107433 | TC | TC | QT | RT | Y | DS001 | TCR01 |  | MEADOWKIRK, INC. AT DELTA FARM | DISTRIBUTION SYSTEM |  | 1 | 6/4/2007 12:00:00 AM
VA6107433 | GE | MPN | YR | RT | Y | WL002 | RW002 | WELL #2 RAW | MEADOWKIRK, INC. AT DELTA FARM | WELL #2 |  | 1 | 6/4/2007 12:00:00 AM
VA6107450 | GE | THH5 | YR | RT | Y | DS001 | DBP02 | 300 WINDY HILL RD | MIDDLEBURG, TOWN OF | DISTRIBUTION SYSTEM |  | 1 | 6/27/1996 12:00:00 AM
VA6107450 | TC | TC | MN | RT | Y | DS001 | TCR01 |  | MIDDLEBURG, TOWN OF | DISTRIBUTION SYSTEM |  | 6 | 6/27/1996 12:00:00 AM
VA6107450 | GE | NIT | YR | RT | Y | EP002 | EP002 | ENTRY POINT- WELL #2 | MIDDLEBURG, TOWN OF | WELL #2 POE |  | 1 | 6/27/1996 12:00:00 AM
VA6107450 | GE | RADA | YR | RT | Y | EP002 | EP002 | ENTRY POINT- WELL #2 | MIDDLEBURG, TOWN OF | WELL #2 POE |  | 1 | 6/27/1996 12:00:00 AM
VA6107450 | GE | RADA | QT | RT | Y | EP004 | EP004 | ENTRY POINT- WELL #4 | MIDDLEBURG, TOWN OF | WELL #4 POE |  | 1 | 6/27/1996 12:00:00 AM
VA6107450 | GE | MPN | YR | RT | Y | WL003 | RW003 | RAW TAP | MIDDLEBURG, TOWN OF | WELL #3 |  | 1 | 6/27/1996 12:00:00 AM
VA6107450 | GE | MPN | YR | RT | Y | WL004 | RW004 | RAW TAP | MIDDLEBURG, TOWN OF | WELL #4 |  | 1 | 6/27/1996 12:00:00 AM
VA6107450 | GE | MPN | YR | RT | Y | WL005 | RW005 | WELL L | MIDDLEBURG, TOWN OF | WELL L |  | 1 | 6/27/1996 12:00:00 AM
VA6107450 | GE | MPN | YR | RT | Y | WL006 | RW006 | WELL P | MIDDLEBURG, TOWN OF | WELL P |  | 1 | 6/27/1996 12:00:00 AM
VA6107450 | GE | ICMT | 3Y | RT | Y | EP004 | EP004 | ENTRY POINT- WELL #4 | MIDDLEBURG, TOWN OF | WELL #4 POE |  | 1 | 1996-06-27
VA6107450 | GE | VOC | 3Y | RT | Y | EP004 | EP004 | ENTRY POINT- WELL #4 | MIDDLEBURG, TOWN OF | WELL #4 POE |  | 1 | 1996-06-27
VA6107453 | TC | TC | MN | RT | Y | DS001 | TCR01 |  | MIDDLEBURG COMMUNITY CENTER | DISTRIBUTION SYSTEM |  | 2 | 5/8/2003 12:00:00 AM
VA6107460 | TC | TC | QT | RT | Y | DS001 | TCR01 |  | MORVEN PARK INTER EQUEST CENTER | DISTRIBUTION SYSTEM |  | 1 | 1/1/1901 12:00:00 AM
VA6107461 | TC | TC | QT | RT | Y | DS001 | TCR01 |  | WDF COMFORT STATION | DISTRIBUTION SYSTEM |  | 1 | 2/17/1999 12:00:00 AM
VA6107462 | TC | TC | QT | RT | Y | DS001 | TCR01 |  | WDF MANSION | DISTRIBUTION SYSTEM |  | 1 | 2/17/1999 12:00:00 AM
VA6107464 | TC | TC | QT | RT | Y | DS001 | TCR01 |  | MT DEFIANCE CIDERY | DISTRIBUTION SYSTEM |  | 1 | 10/17/2017 12:00:00 AM
VA6107477 | TC | TC | QT | RT | Y | DS001 | TCR01 |  | NORTH OATLANDS ANIMAL HOSPITAL | DISTRIBUTION SYSTEM |  | 1 | 2/28/2020 12:00:00 AM
VA6107484 | TC | TC | MN | RT | Y | DS001 | TCR01 |  | NOTAVIVA VINEYARD | DISTRIBUTION SYSTEM |  | 3 | 2/1/2019 12:00:00 AM
VA6107500 | GE | THH5 | YR | RT | Y | DS001 | DBP01 | TRAINER'S ROOM SINK | CORNERSTONE CHRISTIAN ACADEMY | DISTRIBUTION SYSTEM |  | 1 | 11/15/1993 12:00:00 AM
VA6107500 | PB | PBCU | 3Y | RT | Y | DS001 | LC006 | ACADEMIC BLDG - BOY'S LOCKER ROOM | CORNERSTONE CHRISTIAN ACADEMY | DISTRIBUTION SYSTEM | FSD | 1 | 11/15/1993 12:00:00 AM
VA6107500 | PB | PBCU | 3Y | RT | Y | DS001 | LC007 | ACADEMIC BLDG - ATHLETIC DIR OFC SINK | CORNERSTONE CHRISTIAN ACADEMY | DISTRIBUTION SYSTEM | FSD | 1 | 11/15/1993 12:00:00 AM
VA6107500 | PB | PBCU | 3Y | RT | Y | DS001 | LC008 | ACADEMIC BLDG - GIRL'S LOCKER ROOM | CORNERSTONE CHRISTIAN ACADEMY | DISTRIBUTION SYSTEM | FSD | 1 | 11/15/1993 12:00:00 AM
VA6107500 | PB | PBCU | 3Y | RT | Y | DS001 | LC009 | ACADEMIC BLDG - TRAINER OFFICE SINK | CORNERSTONE CHRISTIAN ACADEMY | DISTRIBUTION SYSTEM | FSD | 1 | 11/15/1993 12:00:00 AM
VA6107500 | PB | PBCU | 3Y | RT | Y | DS001 | LC010 | EDWARDS HOUSE - NUN'S BATHROOM | CORNERSTONE CHRISTIAN ACADEMY | DISTRIBUTION SYSTEM | FSD | 1 | 11/15/1993 12:00:00 AM
VA6107500 | TC | TC | MN | RT | Y | DS001 | TCR01 |  | CORNERSTONE CHRISTIAN ACADEMY | DISTRIBUTION SYSTEM |  | 3 | 11/15/1993 12:00:00 AM
VA6107500 | GE | MPN | YR | RT | Y | WL002 | RW002 | RAW TAP | CORNERSTONE CHRISTIAN ACADEMY | ROAD WELL |  | 1 | 11/15/1993 12:00:00 AM
VA6107500 | GE | MPN | YR | RT | Y | WL003 | RW003 | RAW TAP | CORNERSTONE CHRISTIAN ACADEMY | NEIGHBOR WELL |  | 1 | 11/15/1993 12:00:00 AM
VA6107500 | GE | MPN | YR | RT | Y | WL004 | RW004 | RAW TAP | CORNERSTONE CHRISTIAN ACADEMY | FIELD WELL |  | 1 | 11/15/1993 12:00:00 AM
VA6107522 | TC | TC | QT | RT | Y | DS001 | TCR01 |  | OLD FARM WINERY AT HARTLAND | DISTRIBUTION SYSTEM |  | 1 | 3/15/2024 12:00:00 AM
VA6107522 | GE | NIT | YR | RT | Y | EP001 | EP001 | HAND SINK COLD TAP (ONLY WELL 1 ONLINE) | OLD FARM WINERY AT HARTLAND | ENTRY POINT - WELL 1 |  | 1 | 3/15/2024 12:00:00 AM
VA6107522 | GE | NIT | YR | RT | Y | EP002 | EP002 | HAND SINK COLD TAP (ONLY WELL 2 ONLINE) | OLD FARM WINERY AT HARTLAND | ENTRY POINT - WELL 2 |  | 1 | 3/15/2024 12:00:00 AM
VA6107525 | PB | PBCU | 6M | RT | Y | DS001 | LCR01 | TRAILER #1 | ORION PROJECT (HITT) | ORION DISTRIBUTION SYSTEM | FSD | 1 | 5/14/2024 12:00:00 AM
VA6107525 | PB | PBCU | 6M | RT | Y | DS001 | LCR02 | TRAILER #2 | ORION PROJECT (HITT) | ORION DISTRIBUTION SYSTEM | FSD | 1 | 5/14/2024 12:00:00 AM
VA6107525 | PB | PBCU | 6M | RT | Y | DS001 | LCR03 | TRAILER #3 | ORION PROJECT (HITT) | ORION DISTRIBUTION SYSTEM | FSD | 1 | 5/14/2024 12:00:00 AM
VA6107525 | PB | PBCU | 6M | RT | Y | DS001 | LCR04 | TRAILER #4 | ORION PROJECT (HITT) | ORION DISTRIBUTION SYSTEM | FSD | 1 | 5/14/2024 12:00:00 AM
VA6107525 | PB | PBCU | 6M | RT | Y | DS001 | LCR05 | TRAILER #5 | ORION PROJECT (HITT) | ORION DISTRIBUTION SYSTEM | FSD | 1 | 5/14/2024 12:00:00 AM
VA6107525 | PB | PBCU | 6M | RT | Y | DS001 | LCR06 | TRAILER #6 | ORION PROJECT (HITT) | ORION DISTRIBUTION SYSTEM | FSD | 1 | 5/14/2024 12:00:00 AM
VA6107525 | PB | PBCU | 6M | RT | Y | DS001 | LCR07 | TRAILER #7 | ORION PROJECT (HITT) | ORION DISTRIBUTION SYSTEM | FSD | 1 | 5/14/2024 12:00:00 AM
VA6107525 | PB | PBCU | 6M | RT | Y | DS001 | LCR08 | TRAILER #8 | ORION PROJECT (HITT) | ORION DISTRIBUTION SYSTEM | FSD | 1 | 5/14/2024 12:00:00 AM
VA6107525 | PB | PBCU | 6M | RT | Y | DS001 | LCR09 | TRAILER #9 | ORION PROJECT (HITT) | ORION DISTRIBUTION SYSTEM | FSD | 1 | 5/14/2024 12:00:00 AM
VA6107525 | PB | PBCU | 6M | RT | Y | DS001 | LCR10 | TENT | ORION PROJECT (HITT) | ORION DISTRIBUTION SYSTEM | FSD | 1 | 5/14/2024 12:00:00 AM
VA6107525 | TC | TC | MN | RT | Y | DS001 | TCR01 |  | ORION PROJECT (HITT) | ORION DISTRIBUTION SYSTEM |  | 3 | 5/14/2024 12:00:00 AM
VA6107525 | GE | CYN | 3Y | RT | Y | EP001 | EP001 | TAP AFTER TREATMENT | ORION PROJECT (HITT) | ENTRY POINT |  | 1 | 5/14/2024 12:00:00 AM
VA6107525 | GE | ICMT | 3Y | RT | Y | EP001 | EP001 | TAP AFTER TREATMENT | ORION PROJECT (HITT) | ENTRY POINT |  | 1 | 5/14/2024 12:00:00 AM
VA6107525 | GE | NIT | YR | RT | Y | EP001 | EP001 | TAP AFTER TREATMENT | ORION PROJECT (HITT) | ENTRY POINT |  | 1 | 5/14/2024 12:00:00 AM
VA6107525 | GE | VOC | QT | RT | Y | EP001 | EP001 | TAP AFTER TREATMENT | ORION PROJECT (HITT) | ENTRY POINT |  | 1 | 5/14/2024 12:00:00 AM
VA6107525 | GE | ARSN | QT | RT | Y | EP001AS | EP001AS | ENTRY POINT ARSENIC | ORION PROJECT (HITT) | ENTRY POINT ARSENIC |  | 1 | 5/14/2024 12:00:00 AM
VA6107530 | TC | TC | QT | RT | Y | DS001 | TCR01 |  | OATLANDS PLANTATION | DISTRIBUTION SYSTEM |  | 1 | 3/8/2001 12:00:00 AM
VA6107530 | GE | MPN | YR | RT | Y | WL001 | RW001 | WELL DISCHARGE LINE | OATLANDS PLANTATION | WELL |  | 1 | 3/8/2001 12:00:00 AM
VA6107533 | TC | TC | QT | RT | Y | DS001 | TCR01 |  | PEV`S PAINTBALL | DISTRIBUTION SYSTEM |  | 1 | 7/1/2008 12:00:00 AM
VA6107535 | TC | TC | QT | RT | Y | DS001 | TCR01 |  | PATOWMACK FARM | DISTRIBUTION SYSTEM |  | 1 | 7/1/2004 12:00:00 AM
VA6107537 | TC | TC | QT | RT | Y | DS001 | TCR01 |  | OLD 690 BREWERY | DISTRIBUTION SYSTEM |  | 1 | 1/1/2016 12:00:00 AM
VA6107549 | TC | TC | MN | RT | Y | DS001 | TCR01 |  | PHILOMONT COMMUNITY CENTER | DISTRIBUTION SYSTEM |  | 3 | 7/2/2003 12:00:00 AM
VA6107549 | GE | MPN | YR | RT | Y | WL001 | RW001 | RAW TAP | PHILOMONT COMMUNITY CENTER | DRILLED WELL |  | 1 | 7/2/2003 12:00:00 AM
VA6107549 | GE | ICMT | 3Y | RT | Y | EP001 | EP001 | WELL DISCHARGE LINE | PHILOMONT COMMUNITY CENTER | ENTRY POINT |  | 1 | 2003-07-02
VA6107555 | GE | THH5 | YR | RT | Y | DS001 | DBP01 | 13662 SYLVAN BLUFF DR. | ELYSIAN HEIGHTS | DISTRIBUTION SYSTEM |  | 1 | 4/18/2006 12:00:00 AM
VA6107555 | TC | TC | MN | RT | Y | DS001 | TCR01 |  | ELYSIAN HEIGHTS | DISTRIBUTION SYSTEM |  | 6 | 4/18/2006 12:00:00 AM
VA6107555 | GE | FL2 | MN | ST | N | EP001 | EP001 | COMBINED WELLS AFTER TREATMENT & STORAGE | ELYSIAN HEIGHTS | ENTRY POINT - COMBINED AFTER TREATMENT |  | 3 | 4/18/2006 12:00:00 AM
VA6107555 | GE | MPN | YR | RT | Y | WL001 | RW001 | WELL A-1 RAW | ELYSIAN HEIGHTS | WELL A-1 |  | 1 | 4/18/2006 12:00:00 AM
VA6107555 | GE | MPN | YR | RT | Y | WL002 | RW002 | WELL A-2 RAW | ELYSIAN HEIGHTS | WELL A-2 |  | 1 | 4/18/2006 12:00:00 AM
VA6107555 | GE | MPN | YR | RT | Y | WL003 | RW003 | WELL B-1 RAW | ELYSIAN HEIGHTS | WELL B-1 |  | 1 | 4/18/2006 12:00:00 AM
VA6107555 | GE | MPN | YR | RT | Y | WL004 | RW004 | WELL B-2 RAW | ELYSIAN HEIGHTS | WELL B-2 |  | 1 | 4/18/2006 12:00:00 AM
VA6107555 | GE | MPN | YR | RT | Y | WL005 | RW005 | WELL B-4 RAW | ELYSIAN HEIGHTS | WELL B-4 |  | 1 | 4/18/2006 12:00:00 AM
VA6107555 | GE | META | 3Y | RT | Y | EP001 | EP001 | COMBINED WELLS AFTER TREATMENT & STORAGE | ELYSIAN HEIGHTS | ENTRY POINT - COMBINED AFTER TREATMENT |  | 1 | 2006-04-18
VA6107600 | GE | THH5 | QT | RT | Y | DS001 | DBP001 | 37240 EAST RICHARDSON LANE | PURCELLVILLE, TOWN OF | DISTRIBUTION SYSTEM |  | 1 | 4/6/1990 12:00:00 AM
VA6107600 | GE | THH5 | QT | RT | Y | DS001 | DBP002 | 620 WEST MAIN STREET | PURCELLVILLE, TOWN OF | DISTRIBUTION SYSTEM |  | 1 | 4/6/1990 12:00:00 AM
VA6107600 | PB | PBCU | 3Y | RT | Y | DS001 | LC006 | 300 S. 11TH ST- UNIT C | PURCELLVILLE, TOWN OF | DISTRIBUTION SYSTEM | FSD | 1 | 4/6/1990 12:00:00 AM
VA6107600 | PB | PBCU | 3Y | RT | Y | DS001 | LC008 | 310 S.11TH ST - UNIT C - KITCHEN | PURCELLVILLE, TOWN OF | DISTRIBUTION SYSTEM | FSD | 1 | 4/6/1990 12:00:00 AM
VA6107600 | PB | PBCU | 3Y | RT | Y | DS001 | LC009 | 310 S. 11TH ST- UNIT H - BATHROOM | PURCELLVILLE, TOWN OF | DISTRIBUTION SYSTEM | FSD | 1 | 4/6/1990 12:00:00 AM
VA6107600 | PB | PBCU | 3Y | RT | Y | DS001 | LC028 | 310 S. 11TH ST. UNIT J | PURCELLVILLE, TOWN OF | DISTRIBUTION SYSTEM | FSD | 1 | 4/6/1990 12:00:00 AM
VA6107600 | PB | PBCU | 3Y | RT | Y | DS001 | LC030 | 371 S. DAVIS DR. | PURCELLVILLE, TOWN OF | DISTRIBUTION SYSTEM | FSD | 1 | 4/6/1990 12:00:00 AM
VA6107600 | PB | PBCU | 3Y | RT | Y | DS001 | LC031 | 381 SOUTH DAVIS DRIVE | PURCELLVILLE, TOWN OF | DISTRIBUTION SYSTEM | FSD | 1 | 4/6/1990 12:00:00 AM
VA6107600 | PB | PBCU | 3Y | RT | Y | DS001 | LC038 | 300 S. 11TH STREET UNIT K | PURCELLVILLE, TOWN OF | DISTRIBUTION SYSTEM | FSD | 1 | 4/6/1990 12:00:00 AM
VA6107600 | PB | PBCU | 3Y | RT | Y | DS001 | LCR03 | 300 S. 11TH ST. UNIT D | PURCELLVILLE, TOWN OF | DISTRIBUTION SYSTEM | FSD | 1 | 4/6/1990 12:00:00 AM
VA6107600 | PB | PBCU | 3Y | RT | Y | DS001 | LCR04 | 300 S. 11TH ST. UNIT F | PURCELLVILLE, TOWN OF | DISTRIBUTION SYSTEM | FSD | 1 | 4/6/1990 12:00:00 AM
VA6107600 | PB | PBCU | 3Y | RT | Y | DS001 | LCR05 | 300 S. 11TH ST. UNIT H | PURCELLVILLE, TOWN OF | DISTRIBUTION SYSTEM | FSD | 1 | 4/6/1990 12:00:00 AM
VA6107600 | PB | PBCU | 3Y | RT | Y | DS001 | LCR06 | 300 S. 11TH ST. UNIT I | PURCELLVILLE, TOWN OF | DISTRIBUTION SYSTEM | FSD | 1 | 4/6/1990 12:00:00 AM
VA6107600 | PB | PBCU | 3Y | RT | Y | DS001 | LCR08 | 310 S. 11TH ST. UNIT D | PURCELLVILLE, TOWN OF | DISTRIBUTION SYSTEM | FSD | 1 | 4/6/1990 12:00:00 AM
VA6107600 | PB | PBCU | 3Y | RT | Y | DS001 | LCR09 | 310 S. 11TH ST. UNIT F | PURCELLVILLE, TOWN OF | DISTRIBUTION SYSTEM | FSD | 1 | 4/6/1990 12:00:00 AM
VA6107600 | PB | PBCU | 3Y | RT | Y | DS001 | LCR11 | 430 WEST H. STREET | PURCELLVILLE, TOWN OF | DISTRIBUTION SYSTEM | FSD | 1 | 4/6/1990 12:00:00 AM
VA6107600 | PB | PBCU | 3Y | RT | Y | DS001 | LCR12 | 211 SOUTH MAPLE AVE | PURCELLVILLE, TOWN OF | DISTRIBUTION SYSTEM | FSD | 1 | 4/6/1990 12:00:00 AM
VA6107600 | PB | PBCU | 3Y | RT | Y | DS001 | LCR15 | 119 E. MAIN UNIT 8 | PURCELLVILLE, TOWN OF | DISTRIBUTION SYSTEM | FSD | 1 | 4/6/1990 12:00:00 AM
VA6107600 | PB | PBCU | 3Y | RT | Y | DS001 | LCR22 | 333 A SOUTH NURSERY AVE | PURCELLVILLE, TOWN OF | DISTRIBUTION SYSTEM | FSD | 1 | 4/6/1990 12:00:00 AM
VA6107600 | PB | PBCU | 3Y | RT | Y | DS001 | LCR25 | 119 EAST MAIN ST. - UNIT 4 | PURCELLVILLE, TOWN OF | DISTRIBUTION SYSTEM | FSD | 1 | 4/6/1990 12:00:00 AM
VA6107600 | PB | PBCU | 3Y | RT | Y | DS001 | LCR26 | 300 SOUTH 11TH ST. - UNIT A | PURCELLVILLE, TOWN OF | DISTRIBUTION SYSTEM | FSD | 1 | 4/6/1990 12:00:00 AM
VA6107600 | PB | PBCU | 3Y | RT | Y | DS001 | LCR31 | 671 EAST G ST. UNIT A | PURCELLVILLE, TOWN OF | DISTRIBUTION SYSTEM | FSD | 1 | 4/6/1990 12:00:00 AM
VA6107600 | TC | TC | MN | RT | Y | DS001 | TCR01 |  | PURCELLVILLE, TOWN OF | DISTRIBUTION SYSTEM |  | 30 | 4/6/1990 12:00:00 AM
VA6107600 | GE | FL2 | MN | ST | N | EP001 | EP001 | POE- TREATMNT PLANT | PURCELLVILLE, TOWN OF | TREATMENT PLANT ENTRY POINT |  | 3 | 4/6/1990 12:00:00 AM
VA6107600 | GE | VOC | QT | RT | Y | EP005 | EP005 | POE- MW 1+ VC WELLS | PURCELLVILLE, TOWN OF | MS WELL #1 & VC WELL |  | 1 | 4/6/1990 12:00:00 AM
VA6107600 | GE | NIT | YR | RT | Y | EP007 | EP007 | POE- HIRST FARM #2 | PURCELLVILLE, TOWN OF | HIRST FARM WELL #2 |  | 1 | 4/6/1990 12:00:00 AM
VA6107600 | GE | CYN | 3Y | RT | Y | EP012 | EP012 | FIRST TAP POST-TREATMENT | PURCELLVILLE, TOWN OF | JEFFRIES WELL TP ENTRY POINT |  | 1 | 4/6/1990 12:00:00 AM
VA6107600 | GE | ICMT | 3Y | RT | Y | EP012 | EP012 | FIRST TAP POST-TREATMENT | PURCELLVILLE, TOWN OF | JEFFRIES WELL TP ENTRY POINT |  | 1 | 4/6/1990 12:00:00 AM
VA6107600 | GE | NIT | YR | RT | Y | EP012 | EP012 | FIRST TAP POST-TREATMENT | PURCELLVILLE, TOWN OF | JEFFRIES WELL TP ENTRY POINT |  | 1 | 4/6/1990 12:00:00 AM
VA6107600 | GE | RADA | QT | RT | Y | EP012 | EP012 | FIRST TAP POST-TREATMENT | PURCELLVILLE, TOWN OF | JEFFRIES WELL TP ENTRY POINT |  | 1 | 4/6/1990 12:00:00 AM
VA6107600 | GE | VOC | QT | RT | Y | EP012 | EP012 | FIRST TAP POST-TREATMENT | PURCELLVILLE, TOWN OF | JEFFRIES WELL TP ENTRY POINT |  | 1 | 4/6/1990 12:00:00 AM
VA6107600 | GE | TOCA | QT | RT | Y | TOCR1 | RW001 | RAW WATER TOC ALK | PURCELLVILLE, TOWN OF | RAW WATER TOC ALK |  | 1 | 4/6/1990 12:00:00 AM
VA6107600 | GE | TOC | QT | RT | Y | TP001 | UP001 | TREATED WATER (TOC) | PURCELLVILLE, TOWN OF | TREATMENT PLANT |  | 1 | 4/6/1990 12:00:00 AM
VA6107600 | GE | MPN | YR | RT | Y | WL001 | RW001 | MS-1 RAW | PURCELLVILLE, TOWN OF | WELL 1 (MS-1) |  | 1 | 4/6/1990 12:00:00 AM
VA6107600 | GE | MPN | YR | RT | Y | WL002 | RW002 | CORNWELL 2 RAW | PURCELLVILLE, TOWN OF | CORNWELL WELL #2 |  | 1 | 4/6/1990 12:00:00 AM
VA6107600 | GE | MPN | YR | RT | Y | WL004 | RW004 | VC RAW | PURCELLVILLE, TOWN OF | VC WELL |  | 1 | 4/6/1990 12:00:00 AM
VA6107600 | GE | MPN | YR | RT | Y | WL006 | RW006 | MARSH FARM WELL B | PURCELLVILLE, TOWN OF | MARSH FARM WELL B |  | 1 | 4/6/1990 12:00:00 AM
VA6107600 | GE | MPN | YR | RT | Y | WL007 | RW007 | HF-2 RAW | PURCELLVILLE, TOWN OF | HIRST FARM WELL #2 |  | 1 | 4/6/1990 12:00:00 AM
VA6107600 | GE | MPN | YR | RT | Y | WL008 | RW008 | FORBES RAW | PURCELLVILLE, TOWN OF | FORBES WELL (NATURE PARK) |  | 1 | 4/6/1990 12:00:00 AM
VA6107600 | GE | MPN | YR | RT | Y | WL010 | RW010 | MOUNTAIN VIEW WELL | PURCELLVILLE, TOWN OF | MOUNTAIN VIEW WELL |  | 1 | 4/6/1990 12:00:00 AM
VA6107600 | GE | MPN | YR | RT | Y | WL011 | RW011 | KANE 1 RAW TAP | PURCELLVILLE, TOWN OF | KANE WELL 1 |  | 1 | 4/6/1990 12:00:00 AM
VA6107600 | GE | MPN | YR | RT | Y | WL012 | RW011 | KANE 2 RAW TAP | PURCELLVILLE, TOWN OF | KANE WELL 2 |  | 1 | 4/6/1990 12:00:00 AM
VA6107600 | GE | MPN | YR | RT | Y | WL013 | RW013 | JEFFERIES WELL | PURCELLVILLE, TOWN OF | JEFFRIES WELL |  | 1 | 4/6/1990 12:00:00 AM
VA6107612 | TC | TC | QT | RT | Y | DS001 | TCR01 |  | QUATTRO GOOMBA'S WINERY-BREWERY | DISTRIBUTION SYSTEM |  | 1 | 11/30/2015 12:00:00 AM
VA6107623 | PB | PBCU | 3Y | RT | Y | DS001 | DS001 | MILL SHOP SINK | TART LUMBER COMPANY, INC. | DISTRIBUTION SYSTEM | FSD | 1 | 5/15/1995 12:00:00 AM
VA6107623 | PB | PBCU | 3Y | RT | Y | DS001 | DS002 | WHSE SINK | TART LUMBER COMPANY, INC. | DISTRIBUTION SYSTEM | FSD | 1 | 5/15/1995 12:00:00 AM
VA6107623 | PB | PBCU | 3Y | RT | Y | DS001 | DS003 | STR. SINK | TART LUMBER COMPANY, INC. | DISTRIBUTION SYSTEM | FSD | 1 | 5/15/1995 12:00:00 AM
VA6107623 | PB | PBCU | 3Y | RT | Y | DS001 | DS004 | DR STR MEN | TART LUMBER COMPANY, INC. | DISTRIBUTION SYSTEM | FSD | 1 | 5/15/1995 12:00:00 AM
VA6107623 | PB | PBCU | 3Y | RT | Y | DS001 | DS005 | UP LADIES ROMM | TART LUMBER COMPANY, INC. | DISTRIBUTION SYSTEM | FSD | 1 | 5/15/1995 12:00:00 AM
VA6107623 | TC | TC | MN | RT | Y | DS001 | TCR01 |  | TART LUMBER COMPANY, INC. | DISTRIBUTION SYSTEM |  | 3 | 5/15/1995 12:00:00 AM
VA6107624 | TC | TC | QT | RT | Y | DS001 | TCR01 |  | STERLING RURITAN | DISTRIBUTION SYSTEM |  | 1 | 8/12/2003 12:00:00 AM
VA6107630 | TC | TC | MN | RT | Y | DS001 | TCR01 |  | RASPBERRY PLAIN MANOR | DISTRIBUTION SYSTEM |  | 3 | 2/18/2005 12:00:00 AM
VA6107650 | GE | THH5 | YR | RT | Y | DS001 | DBP05 | 18375 GRASSYVIEW CT | ROUND HILL, TOWN OF | DISTRIBUTION SYSTEM |  | 1 | 8/11/2000 12:00:00 AM
VA6107650 | TC | TC | MN | RT | Y | DS001 | TCR01 |  | ROUND HILL, TOWN OF | DISTRIBUTION SYSTEM |  | 18 | 8/11/2000 12:00:00 AM
VA6107650 | GE | RADA | QT | RT | Y | EP013 | EP013 | EVENING STAR ENTRY POINT - WELL D ONLY | ROUND HILL, TOWN OF | EVENING STAR ENTRY POINT - WELL D ONLY |  | 1 | 8/11/2000 12:00:00 AM
VA6107650 | GE | VOC | QT | RT | Y | EP013 | EP013 | EVENING STAR ENTRY POINT - WELL D ONLY | ROUND HILL, TOWN OF | EVENING STAR ENTRY POINT - WELL D ONLY |  | 1 | 8/11/2000 12:00:00 AM
VA6107650 | GE | MPN | QT | RT | Y | WL002 | RW002 | RAW WATER | ROUND HILL, TOWN OF | 719 WELL |  | 1 | 8/11/2000 12:00:00 AM
VA6107650 | GE | MPN | YR | RT | Y | WL003 | RW003 | RAW WATER TAP | ROUND HILL, TOWN OF | WELL 22A |  | 1 | 8/11/2000 12:00:00 AM
VA6107650 | GE | MPN | YR | RT | Y | WL004 | RW004 | WELL #12/WL004 | ROUND HILL, TOWN OF | WELL #12 |  | 1 | 8/11/2000 12:00:00 AM
VA6107650 | GE | MPN | YR | RT | Y | WL009 | RW009 | RAW WATER TAP | ROUND HILL, TOWN OF | 21NA WELL |  | 1 | 8/11/2000 12:00:00 AM
VA6107650 | GE | MPN | YR | RT | Y | WL012 | RW012 | WELL 21SA RAW | ROUND HILL, TOWN OF | WELL 21SA |  | 1 | 8/11/2000 12:00:00 AM
VA6107650 | GE | MPN | YR | RT | Y | WL013 | RW013 | WELL 21SB RAW | ROUND HILL, TOWN OF | WELL 21SB |  | 1 | 8/11/2000 12:00:00 AM
VA6107650 | GE | MPN | YR | RT | Y | WL014 | RW014 | WELL 7A | ROUND HILL, TOWN OF | WELL 7A |  | 1 | 8/11/2000 12:00:00 AM
VA6107650 | GE | MPN | YR | RT | Y | WL015 | RW015 | WELL 7B | ROUND HILL, TOWN OF | WELL 7B |  | 1 | 8/11/2000 12:00:00 AM
VA6107650 | GE | MPN | YR | RT | Y | WL016 | RW016 | WELL D RAW TAP | ROUND HILL, TOWN OF | WELL D |  | 1 | 8/11/2000 12:00:00 AM
VA6107651 | TC | TC | MN | RT | Y | DS001 | TCR01 |  | RESERVE AT ROKEBY FARM | DISTRIBUTION |  | 3 | 11/1/2005 12:00:00 AM
VA6107651 | GE | MPN | YR | RT | Y | WL001 | RW001 | WELL 4A RAW TAP | RESERVE AT ROKEBY FARM | WELL 4A |  | 1 | 11/1/2005 12:00:00 AM
VA6107651 | GE | MPN | YR | RT | Y | WL002 | RW002 | WELL 5A ENTRY TO TP | RESERVE AT ROKEBY FARM | WELL 5A |  | 1 | 11/1/2005 12:00:00 AM
VA6107651 | GE | MPN | YR | RT | Y | WL003 | RW003 | WELL 6A RAW TAP | RESERVE AT ROKEBY FARM | WELL 6A |  | 1 | 11/1/2005 12:00:00 AM
VA6107651 | GE | MPN | YR | RT | Y | WL004 | RW004 | WELL 6D ENTRY TO TP | RESERVE AT ROKEBY FARM | WELL 6D |  | 1 | 11/1/2005 12:00:00 AM
VA6107652 | TC | TC | QT | RT | Y | DS001 | TCR01 |  | ROOTS 657 | DISTRIBUTION SYSTEM |  | 1 | 8/19/2016 12:00:00 AM
VA6107652 | GE | MPN | QT | RT | Y | WL001 | RW001 | WELL #1 RAW SAMPLE TAP | ROOTS 657 | WELL #1 |  | 1 | 8/19/2016 12:00:00 AM
VA6107660 | GE | THH5 | YR | RT | Y | DS001 | DBP02 | SITE 005: 16580 LEVADE DR. | SELMA ESTATES | DISTRIBUTION SYSTEM |  | 1 | 12/15/2007 12:00:00 AM
VA6107660 | PB | PBCU | 3Y | RT | Y | DS001 | LC003 | 15783 DORNEYWOOD DRIVE | SELMA ESTATES | DISTRIBUTION SYSTEM | FSD | 1 | 12/15/2007 12:00:00 AM
VA6107660 | PB | PBCU | 3Y | RT | Y | DS001 | LC004 | 15853 FROSTLEAF LN | SELMA ESTATES | DISTRIBUTION SYSTEM | FSD | 1 | 12/15/2007 12:00:00 AM
VA6107660 | PB | PBCU | 3Y | RT | Y | DS001 | LC006 | 15989 FROST LEAF LANE | SELMA ESTATES | DISTRIBUTION SYSTEM | FSD | 1 | 12/15/2007 12:00:00 AM
VA6107660 | PB | PBCU | 3Y | RT | Y | DS001 | LC007 | 16016 GARRILAND | SELMA ESTATES | DISTRIBUTION SYSTEM | FSD | 1 | 12/15/2007 12:00:00 AM
VA6107660 | PB | PBCU | 3Y | RT | Y | DS001 | LC008 | 16024 GARRILAND DRIVE | SELMA ESTATES | DISTRIBUTION SYSTEM | FSD | 1 | 12/15/2007 12:00:00 AM
VA6107660 | PB | PBCU | 3Y | RT | Y | DS001 | LC011 | 41624 MONTACUTE LANE | SELMA ESTATES | DISTRIBUTION SYSTEM | FSD | 1 | 12/15/2007 12:00:00 AM
VA6107660 | PB | PBCU | 3Y | RT | Y | DS001 | LC014 | 15665 AVEBURY MANOR SQ | SELMA ESTATES | DISTRIBUTION SYSTEM | FSD | 1 | 12/15/2007 12:00:00 AM
VA6107660 | PB | PBCU | 3Y | RT | Y | DS001 | LC016 | 15680 BASKERVILLE CT | SELMA ESTATES | DISTRIBUTION SYSTEM | FSD | 1 | 12/15/2007 12:00:00 AM
VA6107660 | PB | PBCU | 3Y | RT | Y | DS001 | LC018 | 15702 WOODCHESTER CT | SELMA ESTATES | DISTRIBUTION SYSTEM | FSD | 1 | 12/15/2007 12:00:00 AM
VA6107660 | PB | PBCU | 3Y | RT | Y | DS001 | LC025 | 41741 RASPBERRY DR | SELMA ESTATES | DISTRIBUTION SYSTEM | FSD | 1 | 12/15/2007 12:00:00 AM
VA6107660 | TC | TC | MN | RT | Y | DS001 | TCR01 |  | SELMA ESTATES | DISTRIBUTION SYSTEM |  | 6 | 12/15/2007 12:00:00 AM
VA6107660 | GE | FL2 | MN | ST | N | EP001 | EP001 | COMBINED ENTRY PT | SELMA ESTATES | COMBINED ENTRY POINT |  | 3 | 12/15/2007 12:00:00 AM
VA6107660 | GE | VOC | 3Y | RT | Y | EP001 | EP001 | COMBINED ENTRY PT | SELMA ESTATES | COMBINED ENTRY POINT |  | 1 | 12/15/2007 12:00:00 AM
VA6107672 | TC | TC | MN | RT | Y | DS001 | TCR01 |  | SCOTT JENKINS MEMORIAL PARK | DISTRIBUTION SYSTEM |  | 3 | 4/21/2021 12:00:00 AM
VA6107672 | GE | NIT | YR | RT | Y | EP001 | EP001 | TAP FOLLOWING STORAGE TANK | SCOTT JENKINS MEMORIAL PARK | ENTRY POINT TO SYSTEM FOLLOWING STORAGE |  | 1 | 4/21/2021 12:00:00 AM
VA6107672 | GE | MPN | YR | RT | Y | WL001 | RW001 | SAMPLE TAP PRIOR TO CHLORINATION | SCOTT JENKINS MEMORIAL PARK | WELL 1 |  | 1 | 4/21/2021 12:00:00 AM
VA6107691 | TC | TC | QT | RT | Y | DS001 | TCR01 |  | SAINT FRANCIS DESALES CATHOLIC CHURCH | DISTRIBUTION SYSTEM |  | 1 | 9/25/2014 12:00:00 AM
VA6107693 | TC | TC | QT | RT | Y | DS001 | TCR01 |  | SKILLMAN PROPERTY | DISTRIBUTION SYSTEM |  | 1 | 8/4/2017 12:00:00 AM
VA6107694 | TC | TC | QT | RT | Y | DS001 | TCR01 |  | ST. CYRIL COPTIC CHURCH | ST. CYRIL COPTIC CHURCH |  | 1 | 7/29/2024 12:00:00 AM
VA6107694 | GE | MPN | YR | RT | Y | WL001 | RW001 | RAW WATER TAP - BEFORE TANK | ST. CYRIL COPTIC CHURCH | WELL DRILLED 2022 |  | 1 | 7/29/2024 12:00:00 AM
VA6107700 | TC | TC | MN | RT | Y | DS001 | TCR01 |  | STONELEIGH | STONELEIGH DISTRIBUTION |  | 3 | 3/1/2023 12:00:00 AM
VA6107700 | GE | MPN | YR | RT | Y | WL005 | RW005 | RAW WATER TAP | STONELEIGH | STONELEIGH #2 |  | 1 | 3/1/2023 12:00:00 AM
VA6107700 | GE | MPN | YR | RT | Y | WL006 | RW006 | RAW WATER TAP | STONELEIGH | STONELEIGH #2A |  | 1 | 3/1/2023 12:00:00 AM
VA6107700 | GE | MPN | YR | RT | Y | WL007 | RW007 | RAW WATER TAP | STONELEIGH | STONELEIGH #2C |  | 1 | 3/1/2023 12:00:00 AM
VA6107700 | GE | THH5 | 3Y | RT | Y | DS001 | DBP04 | 35075 MCKNIGHT CT | STONELEIGH | STONELEIGH DISTRIBUTION |  | 1 | 2023-03-01
VA6107703 | TC | TC | QT | RT | Y | DS001 | TCR01 |  | STONE TOWER - TOWER VIEW | DISTRIBUTION SYSTEM |  | 1 | 11/17/2017 12:00:00 AM
VA6107703 | GE | MPN | YR | RT | Y | WL001 | RW001 | WELL PW1 | STONE TOWER - TOWER VIEW | TASTING ROOM WELL |  | 1 | 11/17/2017 12:00:00 AM
VA6107706 | TC | TC | QT | RT | Y | DS001 | TCR01 |  | SWEET RUN STATE PARK | DISTRIBUTION SYSTEM |  | 1 | 5/2/2023 12:00:00 AM
VA6107707 | TC | TC | QT | RT | Y | DS001 | TCR01 |  | TEMPLE HALL FARM PARK | DISTRIBUTION SYSTEM |  | 1 | 4/16/2012 12:00:00 AM
VA6107707 | GE | MPN | QT | RT | Y | WL002 | RW002 | WELL PW2 (2001) | TEMPLE HALL FARM PARK | WELL PW2 (2001) |  | 1 | 4/16/2012 12:00:00 AM
VA6107712 | TC | TC | QT | RT | Y | DS001 | TCR01 |  | THREE CREEKS WINERY | DISTRIBUTION SYSTEM |  | 1 | 8/13/2021 12:00:00 AM
VA6107712 | GE | MPN | YR | RT | Y | WL001 | RW001 | WELL 1 | THREE CREEKS WINERY | WELL 1 |  | 1 | 8/13/2021 12:00:00 AM
VA6107713 | TC | TC | QT | RT | Y | DS001 | TCR01 |  | HARVEST GAP BREWERY | DISTRIBUTION SYSTEM |  | 1 | 1/27/2023 12:00:00 AM
VA6107715 | PB | PBCU | 3Y | RT | Y | DS001 | PBCU1 | DOWNSTAIRS BATHROOM | TROWBRIDGE STEEL COMPANY | DISTRIBUTION SYSTEM | FSD | 1 | 4/15/1994 12:00:00 AM
VA6107715 | PB | PBCU | 3Y | RT | Y | DS001 | PBCU2 | UPSTAIRS BATH ROOM | TROWBRIDGE STEEL COMPANY | DISTRIBUTION SYSTEM | FSD | 1 | 4/15/1994 12:00:00 AM
VA6107715 | PB | PBCU | 3Y | RT | Y | DS001 | PBCU5 | OFFICE DRINKING FOUNTAIN | TROWBRIDGE STEEL COMPANY | DISTRIBUTION SYSTEM | FSD | 1 | 4/15/1994 12:00:00 AM
VA6107715 | TC | TC | MN | RT | Y | DS001 | TCR01 |  | TROWBRIDGE STEEL COMPANY | DISTRIBUTION SYSTEM |  | 3 | 4/15/1994 12:00:00 AM
VA6107725 | GE | THH5 | YR | RT | Y | DS001 | DBP01 | MANOR HOUSE KITCHEN | NORTH SPRING BEHAVIORAL HEALTHCARE | DISTRIBUTION SYSTEM |  | 1 | 10/5/2004 12:00:00 AM
VA6107725 | TC | TC | MN | RT | Y | DS001 | TCR01 |  | NORTH SPRING BEHAVIORAL HEALTHCARE | DISTRIBUTION SYSTEM |  | 3 | 10/5/2004 12:00:00 AM
VA6107750 | PB | PBCU | 3Y | RT | Y | DS001 | DS001 | KITCHEN | VILLAGE MONTESSORI SCHOOL AT BLUEMONT | DISTRIBUTION SYSTEM | FSD | 1 | 11/6/2006 12:00:00 AM
VA6107750 | PB | PBCU | 3Y | RT | Y | DS001 | DS002 | GIRLS ROOM | VILLAGE MONTESSORI SCHOOL AT BLUEMONT | DISTRIBUTION SYSTEM | FSD | 1 | 11/6/2006 12:00:00 AM
VA6107750 | PB | PBCU | 3Y | RT | Y | DS001 | DS003 | BOYS ROOM | VILLAGE MONTESSORI SCHOOL AT BLUEMONT | DISTRIBUTION SYSTEM | FSD | 1 | 11/6/2006 12:00:00 AM
VA6107750 | PB | PBCU | 3Y | RT | Y | DS001 | DS004 | HAND WASH SINK | VILLAGE MONTESSORI SCHOOL AT BLUEMONT | DISTRIBUTION SYSTEM | FSD | 1 | 11/6/2006 12:00:00 AM
VA6107750 | PB | PBCU | 3Y | RT | Y | DS001 | DS005 | REPEAT LEAD COP SITE | VILLAGE MONTESSORI SCHOOL AT BLUEMONT | DISTRIBUTION SYSTEM | FSD | 1 | 11/6/2006 12:00:00 AM
VA6107750 | TC | TC | MN | RT | Y | DS001 | TCR01 |  | VILLAGE MONTESSORI SCHOOL AT BLUEMONT | DISTRIBUTION SYSTEM |  | 3 | 11/6/2006 12:00:00 AM
VA6107750 | GE | ICMT | 3Y | RT | Y | EP001 | EP001 | ENTRY POINT | VILLAGE MONTESSORI SCHOOL AT BLUEMONT | ENTRY POINT |  | 1 | 2006-11-06
VA6107750 | GE | VOC | 3Y | RT | Y | EP001 | EP001 | ENTRY POINT | VILLAGE MONTESSORI SCHOOL AT BLUEMONT | ENTRY POINT |  | 1 | 2006-11-06
VA6107770 | TC | TC | QT | RT | Y | DS001 | TCR01 |  | WILLIAMS GAP VINEYARD | DISTRIBUTION SYSTEM |  | 1 | 7/15/2021 12:00:00 AM
VA6107775 | PB | PBCU | 3Y | RT | Y | DS001 | DS001 | ROOM 1 SINK | WATERFORD ELEMENTARY SCHOOL | DISTRIBUTION SYSTEM | FSD | 1 | 4/11/1991 12:00:00 AM
VA6107775 | PB | PBCU | 3Y | RT | Y | DS001 | DS002 | ROOM 8 SINK | WATERFORD ELEMENTARY SCHOOL | DISTRIBUTION SYSTEM | FSD | 1 | 4/11/1991 12:00:00 AM
VA6107775 | PB | PBCU | 3Y | RT | Y | DS001 | DS003 | KITCHEN WASH SINK | WATERFORD ELEMENTARY SCHOOL | DISTRIBUTION SYSTEM | FSD | 1 | 4/11/1991 12:00:00 AM
VA6107775 | PB | PBCU | 3Y | RT | Y | DS001 | DS004 | ROOM 6 SINK | WATERFORD ELEMENTARY SCHOOL | DISTRIBUTION SYSTEM | FSD | 1 | 4/11/1991 12:00:00 AM
VA6107775 | PB | PBCU | 3Y | RT | Y | DS001 | DS006 | TEACHER’S LOUNGE KITCHENETTE | WATERFORD ELEMENTARY SCHOOL | DISTRIBUTION SYSTEM | FSD | 1 | 4/11/1991 12:00:00 AM
VA6107775 | TC | TC | MN | RT | Y | DS001 | TCR01 |  | WATERFORD ELEMENTARY SCHOOL | DISTRIBUTION SYSTEM |  | 3 | 4/11/1991 12:00:00 AM
VA6107797 | TC | TC | QT | RT | Y | DS001 | TCR01 |  | WHITEHALL ASSOCIATES LC | DISTRIBUTION SYSTEM |  | 1 | 2/4/1998 12:00:00 AM
VA6107797 | GE | MPN | YR | RT | Y | WL001 | RW001 | RAW TAP | WHITEHALL ASSOCIATES LC | WELL |  | 1 | 2/4/1998 12:00:00 AM
VA6107801 | TC | TC | QT | RT | Y | DS001 | TCR01 |  | WHITE CASTLE VENUE LLC | DISTRIBUTION SYSTEM |  | 1 | 3/11/2025 12:00:00 AM
VA6107801 | GE | NIT | YR | RT | Y | EP001 | EP001 | ENTRY POINT | WHITE CASTLE VENUE LLC | ENTRY POINT |  | 1 | 3/11/2025 12:00:00 AM
VA6107801 | GE | MPN | QT | RT | Y | WL001 | RW001 | RAW TAP PRIOR TO TREATMENT | WHITE CASTLE VENUE LLC | WELL 1 |  | 1 | 3/11/2025 12:00:00 AM
VA6107950 | TC | TC | MN | RT | Y | DS001 | TCR01 |  | 48 FIELDS | 48 FIELDS DISTRIBUTION SYSTEM |  | 3 | 6/22/2022 12:00:00 AM
VA6107950 | GE | MPN | YR | RT | Y | WL001 | RW001 | WELL TAP IN BASEMENT | 48 FIELDS | 2019 WELL |  | 1 | 6/22/2022 12:00:00 AM
VA6113100 | TC | TC | MN | RT | Y | DS001 | TCR01 |  | ACHSAH ACRES | DISTRIBUTION SYSTEM |  | 3 | 6/24/1977 12:00:00 AM
VA6113100 | GE | MPN | YR | RT | Y | WL001 | RW001 | WELL #1 DIS LINE | ACHSAH ACRES | WELL #1 |  | 1 | 6/24/1977 12:00:00 AM
VA6113100 | GE | MPN | YR | RT | Y | WL002 | RW002 | WELL #2 DIS LINE | ACHSAH ACRES | WELL #2 |  | 1 | 6/24/1977 12:00:00 AM
VA6113100 | GE | MPN | YR | RT | Y | WL004 | RW004 | WELL #4 DIS LINE | ACHSAH ACRES | WELL #4 |  | 1 | 6/24/1977 12:00:00 AM
VA6113100 | GE | VOC | 3Y | RT | Y | EP002 | EP002 | ENTRY POINT- WELL 4 | ACHSAH ACRES | ENTRY POINT - WELL 4 |  | 1 | 1977-06-24
VA6113102 | TC | TC | QT | RT | Y | DS001 | TCR01 |  | EARLY MOUNTAIN VINEYARDS | DISTRIBUTION SYSTEM |  | 1 | 2/26/2009 12:00:00 AM
VA6113103 | TC | TC | QT | RT | Y | DS001 | TCR01 |  | BALD TOP BREWING COMPANY | BALD TOP BREWING DISTRIBUTION SYSTEM |  | 1 | 7/16/2020 12:00:00 AM
VA6113105 | TC | TC | QT | RT | Y | DS001 | TCR01 |  | RAPIDAN BAPTIST CAMP | DISTRIBUTION SYSTEM |  | 1 | 7/7/1978 12:00:00 AM
VA6113105 | GE | MPN | YR | RT | Y | WL001 | RW001 | RAW WATER TAP | RAPIDAN BAPTIST CAMP | DRILLED WELL |  | 1 | 7/7/1978 12:00:00 AM
VA6113107 | TC | TC | QT | RT | Y | DS001 | TCR01 |  | BLUE QUARTZ WINERY | DISTRIBUTION SYSTEM |  | 1 | 7/13/2019 12:00:00 AM
VA6113108 | TC | TC | QT | RT | Y | DS001 | TCR01 |  | BAVARIAN CHEF, THE | DISTRIBUTION SYSTEM |  | 1 | 12/10/2002 12:00:00 AM
VA6113111 | TC | TC | MN | RT | Y | DS001 | TCR01 |  | CAMP SHENANDOAH SPRINGS | DISTRIBUTION SYSTEM |  | 3 | 6/30/2003 12:00:00 AM
VA6113113 | TC | TC | QT | RT | Y | DS001 | TCR01 |  | GIOVANNA`S ITALIAN EATERY | DISTRIBUTION SYSTEM |  | 1 | 8/11/1998 12:00:00 AM
VA6113113 | GE | MPN | YR | RT | Y | WL001 | RW001 | RAW TAP | GIOVANNA`S ITALIAN EATERY | DRILLED WELL |  | 1 | 8/11/1998 12:00:00 AM
VA6113114 | TC | TC | MN | RT | Y | DS001 | TCR01 |  | POPLAR MOTEL AT GRAVES MOUNTAIN LODGE | POPLAR DS |  | 3 | 5/15/2011 12:00:00 AM
VA6113115 | PB | PBCU | 6M | RT | Y | DS001 | DS001 | LEAD COPPER SITE 01 | COPELEY FIELDS SUBDIVISION | DISTRIBUTION SYSTEM | FSD | 1 | 5/12/1997 12:00:00 AM
VA6113115 | PB | PBCU | 6M | RT | Y | DS001 | DS002 | LEAD COPPER SITE 02 | COPELEY FIELDS SUBDIVISION | DISTRIBUTION SYSTEM | FSD | 1 | 5/12/1997 12:00:00 AM
VA6113115 | PB | PBCU | 6M | RT | Y | DS001 | DS003 | LEAD COPPER SITE 03 | COPELEY FIELDS SUBDIVISION | DISTRIBUTION SYSTEM | FSD | 1 | 5/12/1997 12:00:00 AM
VA6113115 | PB | PBCU | 6M | RT | Y | DS001 | DS004 | LEAD COPPER SITE 04 | COPELEY FIELDS SUBDIVISION | DISTRIBUTION SYSTEM | FSD | 1 | 5/12/1997 12:00:00 AM
VA6113115 | PB | PBCU | 6M | RT | Y | DS001 | DS005 | LEAD COPPER SITE 05 | COPELEY FIELDS SUBDIVISION | DISTRIBUTION SYSTEM | FSD | 1 | 5/12/1997 12:00:00 AM
VA6113115 | TC | TC | MN | RT | Y | DS001 | TCR01 |  | COPELEY FIELDS SUBDIVISION | DISTRIBUTION SYSTEM |  | 3 | 5/12/1997 12:00:00 AM
VA6113123 | TC | TC | QT | RT | Y | DS001 | TCR01 |  | GRAVES MOUNTAIN CAMPGROUND | GM CAMPGROUND DISTRIBUTION SYSTEM |  | 1 | 4/2/2015 12:00:00 AM
VA6113123 | GE | MPN | YR | RT | Y | WL001 | RW001 | RAW WATER TAP | GRAVES MOUNTAIN CAMPGROUND | GM CAMPGROUND WELL 1 |  | 1 | 4/2/2015 12:00:00 AM
VA6113130 | TC | TC | MN | RT | Y | DS001 | TCR01 |  | FELLOWSHIP BAPTIST | FELLOWSHIP BAPTIST |  | 3 | 8/12/2021 12:00:00 AM
VA6113136 | TC | TC | QT | RT | Y | DS001 | TCR01 |  | GRAVES MOUNTAIN LODGE | GRAVES MOUNTAIN LODGE DISTRIBUTION |  | 1 | 3/6/2003 12:00:00 AM
VA6113136 | GE | MPN | YR | RT | Y | WL003 | RW003 | WELL DISCHARGE LINE | GRAVES MOUNTAIN LODGE | WELL 3 |  | 1 | 3/6/2003 12:00:00 AM
VA6113160 | PB | PBCU | 3Y | RT | Y | DS001 | DS001 | LCR SITE 01 - BAKER | HAPPY HILLS SUBDIVISION | DISTRIBUTION SYSTEM | FSD | 1 | 12/1/1979 12:00:00 AM
VA6113160 | PB | PBCU | 3Y | RT | Y | DS001 | DS002 | LCR SITE 02 - GOOD | HAPPY HILLS SUBDIVISION | DISTRIBUTION SYSTEM | FSD | 1 | 12/1/1979 12:00:00 AM
VA6113160 | PB | PBCU | 3Y | RT | Y | DS001 | DS003 | LCR SITE 03 - KEELEY | HAPPY HILLS SUBDIVISION | DISTRIBUTION SYSTEM | FSD | 1 | 12/1/1979 12:00:00 AM
VA6113160 | PB | PBCU | 3Y | RT | Y | DS001 | DS004 | LCR SITE 04 - SISK | HAPPY HILLS SUBDIVISION | DISTRIBUTION SYSTEM | FSD | 1 | 12/1/1979 12:00:00 AM
VA6113160 | PB | PBCU | 3Y | RT | Y | DS001 | DS005 | LCR SITE 05 - SHIFFL | HAPPY HILLS SUBDIVISION | DISTRIBUTION SYSTEM | FSD | 1 | 12/1/1979 12:00:00 AM
VA6113160 | TC | TC | MN | RT | Y | DS001 | TCR01 |  | HAPPY HILLS SUBDIVISION | DISTRIBUTION SYSTEM |  | 3 | 12/1/1979 12:00:00 AM
VA6113165 | TC | TC | MN | RT | Y | DS001 | TCR01 |  | HARTLAND INSTITUTE | HARTLAND INSTITUTE DISTRIBUTION |  | 3 | 8/30/1990 12:00:00 AM
VA6113165 | GE | MPN | YR | RT | Y | WL001 | RW001 | WELL 1B | HARTLAND INSTITUTE | WELL 1B |  | 1 | 8/30/1990 12:00:00 AM
VA6113165 | GE | ICMT | 3Y | RT | Y | EP001 | EP001 | ENTRY POINT- WELL 1B | HARTLAND INSTITUTE | ENTRY POINT - WELL 1B |  | 1 | 1990-08-30
VA6113165 | GE | RADA | 6Y | RT | Y | EP001 | EP001 | ENTRY POINT- WELL 1B | HARTLAND INSTITUTE | ENTRY POINT - WELL 1B |  | 1 | 1990-08-30
VA6113165 | GE | VOC | 3Y | RT | Y | EP001 | EP001 | ENTRY POINT- WELL 1B | HARTLAND INSTITUTE | ENTRY POINT - WELL 1B |  | 1 | 1990-08-30
VA6113166 | TC | TC | QT | RT | Y | DS001 | TCR01 |  | JAGS MARKET AND DELI | DISTRIBUTION SYSTEM |  | 1 | 11/18/2024 12:00:00 AM
VA6113166 | GE | NIT | YR | RT | Y | EP001 | EP001 | ENTRY POINT | JAGS MARKET AND DELI | ENTRY POINT |  | 1 | 11/18/2024 12:00:00 AM
VA6113166 | GE | MPN | YR | RT | Y | WL001 | RW001 | WELL 1 RAW WATER TAP | JAGS MARKET AND DELI | WELL 1 |  | 1 | 11/18/2024 12:00:00 AM
VA6113169 | TC | TC | MN | RT | Y |  |  |  | OAK GROVE MENNONITE CHURCH |  |  | 3 | 12/18/2024 12:00:00 AM
VA6113170 | PB | PBCU | 3Y | RT | Y | DS001 | DS001 | 3219 MEANDER RUN DRIVE | OAK PARK SUBDIVISION | DISTRIBUTION SYSTEM | FSD | 1 | 6/15/1979 12:00:00 AM
VA6113170 | PB | PBCU | 3Y | RT | Y | DS001 | DS004 | 3165 MEANDER RUN ROAD | OAK PARK SUBDIVISION | DISTRIBUTION SYSTEM | FSD | 1 | 6/15/1979 12:00:00 AM
VA6113170 | PB | PBCU | 3Y | RT | Y | DS001 | DS005 | 1582 FORDS SHOP ROAD | OAK PARK SUBDIVISION | DISTRIBUTION SYSTEM | FSD | 1 | 6/15/1979 12:00:00 AM
VA6113170 | PB | PBCU | 3Y | RT | Y | DS001 | DS007 | 3147 MEANDER RUN ROAD | OAK PARK SUBDIVISION | DISTRIBUTION SYSTEM | FSD | 1 | 6/15/1979 12:00:00 AM
VA6113170 | PB | PBCU | 3Y | RT | Y | DS001 | DS008 | 1512 FORDS SHOP ROAD | OAK PARK SUBDIVISION | DISTRIBUTION SYSTEM | FSD | 1 | 6/15/1979 12:00:00 AM
VA6113170 | TC | TC | MN | RT | Y | DS001 | TCR01 |  | OAK PARK SUBDIVISION | DISTRIBUTION SYSTEM |  | 3 | 6/15/1979 12:00:00 AM
VA6113170 | GE | MPN | YR | RT | Y | WL001 | RW001 | WELLHEAD #1 | OAK PARK SUBDIVISION | WELL #1 |  | 1 | 6/15/1979 12:00:00 AM
VA6113170 | GE | MPN | YR | RT | Y | WL002 | RW002 | WELLHEAD #2 | OAK PARK SUBDIVISION | WELL #2 |  | 1 | 6/15/1979 12:00:00 AM
VA6113184 | TC | TC | QT | RT | Y | DS001 | TCR01 |  | MADISON COUNTY SCHOOL BOARD | DISTRIBUTION SYSTEM |  | 1 | 7/31/2020 12:00:00 AM
VA6113189 | TC | TC | QT | RT | Y | DS001 | TCR01 |  | PRINCE MICHEL VINEYARD & WINERY | PRINCE MICHEL VINEYARD |  | 1 | 7/1/2013 12:00:00 AM
VA6113189 | GE | MPN | YR | RT | Y | WL002 | RW002 | WELL 2 | PRINCE MICHEL VINEYARD & WINERY | WELL 2 |  | 1 | 7/1/2013 12:00:00 AM
VA6113190 | TC | TC | QT | RT | Y | DS001 | TCR01 |  | INN AT MEANDER PLANTATION, THE | DISTRIBUTION SYSTEM |  | 1 | 1/1/2023 12:00:00 AM
VA6113190 | GE | NIT | YR | RT | Y | EP001 | EP001 | TAP AFTER STORAGE | INN AT MEANDER PLANTATION, THE | ENTRY POINT |  | 1 | 1/1/2023 12:00:00 AM
VA6113190 | GE | MPN | YR | RT | Y | WL001 | RW001 | RAW TAP | INN AT MEANDER PLANTATION, THE | WELL |  | 1 | 1/1/2023 12:00:00 AM
VA6113195 | TC | TC | MN | RT | Y | DS001 | TCR01 |  | ROLLING BROOK MOBILE HOME PARK | ROLLING BROOK MHP DISTRIBUTION |  | 3 | 3/10/1980 12:00:00 AM
VA6113200 | GE | THH5 | QT | RT | Y | DS001 | DBP01 | PLOW AND HEARTH | MADISON, TOWN OF | DISTRIBUTION SYSTEM |  | 1 | 11/2/1990 12:00:00 AM
VA6113200 | TC | TC | MN | RT | Y | DS001 | TCR01 |  | MADISON, TOWN OF | DISTRIBUTION SYSTEM |  | 3 | 11/2/1990 12:00:00 AM
VA6113200 | GE | TOCA | QT | RT | Y | TOCR01 | RW001 | RAW WATER TOC-ALK | MADISON, TOWN OF | RAW WATER TOC-ALK |  | 1 | 11/2/1990 12:00:00 AM
VA6113200 | GE | TOC | QT | RT | Y | TP001 | UP001 | COMBINED FILTER EFF | MADISON, TOWN OF | MADISON WTP |  | 1 | 11/2/1990 12:00:00 AM
VA6113225 | TC | TC | QT | RT | Y | DS001 | TCR01 |  | MADISON TASTEE FREEZ | DISTRIBUTION SYSTEM |  | 1 | 1/1/1901 12:00:00 AM
VA6113265 | PB | PBCU | 3Y | RT | Y | DS001 | DS001 | MENS DORM KITCHEN | MOUNTAIN VIEW NURSING HOME | DISTRIBUTION SYSTEM | FSD | 1 | 6/17/1991 12:00:00 AM
VA6113265 | PB | PBCU | 3Y | RT | Y | DS001 | DS002 | MENS PUBLIC RESTRM | MOUNTAIN VIEW NURSING HOME | DISTRIBUTION SYSTEM | FSD | 1 | 6/17/1991 12:00:00 AM
VA6113265 | PB | PBCU | 3Y | RT | Y | DS001 | DS003 | ROOM #1 | MOUNTAIN VIEW NURSING HOME | DISTRIBUTION SYSTEM | FSD | 1 | 6/17/1991 12:00:00 AM
VA6113265 | PB | PBCU | 3Y | RT | Y | DS001 | DS004 | STAFF LIVING RESTRM | MOUNTAIN VIEW NURSING HOME | DISTRIBUTION SYSTEM | FSD | 1 | 6/17/1991 12:00:00 AM
VA6113265 | PB | PBCU | 3Y | RT | Y | DS001 | DS005 | STAFF KITCHEN | MOUNTAIN VIEW NURSING HOME | DISTRIBUTION SYSTEM | FSD | 1 | 6/17/1991 12:00:00 AM
VA6113265 | TC | TC | MN | RT | Y | DS001 | TCR01 |  | MOUNTAIN VIEW NURSING HOME | DISTRIBUTION SYSTEM |  | 3 | 6/17/1991 12:00:00 AM
VA6113265 | GE | MPN | YR | RT | Y | WL002 | RW002 | RAW TAP | MOUNTAIN VIEW NURSING HOME | WELL 2 |  | 1 | 6/17/1991 12:00:00 AM
VA6113265 | GE | MPN | YR | RT | Y | WL003 | RW003 | WELL DISCHARGE LINE | MOUNTAIN VIEW NURSING HOME | WELL 3 |  | 1 | 6/17/1991 12:00:00 AM
VA6113300 | GE | THH5 | YR | RT | Y | DS001 | DBP02 | HOUSE #67 | WOODBERRY FOREST SCHOOL | DISTRIBUTION SYSTEM |  | 1 | 6/30/1987 12:00:00 AM
VA6113300 | PB | PBCU | 3Y | RT | Y | DS001 | DS001 | LEAD COPPER SITE 01 | WOODBERRY FOREST SCHOOL | DISTRIBUTION SYSTEM | FSD | 1 | 6/30/1987 12:00:00 AM
VA6113300 | PB | PBCU | 3Y | RT | Y | DS001 | DS003 | LEAD COPPER SITE 03 | WOODBERRY FOREST SCHOOL | DISTRIBUTION SYSTEM | FSD | 1 | 6/30/1987 12:00:00 AM
VA6113300 | PB | PBCU | 3Y | RT | Y | DS001 | DS004 | LEAD COPPER SITE 04 | WOODBERRY FOREST SCHOOL | DISTRIBUTION SYSTEM | FSD | 1 | 6/30/1987 12:00:00 AM
VA6113300 | PB | PBCU | 3Y | RT | Y | DS001 | DS007 | LEAD COPPER SITE 07 | WOODBERRY FOREST SCHOOL | DISTRIBUTION SYSTEM | FSD | 1 | 6/30/1987 12:00:00 AM
VA6113300 | PB | PBCU | 3Y | RT | Y | DS001 | DS010 | LEAD COPPER SITE 10 | WOODBERRY FOREST SCHOOL | DISTRIBUTION SYSTEM | FSD | 1 | 6/30/1987 12:00:00 AM
VA6113300 | PB | PBCU | 3Y | RT | Y | DS001 | DS012 | LEAD COPPER SITE 12 | WOODBERRY FOREST SCHOOL | DISTRIBUTION SYSTEM | FSD | 1 | 6/30/1987 12:00:00 AM
VA6113300 | PB | PBCU | 3Y | RT | Y | DS001 | DS013 | LEAD COPPER SITE 13 | WOODBERRY FOREST SCHOOL | DISTRIBUTION SYSTEM | FSD | 1 | 6/30/1987 12:00:00 AM
VA6113300 | PB | PBCU | 3Y | RT | Y | DS001 | DS014 | LEAD COPPER SITE 14 | WOODBERRY FOREST SCHOOL | DISTRIBUTION SYSTEM | FSD | 1 | 6/30/1987 12:00:00 AM
VA6113300 | PB | PBCU | 3Y | RT | Y | DS001 | DS017 | LEAD COPPER SITE 17 | WOODBERRY FOREST SCHOOL | DISTRIBUTION SYSTEM | FSD | 1 | 6/30/1987 12:00:00 AM
VA6113300 | PB | PBCU | 3Y | RT | Y | DS001 | DS020 | LEAD COPPER SITE 20 | WOODBERRY FOREST SCHOOL | DISTRIBUTION SYSTEM | FSD | 1 | 6/30/1987 12:00:00 AM
VA6113300 | TC | TC | MN | RT | Y | DS001 | TCR01 |  | WOODBERRY FOREST SCHOOL | DISTRIBUTION SYSTEM |  | 3 | 6/30/1987 12:00:00 AM
VA6113300 | GE | MPN | YR | RT | Y | WL006 | RW006 | RAW WATER TAP | WOODBERRY FOREST SCHOOL | WELL NO 6 |  | 1 | 6/30/1987 12:00:00 AM
VA6113300 | GE | MPN | YR | RT | Y | WL007 | RW007 | RAW WATER TAP | WOODBERRY FOREST SCHOOL | WELL NO 7 |  | 1 | 6/30/1987 12:00:00 AM
VA6113345 | TC | TC | QT | RT | Y | DS001 | TCR01 |  | SEVENOAKS RETREAT CENTER | DISTRIBUTION SYSTEM |  | 1 | 2/4/1998 12:00:00 AM
VA6113345 | GE | MPN | YR | RT | Y | WL001 | RW001 | WELL 1, TAP RIGHT AFTER METER | SEVENOAKS RETREAT CENTER | WELL 1 |  | 1 | 2/4/1998 12:00:00 AM
VA6113345 | GE | MPN | YR | RT | Y | WL003 | RW003 | WELL 3, TAP IN WELL 3 PUMPHOUSE | SEVENOAKS RETREAT CENTER | WELL 3 |  | 1 | 2/4/1998 12:00:00 AM
VA6113500 | PB | PBCU | 3Y | RT | Y | DS001 | LCR01 | 78 RESETTLEMENT COURT | VALLEY VIEW | DISTRIBUTION SYSTEM | FSD | 1 | 12/1/1979 12:00:00 AM
VA6113500 | PB | PBCU | 3Y | RT | Y | DS001 | LCR03 | 83 RESETTLEMENT COURT | VALLEY VIEW | DISTRIBUTION SYSTEM | FSD | 1 | 12/1/1979 12:00:00 AM
VA6113500 | PB | PBCU | 3Y | RT | Y | DS001 | LCR04 | 62 RESETTLEMENT COURT | VALLEY VIEW | DISTRIBUTION SYSTEM | FSD | 1 | 12/1/1979 12:00:00 AM
VA6113500 | PB | PBCU | 3Y | RT | Y | DS001 | LCR06 | 400 RESETTLEMENT COURT | VALLEY VIEW | DISTRIBUTION SYSTEM | FSD | 1 | 12/1/1979 12:00:00 AM
VA6113500 | PB | PBCU | 3Y | RT | Y | DS001 | LCR12 | 110 RESETTLEMENT | VALLEY VIEW | DISTRIBUTION SYSTEM | FSD | 1 | 12/1/1979 12:00:00 AM
VA6113500 | TC | TC | MN | RT | Y | DS001 | TCR01 |  | VALLEY VIEW | DISTRIBUTION SYSTEM |  | 3 | 12/1/1979 12:00:00 AM
VA6113500 | GE | MPN | YR | RT | Y | WL001 | RW001 | RAW WATER TAP | VALLEY VIEW | DRILLED WELL |  | 1 | 12/1/1979 12:00:00 AM
VA6113500 | GE | THH5 | 3Y | RT | Y | DS001 | DBP01 | 42 RESETTLEMENT CT | VALLEY VIEW | DISTRIBUTION SYSTEM |  | 1 | 1979-12-01
VA6113900 | TC | TC | QT | RT | Y | DS001 | TCR01 |  | VORTEX, LLC | DISTRIBUTION SYSTEM |  | 1 | 4/10/2025 12:00:00 AM
VA6137001 | TC | TC | MN | RT | Y | DS001 | TCR01 |  | AEROJET ROCKETDYNE | DISTRIBUTION SYSTEM |  | 3 | 7/13/1990 12:00:00 AM
VA6137001 | GE | MPN | YR | RT | Y | WL004 | RW004 | RAW WATER TAP | AEROJET ROCKETDYNE | WELL 4 |  | 1 | 7/13/1990 12:00:00 AM
VA6137001 | GE | THH5 | 3Y | RT | Y | DS001 | DBP01 | BUILDING 108, EXTERIOR FAUCET | AEROJET ROCKETDYNE | DISTRIBUTION SYSTEM |  | 1 | 1990-07-13
VA6137003 | PB | PBCU | 3Y | RT | Y | DS001 | DS001 | COFFEE SHOP | LOCUST GROVE TOWN CENTER | DISTRIBUTION SYSTEM | FSD | 1 | 6/11/2003 12:00:00 AM
VA6137003 | PB | PBCU | 3Y | RT | Y | DS001 | DS002 | GRAZE STEAK HOUSE | LOCUST GROVE TOWN CENTER | DISTRIBUTION SYSTEM | FSD | 1 | 6/11/2003 12:00:00 AM
VA6137003 | PB | PBCU | 3Y | RT | Y | DS001 | DS003 | HONG KONG RESTAURANT | LOCUST GROVE TOWN CENTER | DISTRIBUTION SYSTEM | FSD | 1 | 6/11/2003 12:00:00 AM
VA6137003 | PB | PBCU | 3Y | RT | Y | DS001 | DS004 | THE MARKET | LOCUST GROVE TOWN CENTER | DISTRIBUTION SYSTEM | FSD | 1 | 6/11/2003 12:00:00 AM
VA6137003 | PB | PBCU | 3Y | RT | Y | DS001 | DS005 | MAMAS PIZZA | LOCUST GROVE TOWN CENTER | DISTRIBUTION SYSTEM | FSD | 1 | 6/11/2003 12:00:00 AM
VA6137003 | TC | TC | MN | RT | Y | DS001 | TCR01 |  | LOCUST GROVE TOWN CENTER | DISTRIBUTION SYSTEM |  | 3 | 6/11/2003 12:00:00 AM
VA6137020 | PB | PBCU | YR | RT | Y | DS001 | DS001 | BREAK ROOM KITCHEN | BATTLEFIELD FARMS | DISTRIBUTION SYSTEM | FSD | 1 | 1/23/2002 12:00:00 AM
VA6137020 | PB | PBCU | YR | RT | Y | DS001 | DS002 | OFFICE KITCHEN | BATTLEFIELD FARMS | DISTRIBUTION SYSTEM | FSD | 1 | 1/23/2002 12:00:00 AM
VA6137020 | PB | PBCU | YR | RT | Y | DS001 | DS004 | MEN'S LAV. OFFICE | BATTLEFIELD FARMS | DISTRIBUTION SYSTEM | FSD | 1 | 1/23/2002 12:00:00 AM
VA6137020 | PB | PBCU | YR | RT | Y | DS001 | DS005 | WOMEN'S LAV. OFFICE | BATTLEFIELD FARMS | DISTRIBUTION SYSTEM | FSD | 1 | 1/23/2002 12:00:00 AM
VA6137020 | PB | PBCU | YR | RT | Y | DS001 | DS006 | HALL WATER FOUNTAIN | BATTLEFIELD FARMS | DISTRIBUTION SYSTEM | FSD | 1 | 1/23/2002 12:00:00 AM
VA6137020 | TC | TC | MN | RT | Y | DS001 | TCR01 |  | BATTLEFIELD FARMS | DISTRIBUTION SYSTEM |  | 3 | 1/23/2002 12:00:00 AM
VA6137020 | GE | NIT | QT | RT | Y | EP001 | EP001 | TAP AFTER STORAGE | BATTLEFIELD FARMS | ENTRY POINT |  | 1 | 1/23/2002 12:00:00 AM
VA6137105 | TC | TC | QT | RT | Y | DS001 | TCR01 |  | GARLAND HOLDINGS LLC | DISTRIBUTION SYSTEM |  | 1 | 4/1/2017 12:00:00 AM
VA6137120 | TC | TC | MN | RT | Y | DS001 | TCR01 |  | RSA ROUTE 20 | DISTRIBUTION SYSTEM |  | 3 | 11/28/1978 12:00:00 AM
VA6137120 | GE | MPN | YR | RT | Y | WL001 | RW001 | RAW TAP WELL #1 (PORTER RD) | RSA ROUTE 20 | WELL #1 (PORTER RD) |  | 1 | 11/28/1978 12:00:00 AM
VA6137120 | GE | MPN | YR | RT | Y | WL002 | RW002 | RAW TAP WELL #2 (MAY LANE) | RSA ROUTE 20 | WELL #2 (MAY LANE) |  | 1 | 11/28/1978 12:00:00 AM
VA6137120 | GE | ICMT | 3Y | RT | Y | EP002 | EP002 | ENTRY POINT WELL #2 (MAY LANE) | RSA ROUTE 20 | ENTRY POINT WELL #2 (MAY LANE) |  | 1 | 1978-11-28
VA6137167 | TC | TC | QT | RT | Y | DS001 | TCR01 |  | MEADOWS FARMS GOLF COURSE | DISTRIBUTION SYSTEM |  | 1 | 3/6/2003 12:00:00 AM
VA6137170 | TC | TC | MN | RT | Y | DS001 | TCR01 |  | FOOTHILLS PROPERTY (5361 SPOTSWOOD TRL) | DISTRIBUTION SYSTEM |  | 3 | 10/27/2022 12:00:00 AM
VA6137170 | GE | MPN | YR | RT | Y | WL001 | RW001 | UNTREATED WATER TAP (UV IN BYPASS) | FOOTHILLS PROPERTY (5361 SPOTSWOOD TRL) | WELL |  | 1 | 10/27/2022 12:00:00 AM
VA6137210 | PB | PBCU | 3Y | RT | Y | DS001 | DS001 | KITCHEN | LIGHTFOOT ELEM SCHOOL | DISTRIBUTION SYSTEM | FSD | 1 | 9/9/1991 12:00:00 AM
VA6137210 | PB | PBCU | 3Y | RT | Y | DS001 | DS002 | ROOM 27 | LIGHTFOOT ELEM SCHOOL | DISTRIBUTION SYSTEM | FSD | 1 | 9/9/1991 12:00:00 AM
VA6137210 | PB | PBCU | 3Y | RT | Y | DS001 | DS003 | ANNEX HALL SINK BY ROOM 3 | LIGHTFOOT ELEM SCHOOL | DISTRIBUTION SYSTEM | FSD | 1 | 9/9/1991 12:00:00 AM
VA6137210 | PB | PBCU | 3Y | RT | Y | DS001 | DS004 | ROOM 12 | LIGHTFOOT ELEM SCHOOL | DISTRIBUTION SYSTEM | FSD | 1 | 9/9/1991 12:00:00 AM
VA6137210 | PB | PBCU | 3Y | RT | Y | DS001 | DS005 | GYM WATERCOOLER | LIGHTFOOT ELEM SCHOOL | DISTRIBUTION SYSTEM | FSD | 1 | 9/9/1991 12:00:00 AM
VA6137210 | TC | TC | MN | RT | Y | DS001 | TCR01 |  | LIGHTFOOT ELEM SCHOOL | DISTRIBUTION SYSTEM |  | 3 | 9/9/1991 12:00:00 AM
VA6137210 | GE | MPN | YR | RT | Y | WL001 | RW001 | RAW WATER TAP | LIGHTFOOT ELEM SCHOOL | WELL #1 |  | 1 | 9/9/1991 12:00:00 AM
VA6137212 | GE | THH5 | YR | RT | Y | DS001 | DBP01 | RM. #128: MAX RESIDENCE TIME | LOCUST GROVE PRIMARY-ELEMENTARY SCHOOL | DISTRIBUTION SYSTEM |  | 1 | 3/4/1991 12:00:00 AM
VA6137212 | PB | PBCU | 3Y | RT | Y | DS001 | DS001 | ELEM - KITCHEN SINK | LOCUST GROVE PRIMARY-ELEMENTARY SCHOOL | DISTRIBUTION SYSTEM | FSD | 1 | 3/4/1991 12:00:00 AM
VA6137212 | PB | PBCU | 3Y | RT | Y | DS001 | DS002 | ELEM RM 128 SINK | LOCUST GROVE PRIMARY-ELEMENTARY SCHOOL | DISTRIBUTION SYSTEM | FSD | 1 | 3/4/1991 12:00:00 AM
VA6137212 | PB | PBCU | 3Y | RT | Y | DS001 | DS003 | ELEM COPY ROOM SINK | LOCUST GROVE PRIMARY-ELEMENTARY SCHOOL | DISTRIBUTION SYSTEM | FSD | 1 | 3/4/1991 12:00:00 AM
VA6137212 | PB | PBCU | 3Y | RT | Y | DS001 | DS004 | ELEM BOYS BY RM 81 | LOCUST GROVE PRIMARY-ELEMENTARY SCHOOL | DISTRIBUTION SYSTEM | FSD | 1 | 3/4/1991 12:00:00 AM
VA6137212 | PB | PBCU | 3Y | RT | Y | DS001 | DS005 | ELEM BOYS BY RM 59 | LOCUST GROVE PRIMARY-ELEMENTARY SCHOOL | DISTRIBUTION SYSTEM | FSD | 1 | 3/4/1991 12:00:00 AM
VA6137212 | PB | PBCU | 3Y | RT | Y | DS001 | DS006 | MID KITCHEN SINK | LOCUST GROVE PRIMARY-ELEMENTARY SCHOOL | DISTRIBUTION SYSTEM | FSD | 1 | 3/4/1991 12:00:00 AM
VA6137212 | PB | PBCU | 3Y | RT | Y | DS001 | DS007 | MID BOYS BY ART RM | LOCUST GROVE PRIMARY-ELEMENTARY SCHOOL | DISTRIBUTION SYSTEM | FSD | 1 | 3/4/1991 12:00:00 AM
VA6137212 | PB | PBCU | 3Y | RT | Y | DS001 | DS008 | MID BOYS BY RESOURC | LOCUST GROVE PRIMARY-ELEMENTARY SCHOOL | DISTRIBUTION SYSTEM | FSD | 1 | 3/4/1991 12:00:00 AM
VA6137212 | PB | PBCU | 3Y | RT | Y | DS001 | DS009 | MID BOYS BY COMP RM | LOCUST GROVE PRIMARY-ELEMENTARY SCHOOL | DISTRIBUTION SYSTEM | FSD | 1 | 3/4/1991 12:00:00 AM
VA6137212 | PB | PBCU | 3Y | RT | Y | DS001 | DS010 | MID BOYS 2ND FL | LOCUST GROVE PRIMARY-ELEMENTARY SCHOOL | DISTRIBUTION SYSTEM | FSD | 1 | 3/4/1991 12:00:00 AM
VA6137212 | TC | TC | MN | RT | Y | DS001 | TCR01 |  | LOCUST GROVE PRIMARY-ELEMENTARY SCHOOL | DISTRIBUTION SYSTEM |  | 6 | 3/4/1991 12:00:00 AM
VA6137212 | GE | MPN | YR | RT | Y | WL001 | RW001 | WELL/WL001 | LOCUST GROVE PRIMARY-ELEMENTARY SCHOOL | WELL #1 |  | 1 | 3/4/1991 12:00:00 AM
VA6137228 | TC | TC | MN | RT | Y | DS001 | TCR01 |  | MONTPELIER- MANSION | DISTRIBUTION SYSTEM |  | 3 | 4/3/1991 12:00:00 AM
VA6137228 | GE | MPN | YR | RT | Y | WL002 | RW002 | RAW TAP, BEFORE TREATMENT | MONTPELIER- MANSION | WELL #2 - DRILLED 2018 |  | 1 | 4/3/1991 12:00:00 AM
VA6137300 | GE | THH5 | QT | RT | Y | DS001 | DBP01 | RT 15 (PREACHER) | RSA ROUTE 15 | DISTRIBUTION SYSTEM |  | 1 | 6/24/1977 12:00:00 AM
VA6137300 | PB | PBCU | 3Y | RT | Y | DS001 | DS001 | LEAD COPPER SITE 01 | RSA ROUTE 15 | DISTRIBUTION SYSTEM | FSD | 1 | 6/24/1977 12:00:00 AM
VA6137300 | PB | PBCU | 3Y | RT | Y | DS001 | DS002 | LEAD COPPER SITE 02 | RSA ROUTE 15 | DISTRIBUTION SYSTEM | FSD | 1 | 6/24/1977 12:00:00 AM
VA6137300 | PB | PBCU | 3Y | RT | Y | DS001 | DS003 | LEAD COPPER SITE 03 | RSA ROUTE 15 | DISTRIBUTION SYSTEM | FSD | 1 | 6/24/1977 12:00:00 AM
VA6137300 | PB | PBCU | 3Y | RT | Y | DS001 | DS004 | LEAD COPPER SITE 04 | RSA ROUTE 15 | DISTRIBUTION SYSTEM | FSD | 1 | 6/24/1977 12:00:00 AM
VA6137300 | PB | PBCU | 3Y | RT | Y | DS001 | DS005 | LEAD COPPER SITE 05 | RSA ROUTE 15 | DISTRIBUTION SYSTEM | FSD | 1 | 6/24/1977 12:00:00 AM
VA6137300 | TC | TC | MN | RT | Y | DS001 | TCR01 |  | RSA ROUTE 15 | DISTRIBUTION SYSTEM |  | 3 | 6/24/1977 12:00:00 AM
VA6137321 | TC | TC | MN | RT | Y | DS001 | TCR01 |  | SOMERSET FARMS GOLF COURSE | DISTRIBUTION SYSTEM |  | 3 | 8/26/2013 12:00:00 AM
VA6137325 | TC | TC | QT | RT | Y | DS001 | TCR01 |  | PALLADIO RESTAURANT | DISTRIBUTION SYSTEM |  | 1 | 2/25/2000 12:00:00 AM
VA6137325 | GE | MPN | YR | RT | Y | WL001 | RW001 | RAW WATER TAP | PALLADIO RESTAURANT | WELL (DRLD 1999) |  | 1 | 2/25/2000 12:00:00 AM
VA6137370 | PB | PBCU | 3Y | RT | Y | DS001 | DS001 | KITCHEN | UNIONVILLE ELEMENTARY SCHOOL | DISTRIBUTION SYSTEM | FSD | 1 | 9/9/1991 12:00:00 AM
VA6137370 | PB | PBCU | 3Y | RT | Y | DS001 | DS002 | ROOM 5 | UNIONVILLE ELEMENTARY SCHOOL | DISTRIBUTION SYSTEM | FSD | 1 | 9/9/1991 12:00:00 AM
VA6137370 | PB | PBCU | 3Y | RT | Y | DS001 | DS003 | ANNEX SINK BY A3 | UNIONVILLE ELEMENTARY SCHOOL | DISTRIBUTION SYSTEM | FSD | 1 | 9/9/1991 12:00:00 AM
VA6137370 | PB | PBCU | 3Y | RT | Y | DS001 | DS004 | ROOM 15 SINK | UNIONVILLE ELEMENTARY SCHOOL | DISTRIBUTION SYSTEM | FSD | 1 | 9/9/1991 12:00:00 AM
VA6137370 | PB | PBCU | 3Y | RT | Y | DS001 | DS005 | ROOM 13 SINK | UNIONVILLE ELEMENTARY SCHOOL | DISTRIBUTION SYSTEM | FSD | 1 | 9/9/1991 12:00:00 AM
VA6137370 | TC | TC | MN | RT | Y | DS001 | TCR01 |  | UNIONVILLE ELEMENTARY SCHOOL | DISTRIBUTION SYSTEM |  | 3 | 9/9/1991 12:00:00 AM
VA6137370 | GE | MPN | YR | RT | Y | WL001 | RW001 | WELL/WL001 | UNIONVILLE ELEMENTARY SCHOOL | WELL #1 |  | 1 | 9/9/1991 12:00:00 AM
VA6137400 | GE | TTHM | QT | RT | Y | DS001 | DBP04 | 584 JAMES MADISON HWY, MIGHTY MART | GORDONSVILLE, TOWN OF | DISTRIBUTION SYSTEM |  | 1 | 11/1/1980 12:00:00 AM
VA6137400 | GE | HAA5 | QT | RT | Y | DS001 | DBP05 | HYDRANT AT CHARLES ST & LEE ST | GORDONSVILLE, TOWN OF | DISTRIBUTION SYSTEM |  | 1 | 11/1/1980 12:00:00 AM
VA6137400 | TC | TC | MN | RT | Y | DS001 | TCR01 |  | GORDONSVILLE, TOWN OF | DISTRIBUTION SYSTEM |  | 6 | 11/1/1980 12:00:00 AM
VA6137500 | GE | THH5 | QT | RT | Y | DS001 | DBP01 | DAISY DRIVE - OLD IDSE SITE 2 | ORANGE, TOWN OF | DISTRIBUTION SYSTEM |  | 1 | 12/12/1969 12:00:00 AM
VA6137500 | GE | THH5 | QT | RT | Y | DS001 | DBP02 | 122 BOXLEY LANE-OLD IDSE 4 | ORANGE, TOWN OF | DISTRIBUTION SYSTEM |  | 1 | 12/12/1969 12:00:00 AM
VA6137500 | TC | TC | MN | RT | Y | DS001 | TCR01 |  | ORANGE, TOWN OF | DISTRIBUTION SYSTEM |  | 18 | 12/12/1969 12:00:00 AM
VA6137500 | GE | FL2 | MN | ST | N | EP001 | EP001 | FINISHED WATER TAP | ORANGE, TOWN OF | ENTRY POINT |  | 3 | 12/12/1969 12:00:00 AM
VA6137500 | GE | TOCA | QT | RT | Y | TOCR1 | RW001 | RAW WATER TOC-ALK | ORANGE, TOWN OF | RAW WATER TOC-ALK |  | 1 | 12/12/1969 12:00:00 AM
VA6137500 | GE | TOC | QT | RT | Y | TP001 | UP001 | COMBINED FILTER EFF | ORANGE, TOWN OF | ORANGE WTP |  | 1 | 12/12/1969 12:00:00 AM
VA6137515 | TC | TC | QT | RT | Y | DS001 | TCR01 |  | WILLOW GROVE INN AND RESTAURANT | WILLOW GROVE INN AND RESTAURANT |  | 1 | 8/23/2010 12:00:00 AM
VA6137515 | GE | MPN | YR | RT | Y | WL001 | RW001 | WELL 1 TAP BEFORE TREATMENT | WILLOW GROVE INN AND RESTAURANT | WELL 1 (IN BUSHES) |  | 1 | 8/23/2010 12:00:00 AM
VA6137515 | GE | MPN | YR | RT | Y | WL002 | RW002 | WELL 2 TAP BEFORE TREATMENT | WILLOW GROVE INN AND RESTAURANT | WELL 2 (NEXT TO PUMPHOUSE) |  | 1 | 8/23/2010 12:00:00 AM
VA6137515 | GE | MPN | YR | RT | Y | WL003 | RW003 | WELL #3, TAP BEFORE TREATMENT | WILLOW GROVE INN AND RESTAURANT | WILLOW GROVE INN WELL #3 |  | 1 | 8/23/2010 12:00:00 AM
VA6137900 | PB | PBCU | 3Y | RT | Y | DS001 | DS002 | 18100 WOLFTRAP CT | WOLFTRAP WOODS | DISTRIBUTION SYSTEM | FSD | 1 | 7/17/1997 12:00:00 AM
VA6137900 | PB | PBCU | 3Y | RT | Y | DS001 | DS006 | 18110 WOLFTRAP CT | WOLFTRAP WOODS | DISTRIBUTION SYSTEM | FSD | 1 | 7/17/1997 12:00:00 AM
VA6137900 | PB | PBCU | 3Y | RT | Y | DS001 | DS008 | 13438 COX MILL RD | WOLFTRAP WOODS | DISTRIBUTION SYSTEM | FSD | 1 | 7/17/1997 12:00:00 AM
VA6137900 | PB | PBCU | 3Y | RT | Y | DS001 | DS009 | 18119 WOLFTRAP CT | WOLFTRAP WOODS | DISTRIBUTION SYSTEM | FSD | 1 | 7/17/1997 12:00:00 AM
VA6137900 | PB | PBCU | 3Y | RT | Y | DS001 | DS010 | 18127 WOLFTRAP CT. | WOLFTRAP WOODS | DISTRIBUTION SYSTEM | FSD | 1 | 7/17/1997 12:00:00 AM
VA6137900 | TC | TC | MN | RT | Y | DS001 | TCR01 |  | WOLFTRAP WOODS | DISTRIBUTION SYSTEM |  | 3 | 7/17/1997 12:00:00 AM
VA6137900 | GE | MPN | YR | RT | Y | WL001 | RW001 | WELL SAMPLE TAP | WOLFTRAP WOODS | WELL 1 |  | 1 | 7/17/1997 12:00:00 AM
VA6137900 | GE | RADA | 6Y | RT | Y | EP001 | EP001 | TAP AFTER TREATMENT | WOLFTRAP WOODS | TAP AFTER STORAGE |  | 1 | 1997-07-17
VA6137900 | GE | THH5 | 3Y | RT | Y | DS001 | DBP01 | MAX RESIDENCE:13444 COX MILL RD | WOLFTRAP WOODS | DISTRIBUTION SYSTEM |  | 1 | 1997-07-17
VA6137910 | TC | TC | QT | RT | Y | DS001 | TCR01 |  | ELLWOOD MANOR - NPS | DISTRIBUTION SYSTEM |  | 1 | 10/20/2020 12:00:00 AM
VA6137999 | GE | THH5 | QT | RT | Y | DS001 | DS001 | RAMSAY | WILDERNESS | DISTRIBUTION SYSTEM |  | 1 | 10/31/1997 12:00:00 AM
VA6137999 | GE | THH5 | QT | RT | Y | DS001 | DS002 | LIBRARY | WILDERNESS | DISTRIBUTION SYSTEM |  | 1 | 10/31/1997 12:00:00 AM
VA6137999 | GE | THH5 | QT | RT | Y | DS001 | DS003 | WILDERNESS SHORES | WILDERNESS | DISTRIBUTION SYSTEM |  | 1 | 10/31/1997 12:00:00 AM
VA6137999 | GE | THH5 | QT | RT | Y | DS001 | DS004 | GERMANNA | WILDERNESS | DISTRIBUTION SYSTEM |  | 1 | 10/31/1997 12:00:00 AM
VA6137999 | PB | PBCU | 6M | RT | Y | DS001 | LC001 | 2310 LAKEVIEW PARKWAY | WILDERNESS | DISTRIBUTION SYSTEM | FSD | 1 | 10/31/1997 12:00:00 AM
VA6137999 | PB | PBCU | 6M | RT | Y | DS001 | LC002 | 35367 WILDERNESS SHORES WAY | WILDERNESS | DISTRIBUTION SYSTEM | FSD | 1 | 10/31/1997 12:00:00 AM
VA6137999 | PB | PBCU | 6M | RT | Y | DS001 | LC003 | 1503 LAKEVIEW PARKWAY | WILDERNESS | DISTRIBUTION SYSTEM | FSD | 1 | 10/31/1997 12:00:00 AM
VA6137999 | PB | PBCU | 6M | RT | Y | DS001 | LC004 | 35417 WILDERNESS SHORES WAY | WILDERNESS | DISTRIBUTION SYSTEM | FSD | 1 | 10/31/1997 12:00:00 AM
VA6137999 | PB | PBCU | 6M | RT | Y | DS001 | LC006 | 103 SAYLERS CREEK ROAD | WILDERNESS | DISTRIBUTION SYSTEM | FSD | 1 | 10/31/1997 12:00:00 AM
VA6137999 | PB | PBCU | 6M | RT | Y | DS001 | LC007 | 217 BEACHSIDE COVE | WILDERNESS | DISTRIBUTION SYSTEM | FSD | 1 | 10/31/1997 12:00:00 AM
VA6137999 | PB | PBCU | 6M | RT | Y | DS001 | LC008 | 130 MADISON CIRCLE | WILDERNESS | DISTRIBUTION SYSTEM | FSD | 1 | 10/31/1997 12:00:00 AM
VA6137999 | PB | PBCU | 6M | RT | Y | DS001 | LC009 | 4103 LAKEVIEW PARKWAY | WILDERNESS | DISTRIBUTION SYSTEM | FSD | 1 | 10/31/1997 12:00:00 AM
VA6137999 | PB | PBCU | 6M | RT | Y | DS001 | LC010 | 212 BIRCHSIDE CIRCLE | WILDERNESS | DISTRIBUTION SYSTEM | FSD | 1 | 10/31/1997 12:00:00 AM
VA6137999 | PB | PBCU | 6M | RT | Y | DS001 | LC012 | 418 BIRCHSIDE CIRCLE | WILDERNESS | DISTRIBUTION SYSTEM | FSD | 1 | 10/31/1997 12:00:00 AM
VA6137999 | PB | PBCU | 6M | RT | Y | DS001 | LC014 | 207 MADISON CIRCLE | WILDERNESS | DISTRIBUTION SYSTEM | FSD | 1 | 10/31/1997 12:00:00 AM
VA6137999 | PB | PBCU | 6M | RT | Y | DS001 | LC015 | 405 WAKEFIELD DRIVE | WILDERNESS | DISTRIBUTION SYSTEM | FSD | 1 | 10/31/1997 12:00:00 AM
VA6137999 | PB | PBCU | 6M | RT | Y | DS001 | LC017 | 205 MONUMENT ROAD | WILDERNESS | DISTRIBUTION SYSTEM | FSD | 1 | 10/31/1997 12:00:00 AM
VA6137999 | PB | PBCU | 6M | RT | Y | DS001 | LC018 | 3602 LAKEVIEW PARKWAY | WILDERNESS | DISTRIBUTION SYSTEM | FSD | 1 | 10/31/1997 12:00:00 AM
VA6137999 | PB | PBCU | 6M | RT | Y | DS001 | LC019 | 102 GOLD RUSH DRIVE | WILDERNESS | DISTRIBUTION SYSTEM | FSD | 1 | 10/31/1997 12:00:00 AM
VA6137999 | PB | PBCU | 6M | RT | Y | DS001 | LC020 | 108 APPLEVIEW COURT | WILDERNESS | DISTRIBUTION SYSTEM | FSD | 1 | 10/31/1997 12:00:00 AM
VA6137999 | PB | PBCU | 6M | RT | Y | DS001 | LC022 | 228 BIRCHSIDE CIRCLE | WILDERNESS | DISTRIBUTION SYSTEM | FSD | 1 | 10/31/1997 12:00:00 AM
VA6137999 | PB | PBCU | 6M | RT | Y | DS001 | LC024 | 35407 WILDERNESS SHORES WAY | WILDERNESS | DISTRIBUTION SYSTEM | FSD | 1 | 10/31/1997 12:00:00 AM
VA6137999 | PB | PBCU | 6M | RT | Y | DS001 | LC025 | 344 BIRCHSIDE CIRCLE | WILDERNESS | DISTRIBUTION SYSTEM | FSD | 1 | 10/31/1997 12:00:00 AM
VA6137999 | PB | PBCU | 6M | RT | Y | DS001 | LC026 | 204 FREEDOM ROAD | WILDERNESS | DISTRIBUTION SYSTEM | FSD | 1 | 10/31/1997 12:00:00 AM
VA6137999 | PB | PBCU | 6M | RT | Y | DS001 | LC027 | 120 MADISON CIRCLE | WILDERNESS | DISTRIBUTION SYSTEM | FSD | 1 | 10/31/1997 12:00:00 AM
VA6137999 | PB | PBCU | 6M | RT | Y | DS001 | LC030 | 301 HAPPY CREEK ROAD | WILDERNESS | DISTRIBUTION SYSTEM | FSD | 1 | 10/31/1997 12:00:00 AM
VA6137999 | PB | PBCU | 6M | RT | Y | DS001 | LC032 | 117 MADISON CIRCLE | WILDERNESS | DISTRIBUTION SYSTEM | FSD | 1 | 10/31/1997 12:00:00 AM
VA6137999 | PB | PBCU | 6M | RT | Y | DS001 | LC033 | 108 TALLWOOD TRAIL | WILDERNESS | DISTRIBUTION SYSTEM | FSD | 1 | 10/31/1997 12:00:00 AM
VA6137999 | PB | PBCU | 6M | RT | Y | DS001 | LC035 | 114 LAKEVIEW PKWY | WILDERNESS | DISTRIBUTION SYSTEM | FSD | 1 | 10/31/1997 12:00:00 AM
VA6137999 | PB | PBCU | 6M | RT | Y | DS001 | LC037 | 206 MONUMENT RD | WILDERNESS | DISTRIBUTION SYSTEM | FSD | 1 | 10/31/1997 12:00:00 AM
VA6137999 | PB | PBCU | 6M | RT | Y | DS001 | LC039 | 121 GREEN ST | WILDERNESS | DISTRIBUTION SYSTEM | FSD | 1 | 10/31/1997 12:00:00 AM
VA6137999 | PB | PBCU | 6M | RT | Y | DS001 | LC040 | 140 MADISON CIRCLE | WILDERNESS | DISTRIBUTION SYSTEM | FSD | 1 | 10/31/1997 12:00:00 AM
VA6137999 | PB | PBCU | 6M | RT | Y | DS001 | LC041 | 209 HARPERS FERRY DR | WILDERNESS | DISTRIBUTION SYSTEM | FSD | 1 | 10/31/1997 12:00:00 AM
VA6137999 | PB | PBCU | 6M | RT | Y | DS001 | LC042 | 122 HARRISON CIR | WILDERNESS | DISTRIBUTION SYSTEM | FSD | 1 | 10/31/1997 12:00:00 AM
VA6137999 | PB | PBCU | 6M | RT | Y | DS001 | LC044 | 118 TALL PINES AVE | WILDERNESS | DISTRIBUTION SYSTEM | FSD | 1 | 10/31/1997 12:00:00 AM
VA6137999 | PB | PBCU | 6M | RT | Y | DS001 | LC045 | 102 MOUNT VERNON CT | WILDERNESS | DISTRIBUTION SYSTEM | FSD | 1 | 10/31/1997 12:00:00 AM
VA6137999 | PB | PBCU | 6M | RT | Y | DS001 | LC046 | 417 LAKEVIEW PKWY | WILDERNESS | DISTRIBUTION SYSTEM | FSD | 1 | 10/31/1997 12:00:00 AM
VA6137999 | PB | PBCU | 6M | RT | Y | DS001 | LC047 | 3201 LAKEVIEW PKWY | WILDERNESS | DISTRIBUTION SYSTEM | FSD | 1 | 10/31/1997 12:00:00 AM
VA6137999 | PB | PBCU | 6M | RT | Y | DS001 | LC048 | 136 EDGEMONT CIR | WILDERNESS | DISTRIBUTION SYSTEM | FSD | 1 | 10/31/1997 12:00:00 AM
VA6137999 | PB | PBCU | 6M | RT | Y | DS001 | LC050 | 217 HARPERS FERRY DRIVE | WILDERNESS | DISTRIBUTION SYSTEM | FSD | 1 | 10/31/1997 12:00:00 AM
VA6137999 | PB | PBCU | 6M | RT | Y | DS001 | LC051 | 407 WAKEFIELD DR | WILDERNESS | DISTRIBUTION SYSTEM | FSD | 1 | 10/31/1997 12:00:00 AM
VA6137999 | PB | PBCU | 6M | RT | Y | DS001 | LC052 | 111 WASHINGTON ST | WILDERNESS | DISTRIBUTION SYSTEM | FSD | 1 | 10/31/1997 12:00:00 AM
VA6137999 | PB | PBCU | 6M | RT | Y | DS001 | LC053 | 156 HARRISON CIR | WILDERNESS | DISTRIBUTION SYSTEM | FSD | 1 | 10/31/1997 12:00:00 AM
VA6137999 | PB | PBCU | 6M | RT | Y | DS001 | LC054 | 116 CASTLE HILL CT | WILDERNESS | DISTRIBUTION SYSTEM | FSD | 1 | 10/31/1997 12:00:00 AM
VA6137999 | PB | PBCU | 6M | RT | Y | DS001 | LC055 | 2614 LAKEVIEW PKWY | WILDERNESS | DISTRIBUTION SYSTEM | FSD | 1 | 10/31/1997 12:00:00 AM
VA6137999 | PB | PBCU | 6M | RT | Y | DS001 | LC056 | 127 EAGLE CT | WILDERNESS | DISTRIBUTION SYSTEM | FSD | 1 | 10/31/1997 12:00:00 AM
VA6137999 | PB | PBCU | 6M | RT | Y | DS001 | LC059 | 116 REPUBLIC AVE | WILDERNESS | DISTRIBUTION SYSTEM | FSD | 1 | 10/31/1997 12:00:00 AM
VA6137999 | PB | PBCU | 6M | RT | Y | DS001 | LC060 | 524 MT PLEASANT DRIVE | WILDERNESS | DISTRIBUTION SYSTEM | FSD | 1 | 10/31/1997 12:00:00 AM
VA6137999 | PB | PBCU | 6M | RT | Y | DS001 | LC061 | 542 HARRISON CIRCLE | WILDERNESS | DISTRIBUTION SYSTEM | FSD | 1 | 10/31/1997 12:00:00 AM
VA6137999 | PB | PBCU | 6M | RT | Y | DS001 | LC062 | 215 CREEKSIDE DR | WILDERNESS | DISTRIBUTION SYSTEM | FSD | 1 | 10/31/1997 12:00:00 AM
VA6137999 | PB | PBCU | 6M | RT | Y | DS001 | LC063 | 217 CORNWALLIS AVE | WILDERNESS | DISTRIBUTION SYSTEM | FSD | 1 | 10/31/1997 12:00:00 AM
VA6137999 | PB | PBCU | 6M | RT | Y | DS001 | LC065 | 3204 LAKEVIEW PKWY | WILDERNESS | DISTRIBUTION SYSTEM | FSD | 1 | 10/31/1997 12:00:00 AM
VA6137999 | PB | PBCU | 6M | RT | Y | DS001 | LC066 | 1324 EASTOVER PKWY | WILDERNESS | DISTRIBUTION SYSTEM | FSD | 1 | 10/31/1997 12:00:00 AM
VA6137999 | PB | PBCU | 6M | RT | Y | DS001 | LC068 | 138 WASHINGTON ST | WILDERNESS | DISTRIBUTION SYSTEM | FSD | 1 | 10/31/1997 12:00:00 AM
VA6137999 | PB | PBCU | 6M | RT | Y | DS001 | LC069 | 211 MEADOWVIEW LN | WILDERNESS | DISTRIBUTION SYSTEM | FSD | 1 | 10/31/1997 12:00:00 AM
VA6137999 | PB | PBCU | 6M | RT | Y | DS001 | LC071 | 4404 LAKEVIEW PKWY | WILDERNESS | DISTRIBUTION SYSTEM | FSD | 1 | 10/31/1997 12:00:00 AM
VA6137999 | PB | PBCU | 6M | RT | Y | DS001 | LC072 | 514 MT PLEASANT DR | WILDERNESS | DISTRIBUTION SYSTEM | FSD | 1 | 10/31/1997 12:00:00 AM
VA6137999 | PB | PBCU | 6M | RT | Y | DS001 | LC073 | 114 SAYLERS CREEK RD | WILDERNESS | DISTRIBUTION SYSTEM | FSD | 1 | 10/31/1997 12:00:00 AM
VA6137999 | PB | PBCU | 6M | RT | Y | DS001 | LC074 | 2308 BLUEBIRD LN | WILDERNESS | DISTRIBUTION SYSTEM | FSD | 1 | 10/31/1997 12:00:00 AM
VA6137999 | PB | PBCU | 6M | RT | Y | DS001 | LC075 | 35281 BALMORAL DR | WILDERNESS | DISTRIBUTION SYSTEM | FSD | 1 | 10/31/1997 12:00:00 AM
VA6137999 | PB | PBCU | 6M | RT | Y | DS001 | LC076 | 3302 LAKEVIEW PKWY | WILDERNESS | DISTRIBUTION SYSTEM | FSD | 1 | 10/31/1997 12:00:00 AM
VA6137999 | PB | PBCU | 6M | RT | Y | DS001 | LC077 | 152 HARRISON CIRCLE | WILDERNESS | DISTRIBUTION SYSTEM | FSD | 1 | 10/31/1997 12:00:00 AM
VA6137999 | PB | PBCU | 6M | RT | Y | DS001 | LC078 | 2411 TOWERING OAK CT | WILDERNESS | DISTRIBUTION SYSTEM | FSD | 1 | 10/31/1997 12:00:00 AM
VA6137999 | PB | PBCU | 6M | RT | Y | DS001 | LC079 | 1319 DOGLEG DR | WILDERNESS | DISTRIBUTION SYSTEM | FSD | 1 | 10/31/1997 12:00:00 AM
VA6137999 | TC | TC | MN | RT | Y | DS001 | TCR01 |  | WILDERNESS | DISTRIBUTION SYSTEM |  | 45 | 10/31/1997 12:00:00 AM
VA6137999 | GE | FL2 | MN | ST | N | EP001 | EP001 | FINISHED WATER TAP | WILDERNESS | ENTRY POINT |  | 3 | 10/31/1997 12:00:00 AM
VA6137999 | GE | TOCA | QT | RT | Y | TOCR1 | RW001 | RAW WATER TOC-ALK | WILDERNESS | RAW WATER TOC-ALK |  | 1 | 10/31/1997 12:00:00 AM
VA6137999 | GE | TOC | QT | RT | Y | TP001 | UP001 | COMBINED FILTER EFF | WILDERNESS | TREATMENT PLANT |  | 1 | 10/31/1997 12:00:00 AM
VA6153011 | TC | TC | MN | RT | Y | DS001 | TCR01 |  | CATHARPIN SQUARE | DISTRIBUTION SYSTEM |  | 3 | 2/24/1999 12:00:00 AM
VA6153019 | TC | TC | QT | RT | Y | DS001 | TCR01 |  | CATHARPIN PARK | CATHARPIN PARK DISTRIBUTION SYSTEM |  | 1 | 4/21/2023 12:00:00 AM
VA6153019 | GE | NIT | YR | RT | Y | EP001 | EP001 | SINK TAP AT CONCESSION STAND | CATHARPIN PARK | SINK TAP AT CONCESSION STAND |  | 1 | 4/21/2023 12:00:00 AM
VA6153030 | TC | TC | QT | RT | Y | DS001 | TCR01 |  | BLUE RIDGE SEAFOOD | BLUE RIDGE SEAFOOD |  | 1 | 11/15/2002 12:00:00 AM
VA6153037 | TC | TC | MN | RT | Y | DS001 | TCR01 |  | BRAWNER FARM | DISTRIBUTION SYSTEM |  | 3 | 9/5/2013 12:00:00 AM
VA6153037 | GE | MPN | YR | RT | Y | WL001 | RW001 | RAW TAP PRIOR TO STORAGE & TRMT | BRAWNER FARM | WELL #1 |  | 1 | 9/5/2013 12:00:00 AM
VA6153040 | GE | THH5 | YR | RT | Y | DS001 | DBP01 | ATHLETIC TRAINERS SINK | BRENTSVILLE HIGH SCHOOL | DISTRIBUTION SYSTEM |  | 1 | 4/6/1991 12:00:00 AM
VA6153040 | GE | THH5 | YR | RT | Y | DS001 | DBP02 | 2108 LAB SINK | BRENTSVILLE HIGH SCHOOL | DISTRIBUTION SYSTEM |  | 1 | 4/6/1991 12:00:00 AM
VA6153040 | PB | PBCU | 3Y | RT | Y | DS001 | LC001 | ROOM 1311 SINK | BRENTSVILLE HIGH SCHOOL | DISTRIBUTION SYSTEM | FSD | 1 | 4/6/1991 12:00:00 AM
VA6153040 | PB | PBCU | 3Y | RT | Y | DS001 | LC003 | FOUNTAIN BY ROOM 1126 | BRENTSVILLE HIGH SCHOOL | DISTRIBUTION SYSTEM | FSD | 1 | 4/6/1991 12:00:00 AM
VA6153040 | PB | PBCU | 3Y | RT | Y | DS001 | LC004 | FOUNTAIN BY ROOM 2200 | BRENTSVILLE HIGH SCHOOL | DISTRIBUTION SYSTEM | FSD | 1 | 4/6/1991 12:00:00 AM
VA6153040 | PB | PBCU | 3Y | RT | Y | DS001 | LC005 | FOUNTAIN ACROSS FROM 2105 | BRENTSVILLE HIGH SCHOOL | DISTRIBUTION SYSTEM | FSD | 1 | 4/6/1991 12:00:00 AM
VA6153040 | PB | PBCU | 3Y | RT | Y | DS001 | LC006 | NURSE SINK | BRENTSVILLE HIGH SCHOOL | DISTRIBUTION SYSTEM | FSD | 1 | 4/6/1991 12:00:00 AM
VA6153040 | PB | PBCU | 3Y | RT | Y | DS001 | LC007 | FOUNTAIN BY A-STREET BY OFFICE | BRENTSVILLE HIGH SCHOOL | DISTRIBUTION SYSTEM | FSD | 1 | 4/6/1991 12:00:00 AM
VA6153040 | PB | PBCU | 3Y | RT | Y | DS001 | LC008 | KITCHEN SINK | BRENTSVILLE HIGH SCHOOL | DISTRIBUTION SYSTEM | FSD | 1 | 4/6/1991 12:00:00 AM
VA6153040 | PB | PBCU | 3Y | RT | Y | DS001 | LC009 | OFFICE SINK | BRENTSVILLE HIGH SCHOOL | DISTRIBUTION SYSTEM | FSD | 1 | 4/6/1991 12:00:00 AM
VA6153040 | PB | PBCU | 3Y | RT | Y | DS001 | LC010 | ROOM 1603 | BRENTSVILLE HIGH SCHOOL | DISTRIBUTION SYSTEM | FSD | 1 | 4/6/1991 12:00:00 AM
VA6153040 | PB | PBCU | 3Y | RT | Y | DS001 | LC011 | TEACHER CENTER 1309 | BRENTSVILLE HIGH SCHOOL | DISTRIBUTION SYSTEM | FSD | 1 | 4/6/1991 12:00:00 AM
VA6153040 | TC | TC | MN | RT | Y | DS001 | TCR01 |  | BRENTSVILLE HIGH SCHOOL | DISTRIBUTION SYSTEM |  | 6 | 4/6/1991 12:00:00 AM
VA6153040 | GE | MPN | YR | RT | Y | WL001 | RW001 | RAW WATER TAP | BRENTSVILLE HIGH SCHOOL | WELL #1 |  | 1 | 4/6/1991 12:00:00 AM
VA6153041 | TC | TC | QT | RT | Y | DS001 | TCR01 |  | BRISTOW MANOR GOLF CLUB | BRISTOW MANOR GOLF CLUB |  | 1 | 6/11/1998 12:00:00 AM
VA6153046 | TC | TC | MN | RT | Y | DS001 | TCR01 |  | BUCKHALL VFD | BUCKHALL VFD |  | 3 | 12/31/1997 12:00:00 AM
VA6153050 | GE | THH5 | YR | RT | Y | DS001 | DBP01 | 1860 RIDGE ROAD | BULL RUN MOUNTAIN/EVERGREEN (BRME) | DISTRIBUTION SYSTEM |  | 1 | 6/30/1988 12:00:00 AM
VA6153050 | GE | THH5 | YR | RT | Y | DS001 | DBP02 | 1900 GORE DRIVE | BULL RUN MOUNTAIN/EVERGREEN (BRME) | DISTRIBUTION SYSTEM |  | 1 | 6/30/1988 12:00:00 AM
VA6153050 | TC | TC | MN | RT | Y | DS001 | TCR01 |  | BULL RUN MOUNTAIN/EVERGREEN (BRME) | DISTRIBUTION SYSTEM |  | 9 | 6/30/1988 12:00:00 AM
VA6153050 | GE | CYN | 3Y | RT | Y | EP001 | EP001 | ENTRY POINT- WELL #2 | BULL RUN MOUNTAIN/EVERGREEN (BRME) | WELL #2 POE |  | 1 | 6/30/1988 12:00:00 AM
VA6153050 | GE | ICMT | 3Y | RT | Y | EP001 | EP001 | ENTRY POINT- WELL #2 | BULL RUN MOUNTAIN/EVERGREEN (BRME) | WELL #2 POE |  | 1 | 6/30/1988 12:00:00 AM
VA6153050 | GE | NIT | YR | RT | Y | EP001 | EP001 | ENTRY POINT- WELL #2 | BULL RUN MOUNTAIN/EVERGREEN (BRME) | WELL #2 POE |  | 1 | 6/30/1988 12:00:00 AM
VA6153050 | GE | RADA | 9Y | RT | Y | EP001 | EP001 | ENTRY POINT- WELL #2 | BULL RUN MOUNTAIN/EVERGREEN (BRME) | WELL #2 POE |  | 1 | 6/30/1988 12:00:00 AM
VA6153050 | GE | VOC | 3Y | RT | Y | EP001 | EP001 | ENTRY POINT- WELL #2 | BULL RUN MOUNTAIN/EVERGREEN (BRME) | WELL #2 POE |  | 1 | 6/30/1988 12:00:00 AM
VA6153050 | GE | MPN | YR | RT | Y | WL001 | RW001 | RAW WATER TAP | BULL RUN MOUNTAIN/EVERGREEN (BRME) | WELL #2 |  | 1 | 6/30/1988 12:00:00 AM
VA6153050 | GE | MPN | YR | RT | Y | WL002 | RW002 | RAW WATER TAP | BULL RUN MOUNTAIN/EVERGREEN (BRME) | WELL #5 |  | 1 | 6/30/1988 12:00:00 AM
VA6153050 | GE | MPN | YR | RT | Y | WL003 | RW003 | RAW WATER TAP | BULL RUN MOUNTAIN/EVERGREEN (BRME) | WELL #7 |  | 1 | 6/30/1988 12:00:00 AM
VA6153050 | GE | MPN | YR | RT | Y | WL005 | RW005 | RAW TAP | BULL RUN MOUNTAIN/EVERGREEN (BRME) | WELL #11 |  | 1 | 6/30/1988 12:00:00 AM
VA6153050 | GE | MPN | YR | RT | Y | WL006 | RW006 | RAW TAP | BULL RUN MOUNTAIN/EVERGREEN (BRME) | EVERGRN. WELL #1(BULRN LOWER) |  | 1 | 6/30/1988 12:00:00 AM
VA6153050 | GE | MPN | YR | RT | Y | WL010 | RW010 | WELL 12 | BULL RUN MOUNTAIN/EVERGREEN (BRME) | WELL 12 |  | 1 | 6/30/1988 12:00:00 AM
VA6153050 | GE | MPN | YR | RT | Y | WL011 | RW011 | WELL 13 | BULL RUN MOUNTAIN/EVERGREEN (BRME) | WELL 13 |  | 1 | 6/30/1988 12:00:00 AM
VA6153053 | TC | TC | QT | RT | Y | DS001 | TCR01 |  | EFFINGHAM WINERY | DIST SYST |  | 1 | 9/21/2017 12:00:00 AM
VA6153060 | GE | THH5 | QT | RT | Y | DS001 | DBP001 | BS#3 BARRETT FIRE STATION #27400 | QUANTICO MCB-CAMP BARRETT | DISTRIBUTION SYSTEM |  | 1 | 9/16/1996 12:00:00 AM
VA6153060 | GE | THH5 | QT | RT | Y | DS001 | DBP002 | BS#2 FBI TANK #27923 | QUANTICO MCB-CAMP BARRETT | DISTRIBUTION SYSTEM |  | 1 | 9/16/1996 12:00:00 AM
VA6153060 | PB | PBCU | 3Y | RT | Y | DS001 | DS001 | BLDG 24104 | QUANTICO MCB-CAMP BARRETT | DISTRIBUTION SYSTEM | FSD | 1 | 9/16/1996 12:00:00 AM
VA6153060 | PB | PBCU | 3Y | RT | Y | DS001 | DS002 | BLDG 5-9 | QUANTICO MCB-CAMP BARRETT | DISTRIBUTION SYSTEM | FSD | 1 | 9/16/1996 12:00:00 AM
VA6153060 | PB | PBCU | 3Y | RT | Y | DS001 | DS003 | BLDG 24009 | QUANTICO MCB-CAMP BARRETT | DISTRIBUTION SYSTEM | FSD | 1 | 9/16/1996 12:00:00 AM
VA6153060 | PB | PBCU | 3Y | RT | Y | DS001 | DS004 | BLDG 24180 | QUANTICO MCB-CAMP BARRETT | DISTRIBUTION SYSTEM | FSD | 1 | 9/16/1996 12:00:00 AM
VA6153060 | PB | PBCU | 3Y | RT | Y | DS001 | DS006 | BLDG 24162 | QUANTICO MCB-CAMP BARRETT | DISTRIBUTION SYSTEM | FSD | 1 | 9/16/1996 12:00:00 AM
VA6153060 | PB | PBCU | 3Y | RT | Y | DS001 | DS007 | BLDG 24151 | QUANTICO MCB-CAMP BARRETT | DISTRIBUTION SYSTEM | FSD | 1 | 9/16/1996 12:00:00 AM
VA6153060 | PB | PBCU | 3Y | RT | Y | DS001 | DS008 | BLDG 27241 | QUANTICO MCB-CAMP BARRETT | DISTRIBUTION SYSTEM | FSD | 1 | 9/16/1996 12:00:00 AM
VA6153060 | PB | PBCU | 3Y | RT | Y | DS001 | DS010 | BLDG 24144 | QUANTICO MCB-CAMP BARRETT | DISTRIBUTION SYSTEM | FSD | 1 | 9/16/1996 12:00:00 AM
VA6153060 | PB | PBCU | 3Y | RT | Y | DS001 | DS012 | BLDG 27400 | QUANTICO MCB-CAMP BARRETT | DISTRIBUTION SYSTEM | FSD | 1 | 9/16/1996 12:00:00 AM
VA6153060 | PB | PBCU | 3Y | RT | Y | DS001 | DS013 | BLDG 24005 | QUANTICO MCB-CAMP BARRETT | DISTRIBUTION SYSTEM | FSD | 1 | 9/16/1996 12:00:00 AM
VA6153060 | PB | PBCU | 3Y | RT | Y | DS001 | DS015 | BLDG 24101 | QUANTICO MCB-CAMP BARRETT | DISTRIBUTION SYSTEM | FSD | 1 | 9/16/1996 12:00:00 AM
VA6153060 | PB | PBCU | 3Y | RT | Y | DS001 | DS016 | BLDG 27211 | QUANTICO MCB-CAMP BARRETT | DISTRIBUTION SYSTEM | FSD | 1 | 9/16/1996 12:00:00 AM
VA6153060 | PB | PBCU | 3Y | RT | Y | DS001 | DS017 | BLDG 27240 | QUANTICO MCB-CAMP BARRETT | DISTRIBUTION SYSTEM | FSD | 1 | 9/16/1996 12:00:00 AM
VA6153060 | PB | PBCU | 3Y | RT | Y | DS001 | DS024 | BLDG 24114 | QUANTICO MCB-CAMP BARRETT | DISTRIBUTION SYSTEM | FSD | 1 | 9/16/1996 12:00:00 AM
VA6153060 | PB | PBCU | 3Y | RT | Y | DS001 | DS025 | BLDG 27001A | QUANTICO MCB-CAMP BARRETT | DISTRIBUTION SYSTEM | FSD | 1 | 9/16/1996 12:00:00 AM
VA6153060 | PB | PBCU | 3Y | RT | Y | DS001 | DS026 | BLDG 27002 | QUANTICO MCB-CAMP BARRETT | DISTRIBUTION SYSTEM | FSD | 1 | 9/16/1996 12:00:00 AM
VA6153060 | PB | PBCU | 3Y | RT | Y | DS001 | DS027 | BLDG 27200 | QUANTICO MCB-CAMP BARRETT | DISTRIBUTION SYSTEM | FSD | 1 | 9/16/1996 12:00:00 AM
VA6153060 | PB | PBCU | 3Y | RT | Y | DS001 | DS028 | BLDG 27218 | QUANTICO MCB-CAMP BARRETT | DISTRIBUTION SYSTEM | FSD | 1 | 9/16/1996 12:00:00 AM
VA6153060 | PB | PBCU | 3Y | RT | Y | DS001 | DS029 | BLDG 20-27904 | QUANTICO MCB-CAMP BARRETT | DISTRIBUTION SYSTEM | FSD | 1 | 9/16/1996 12:00:00 AM
VA6153060 | PB | PBCU | 3Y | RT | Y | DS001 | DS030 | BLDG 20-27907 | QUANTICO MCB-CAMP BARRETT | DISTRIBUTION SYSTEM | FSD | 1 | 9/16/1996 12:00:00 AM
VA6153060 | TC | TC | MN | RT | Y | DS001 | TCR01 |  | QUANTICO MCB-CAMP BARRETT | DISTRIBUTION SYSTEM |  | 30 | 9/16/1996 12:00:00 AM
VA6153062 | TC | TC | MN | RT | Y | DS001 | TCR01 |  | CAMP SNYDER | DISTRIBUTION SYSTEM |  | 3 | 4/21/2006 12:00:00 AM
VA6153063 | GE | THH5 | YR | RT | Y | DS001 | DBP01 | US #1 CAMP UPSHUR HEADQUARTERS BDG 26102 | QUANTICO MCB-CAMP UPSHUR | DISTRIBUTION SYSTEM |  | 1 | 9/16/1996 12:00:00 AM
VA6153063 | PB | PBCU | 3Y | RT | Y | DS001 | DS001 | BLDG 2656 | QUANTICO MCB-CAMP UPSHUR | DISTRIBUTION SYSTEM | FSD | 1 | 9/16/1996 12:00:00 AM
VA6153063 | PB | PBCU | 3Y | RT | Y | DS001 | DS002 | BLDG 26132 | QUANTICO MCB-CAMP UPSHUR | DISTRIBUTION SYSTEM | FSD | 1 | 9/16/1996 12:00:00 AM
VA6153063 | PB | PBCU | 3Y | RT | Y | DS001 | DS003 | BLDG 26102 | QUANTICO MCB-CAMP UPSHUR | DISTRIBUTION SYSTEM | FSD | 1 | 9/16/1996 12:00:00 AM
VA6153063 | PB | PBCU | 3Y | RT | Y | DS001 | DS004 | BLDG 26109 | QUANTICO MCB-CAMP UPSHUR | DISTRIBUTION SYSTEM | FSD | 1 | 9/16/1996 12:00:00 AM
VA6153063 | PB | PBCU | 3Y | RT | Y | DS001 | DS006 | BLDG 2645 | QUANTICO MCB-CAMP UPSHUR | DISTRIBUTION SYSTEM | FSD | 1 | 9/16/1996 12:00:00 AM
VA6153063 | TC | TC | MN | RT | Y | DS001 | TCR01 |  | QUANTICO MCB-CAMP UPSHUR | DISTRIBUTION SYSTEM |  | 3 | 9/16/1996 12:00:00 AM
VA6153063 | GE | MPN | YR | RT | Y | WL001 | RW001 | RAW TAP WELL 1/WL001 | QUANTICO MCB-CAMP UPSHUR | WELL 1 |  | 1 | 9/16/1996 12:00:00 AM
VA6153063 | GE | MPN | YR | RT | Y | WL002 | RW002 | RAW TAP WELL 2/WL002 | QUANTICO MCB-CAMP UPSHUR | WELL 2 |  | 1 | 9/16/1996 12:00:00 AM
VA6153082 | GE | THH5 | YR | RT | Y | DS001 | DBP01 | 13810 TRINITY POND LANE | PWCSA - CARTERS GROVE | DISTRIBUTION SYSTEM |  | 1 | 12/1/2021 12:00:00 AM
VA6153082 | TC | TC | MN | RT | Y | DS001 | TCR01 |  | PWCSA - CARTERS GROVE | DISTRIBUTION SYSTEM |  | 3 | 12/1/2021 12:00:00 AM
VA6153165 | TC | TC | QT | RT | Y | DS001 | TCR01 |  | FAIRFAX ROD & GUN CLUB | DISTRIBUTION SYSTEM |  | 1 | 4/1/2017 12:00:00 AM
VA6153251 | GE | THH5 | QT | RT | Y | DS001 | DBP001 | GM-99 11009 NOKESVILLE ROAD | PWCSA - WEST | DISTRIBUTION SYSTEM |  | 1 | 1/21/1998 12:00:00 AM
VA6153251 | GE | THH5 | QT | RT | Y | DS001 | DBP002 | DS008 6740 LEA BERRY WAY | PWCSA - WEST | DISTRIBUTION SYSTEM |  | 1 | 1/21/1998 12:00:00 AM
VA6153251 | GE | THH5 | QT | RT | Y | DS001 | DBP003 | DS004 7420 OLD CENTERVILLE ROAD | PWCSA - WEST | DISTRIBUTION SYSTEM |  | 1 | 1/21/1998 12:00:00 AM
VA6153251 | GE | THH5 | QT | RT | Y | DS001 | DBP004 | GM-53 6801 HARTZELL HILL LANE | PWCSA - WEST | DISTRIBUTION SYSTEM |  | 1 | 1/21/1998 12:00:00 AM
VA6153251 | GE | THH5 | QT | RT | Y | DS001 | DBP005 | GM-90 14000 SUDLEY MANOR DRIVE | PWCSA - WEST | DISTRIBUTION SYSTEM |  | 1 | 1/21/1998 12:00:00 AM
VA6153251 | GE | THH5 | QT | RT | Y | DS001 | DBP006 | GM-59 13625 HERITAGE FARMS DRIVE | PWCSA - WEST | DISTRIBUTION SYSTEM |  | 1 | 1/21/1998 12:00:00 AM
VA6153251 | GE | THH5 | QT | RT | Y | DS001 | DBP007 | DS003 6897 GATEWAY COURT | PWCSA - WEST | DISTRIBUTION SYSTEM |  | 1 | 1/21/1998 12:00:00 AM
VA6153251 | GE | THH5 | QT | RT | Y | DS001 | DBP008 | GM-41 8000 LIMESTONE DRIVE | PWCSA - WEST | DISTRIBUTION SYSTEM |  | 1 | 1/21/1998 12:00:00 AM
VA6153251 | GE | THH5 | QT | RT | Y | DS001 | DBP009 | MS-02 9553 BIRMINGHAM PLACE | PWCSA - WEST | DISTRIBUTION SYSTEM |  | 1 | 1/21/1998 12:00:00 AM
VA6153251 | GE | THH5 | QT | RT | Y | DS001 | DBP010 | MS-14 9929 HAWTHORN HILL COURT | PWCSA - WEST | DISTRIBUTION SYSTEM |  | 1 | 1/21/1998 12:00:00 AM
VA6153251 | TC | TC | MN | RT | Y | DS001 | TCR01 |  | PWCSA - WEST | DISTRIBUTION SYSTEM |  | 360 | 1/21/1998 12:00:00 AM
VA6153260 | TC | TC | MN | RT | Y | DS001 | TCR01 |  | WOODBRIDGE MHP LLC | DISTRIBUTION SYSTEM |  | 3 | 3/18/1982 12:00:00 AM
VA6153260 | GE | MPN | YR | RT | Y | WL002 | RW002 | RAW WATER TAP | WOODBRIDGE MHP LLC | WELL #3 |  | 1 | 3/18/1982 12:00:00 AM
VA6153260 | GE | MPN | YR | RT | Y | WL004 | RW004 | WELL #4 RAW TAP | WOODBRIDGE MHP LLC | WELL #4 |  | 1 | 3/18/1982 12:00:00 AM
VA6153261 | TC | TC | QT | RT | Y | DS001 | TCR01 |  | GREENWICH PRESBYTERIAN PRESCHOOL | DISTRIBUTION SYSTEM |  | 1 | 3/23/2004 12:00:00 AM
VA6153279 | TC | TC | QT | RT | Y | DS001 | TCR01 |  | GREENVILLE FARM CAMPGROUND | GREENVILLE FARMS CAMPGROUND |  | 1 | 1/1/1901 12:00:00 AM
VA6153280 | TC | TC | QT | RT | Y | DS001 | TCR01 |  | PRINCE WILLIAM GOLF COURSE | PRINCE WILLIAM GOLF COURSE DS |  | 1 | 3/28/2011 12:00:00 AM
VA6153315 | TC | TC | QT | RT | Y | DS001 | TCR01 |  | INDEPENDENT HILL LIBRARY | INDEPENDENT HILL LIBRARY |  | 1 | 7/1/2002 12:00:00 AM
VA6153317 | TC | TC | QT | RT | Y | DS001 | TCR01 |  | FARM BREWERY AT BROAD RUN | FARM BREWERY DISTRIBUTION SYSTEM |  | 1 | 3/1/2024 12:00:00 AM
VA6153317 | GE | MPN | QT | RT | Y | WL001 | RW001 | RAW WATER TAP | FARM BREWERY AT BROAD RUN | WELL #1 |  | 1 | 3/1/2024 12:00:00 AM
VA6153323 | GE | THH5 | YR | RT | Y | DS001 | DBP01 | 5662 HOADLY VIEW | PWCSA - HOADLY MANOR | DISTRIBUTION SYSTEM |  | 1 | 1/3/2017 12:00:00 AM
VA6153323 | TC | TC | MN | RT | Y | DS001 | TCR01 |  | PWCSA - HOADLY MANOR | DISTRIBUTION SYSTEM |  | 3 | 1/3/2017 12:00:00 AM
VA6153325 | TC | TC | MN | RT | Y | DS001 | TCR01 |  | HOLY FAMILY ACADEMY | DISTRIBUTION SYSTEM |  | 3 | 4/15/1999 12:00:00 AM
VA6153325 | GE | MPN | YR | RT | Y | WL001 | RW001 | TAP BEFORE PRESS. TK | HOLY FAMILY ACADEMY | WELL #1 |  | 1 | 4/15/1999 12:00:00 AM
VA6153351 | TC | TC | QT | RT | Y | DS001 | TCR01 |  | WINERY AT SUNSHINE RIDGE FARM | DISTRIBUTION SYSTEM |  | 1 | 10/5/2021 12:00:00 AM
VA6153474 | TC | TC | QT | RT | Y | DS001 | TCR01 |  | FOREST GREENS GOLF | DISTRIBUTION SYSTEM |  | 1 | 12/31/1997 12:00:00 AM
VA6153475 | PB | PBCU | 3Y | RT | Y | DS001 | PBCU01 | SCHOOL KITCHEN | LINTON HALL SCHOOL | DISTRIBUTION SYSTEM | FSD | 1 | 6/24/1977 12:00:00 AM
VA6153475 | PB | PBCU | 3Y | RT | Y | DS001 | PBCU02 | MONASTERY MAIN KITCHEN | LINTON HALL SCHOOL | DISTRIBUTION SYSTEM | FSD | 1 | 6/24/1977 12:00:00 AM
VA6153475 | PB | PBCU | 3Y | RT | Y | DS001 | PBCU04 | ST. JOSEPH'S BLDG. | LINTON HALL SCHOOL | DISTRIBUTION SYSTEM | FSD | 1 | 6/24/1977 12:00:00 AM
VA6153475 | PB | PBCU | 3Y | RT | Y | DS001 | PBCU09 | ADMINISTRATION BLDG. | LINTON HALL SCHOOL | DISTRIBUTION SYSTEM | FSD | 1 | 6/24/1977 12:00:00 AM
VA6153475 | PB | PBCU | 3Y | RT | Y | DS001 | PBCU10 | VOGEL BLDG. | LINTON HALL SCHOOL | DISTRIBUTION SYSTEM | FSD | 1 | 6/24/1977 12:00:00 AM
VA6153475 | TC | TC | MN | RT | Y | DS001 | TCR01 |  | LINTON HALL SCHOOL | DISTRIBUTION SYSTEM |  | 3 | 6/24/1977 12:00:00 AM
VA6153475 | GE | MPN | YR | RT | Y | WL001 | RW001 | WELL DIS LINE | LINTON HALL SCHOOL | WELL #1 NEAR CEMETERY |  | 1 | 6/24/1977 12:00:00 AM
VA6153475 | GE | MPN | YR | RT | Y | WL002 | RW002 | WELL DIS LINE | LINTON HALL SCHOOL | WELL #2 NEAR SCHOOL |  | 1 | 6/24/1977 12:00:00 AM
VA6153475 | GE | THH5 | 3Y | RT | Y | DS001 | DBP01 | GUEST HOUSE KITCHEN | LINTON HALL SCHOOL | DISTRIBUTION SYSTEM |  | 1 | 1977-06-24
VA6153510 | TC | TC | MN | RT | Y | DS001 | TCR01 |  | SILVER LAKE REGIONAL PARK | DISTRIBUTION SYSTEM |  | 3 | 6/25/2013 12:00:00 AM
VA6153510 | GE | MPN | YR | RT | Y | WL002 | RW002 | WELL 2 | SILVER LAKE REGIONAL PARK | WELL 2 |  | 1 | 6/25/2013 12:00:00 AM
VA6153526 | TC | TC | MN | RT | Y | DS001 | TCR01 |  | NOKESVILLE COMMUNITY PARK | DISTRIBUTION SYSTEM |  | 3 | 12/31/1997 12:00:00 AM
VA6153526 | GE | MPN | YR | RT | Y | WL001 | RW001 | RAW TAP | NOKESVILLE COMMUNITY PARK | WELL #1 |  | 1 | 12/31/1997 12:00:00 AM
VA6153527 | TC | TC | MN | RT | Y | DS001 | TCR01 |  | NOKESVILLE CHURCH OF THE BRETHREN | DISTRIBUTION SYSTEM |  | 3 | 12/16/1992 12:00:00 AM
VA6153527 | GE | MPN | YR | RT | Y | WL001 | RW001 | RAW WATER TAP | NOKESVILLE CHURCH OF THE BRETHREN | WELL #1 |  | 1 | 12/16/1992 12:00:00 AM
VA6153527 | GE | THH5 | 3Y | RT | Y | DS001 | DBP01 | MAX RESIDENCE TIME | NOKESVILLE CHURCH OF THE BRETHREN | DISTRIBUTION SYSTEM |  | 1 | 1992-12-16
VA6153533 | GE | THH5 | YR | RT | Y | DS001 | DBP01 | ROOM 108 | THE NOKESVILLE SCHOOL | DISTRIBUTION SYSTEM |  | 1 | 7/22/2014 12:00:00 AM
VA6153533 | TC | TC | MN | RT | Y | DS001 | TCR01 |  | THE NOKESVILLE SCHOOL | DISTRIBUTION SYSTEM |  | 3 | 7/22/2014 12:00:00 AM
VA6153533 | GE | MPN | YR | RT | Y | WL001 | RW001 | NOKESVILLE K-8 WELL | THE NOKESVILLE SCHOOL | MAY 2008 WELL |  | 1 | 7/22/2014 12:00:00 AM
VA6153533 | GE | VOC | 3Y | RT | Y | EP001 | EP001 | ENTRY POINT | THE NOKESVILLE SCHOOL | ENTRY POINT |  | 1 | 2014-07-22
VA6153535 | TC | TC | MN | RT | Y | DS001 | TCR01 |  | RENAISSANCE MONTESSORI | DISTRIBUTION SYSTEM |  | 3 | 5/25/2016 12:00:00 AM
VA6153537 | TC | TC | QT | RT | Y | DS001 | TCR01 |  | NOKESVILLE MINI LIBRARY | NOKESVILLE MINI LIBRARY |  | 1 | 12/2/2002 12:00:00 AM
VA6153537 | GE | MPN | YR | RT | Y | WL001 | RW001 | RAW WATER TAP | NOKESVILLE MINI LIBRARY | DRILLED WELL |  | 1 | 12/2/2002 12:00:00 AM
VA6153539 | TC | TC | QT | RT | Y | DS001 | TCR01 |  | NOKESVILLE SQUARE | DISTRIBUTION SYSTEM |  | 1 | 12/31/1997 12:00:00 AM
VA6153541 | TC | TC | QT | RT | Y | DS001 | TCR01 |  | BULL RUN GOLF CLUB | DISTRIBUTION SYSTEM |  | 1 | 1/29/2002 12:00:00 AM
VA6153541 | GE | MPN | YR | RT | Y | WL001 | RW001 | RAW TAP | BULL RUN GOLF CLUB | WELL |  | 1 | 1/29/2002 12:00:00 AM
VA6153545 | TC | TC | QT | RT | Y | DS001 | TCR01 |  | NOKESVILLE DOLLAR GENERAL | DISTRIBUTION SYSTEM |  | 1 | 4/11/2019 12:00:00 AM
VA6153600 | GE | THH5 | QT | RT | Y | DS001 | DBP001 | 15300 BOWMANS FOLLY DRIVE (OWDT-61) | PWCSA - EAST | DISTRIBUTION SYSTEM |  | 1 | 4/17/1981 12:00:00 AM
VA6153600 | GE | THH5 | QT | RT | Y | DS001 | DBP002 | 18750 FULLER HEIGHTS ROAD | PWCSA - EAST | DISTRIBUTION SYSTEM |  | 1 | 4/17/1981 12:00:00 AM
VA6153600 | GE | THH5 | QT | RT | Y | DS001 | DBP003 | 16170 COUNTRY CLUB DRIVE | PWCSA - EAST | DISTRIBUTION SYSTEM |  | 1 | 4/17/1981 12:00:00 AM
VA6153600 | GE | THH5 | QT | RT | Y | DS001 | DBP004 | 4 COUNTY COMPLEX ROAD (OWDT-48) | PWCSA - EAST | DISTRIBUTION SYSTEM |  | 1 | 4/17/1981 12:00:00 AM
VA6153600 | GE | THH5 | QT | RT | Y | DS001 | DBP005 | 14601 LAMAR DRIVE (OWDT-12) | PWCSA - EAST | DISTRIBUTION SYSTEM |  | 1 | 4/17/1981 12:00:00 AM
VA6153600 | GE | THH5 | QT | RT | Y | DS001 | DBP006 | 2001 DANIEL K LUDWIG (OWDT-62) | PWCSA - EAST | DISTRIBUTION SYSTEM |  | 1 | 4/17/1981 12:00:00 AM
VA6153600 | GE | THH5 | QT | RT | Y | DS001 | DBP007 | 12400 HEDGES RUN DRIVE | PWCSA - EAST | DISTRIBUTION SYSTEM |  | 1 | 4/17/1981 12:00:00 AM
VA6153600 | GE | THH5 | QT | RT | Y | DS001 | DBP008 | 13065 CHINN PARK DRIVE (OWDT-47) | PWCSA - EAST | DISTRIBUTION SYSTEM |  | 1 | 4/17/1981 12:00:00 AM
VA6153600 | GE | THH5 | QT | RT | Y | DS001 | DBP009 | 7411 HOADLEY ROAD (OR-09) | PWCSA - EAST | DISTRIBUTION SYSTEM |  | 1 | 4/17/1981 12:00:00 AM
VA6153600 | GE | THH5 | QT | RT | Y | DS001 | DBP010 | 14807 BRISTOW/DUMFRIES ROAD (OR02) | PWCSA - EAST | DISTRIBUTION SYSTEM |  | 1 | 4/17/1981 12:00:00 AM
VA6153600 | TC | TC | MN | RT | Y | DS001 | TCR01 |  | PWCSA - EAST | DISTRIBUTION SYSTEM |  | 360 | 4/17/1981 12:00:00 AM
VA6153625 | GE | THH5 | QT | RT | Y | DS001 | DBPS2S01 | S2S1 - 13817 SPRIGGS RD | DALE CITY | DISTRIBUTION SYSTEM |  | 1 | 12/18/1978 12:00:00 AM
VA6153625 | GE | THH5 | QT | RT | Y | DS001 | DBPS2S02 | S2S2 - 14120 ROCKINGHORSE DR | DALE CITY | DISTRIBUTION SYSTEM |  | 1 | 12/18/1978 12:00:00 AM
VA6153625 | GE | THH5 | QT | RT | Y | DS001 | DBPS2S03 | S2S3 - 14820 CLOVERDALE RD | DALE CITY | DISTRIBUTION SYSTEM |  | 1 | 12/18/1978 12:00:00 AM
VA6153625 | GE | THH5 | QT | RT | Y | DS001 | DBPS2S04 | S2S4 - 7000 LAKOTA DR | DALE CITY | DISTRIBUTION SYSTEM |  | 1 | 12/18/1978 12:00:00 AM
VA6153625 | GE | THH5 | QT | RT | Y | DS001 | DBPS2S05 | S2S5 - 6069 PONHILL DR | DALE CITY | DISTRIBUTION SYSTEM |  | 1 | 12/18/1978 12:00:00 AM
VA6153625 | GE | THH5 | QT | RT | Y | DS001 | DBPS2S06 | S2S6 - 13031 TORCHLIGHT DR | DALE CITY | DISTRIBUTION SYSTEM |  | 1 | 12/18/1978 12:00:00 AM
VA6153625 | GE | THH5 | QT | RT | Y | DS001 | DBPS2S07 | S2S7 - 3820 RUSSELL ROAD | DALE CITY | DISTRIBUTION SYSTEM |  | 1 | 12/18/1978 12:00:00 AM
VA6153625 | GE | THH5 | QT | RT | Y | DS001 | DBPS2S08 | S2S8 - 2891 DALE BLVD | DALE CITY | DISTRIBUTION SYSTEM |  | 1 | 12/18/1978 12:00:00 AM
VA6153625 | PB | PBCU | 3Y | RT | Y | DS001 | DS015 | 5593 ST. CHARLES DR. | DALE CITY | DISTRIBUTION SYSTEM | FSD | 1 | 12/18/1978 12:00:00 AM
VA6153625 | PB | PBCU | 3Y | RT | Y | DS001 | DS042 | 4491 BLUE JAY CT | DALE CITY | DISTRIBUTION SYSTEM | FSD | 1 | 12/18/1978 12:00:00 AM
VA6153625 | PB | PBCU | 3Y | RT | Y | DS001 | DS043 | 4483 BLUE JAY CT | DALE CITY | DISTRIBUTION SYSTEM | FSD | 1 | 12/18/1978 12:00:00 AM
VA6153625 | PB | PBCU | 3Y | RT | Y | DS001 | DS046 | 4527 SPARROW CT | DALE CITY | DISTRIBUTION SYSTEM | FSD | 1 | 12/18/1978 12:00:00 AM
VA6153625 | PB | PBCU | 3Y | RT | Y | DS001 | LC001 | 14843 SWALLOW CT | DALE CITY | DISTRIBUTION SYSTEM | FSD | 1 | 12/18/1978 12:00:00 AM
VA6153625 | PB | PBCU | 3Y | RT | Y | DS001 | LC003 | 14859 SWALLOW CT | DALE CITY | DISTRIBUTION SYSTEM | FSD | 1 | 12/18/1978 12:00:00 AM
VA6153625 | PB | PBCU | 3Y | RT | Y | DS001 | LC005 | 14864 SWALLOW CT | DALE CITY | DISTRIBUTION SYSTEM | FSD | 1 | 12/18/1978 12:00:00 AM
VA6153625 | PB | PBCU | 3Y | RT | Y | DS001 | LC006 | 14882 SWALLOW CT | DALE CITY | DISTRIBUTION SYSTEM | FSD | 1 | 12/18/1978 12:00:00 AM
VA6153625 | PB | PBCU | 3Y | RT | Y | DS001 | LC007 | 4064 CROAKER LN | DALE CITY | DISTRIBUTION SYSTEM | FSD | 1 | 12/18/1978 12:00:00 AM
VA6153625 | PB | PBCU | 3Y | RT | Y | DS001 | LC008 | 4081 TARPON LN | DALE CITY | DISTRIBUTION SYSTEM | FSD | 1 | 12/18/1978 12:00:00 AM
VA6153625 | PB | PBCU | 3Y | RT | Y | DS001 | LC009 | 4085 TARPON LN | DALE CITY | DISTRIBUTION SYSTEM | FSD | 1 | 12/18/1978 12:00:00 AM
VA6153625 | PB | PBCU | 3Y | RT | Y | DS001 | LC011 | 4094 TARPON LN | DALE CITY | DISTRIBUTION SYSTEM | FSD | 1 | 12/18/1978 12:00:00 AM
VA6153625 | PB | PBCU | 3Y | RT | Y | DS001 | LC013 | 4104 WHITING CT | DALE CITY | DISTRIBUTION SYSTEM | FSD | 1 | 12/18/1978 12:00:00 AM
VA6153625 | PB | PBCU | 3Y | RT | Y | DS001 | LC014 | 4447 STARLING CT | DALE CITY | DISTRIBUTION SYSTEM | FSD | 1 | 12/18/1978 12:00:00 AM
VA6153625 | PB | PBCU | 3Y | RT | Y | DS001 | LC015 | 4474 STARLING CT | DALE CITY | DISTRIBUTION SYSTEM | FSD | 1 | 12/18/1978 12:00:00 AM
VA6153625 | PB | PBCU | 3Y | RT | Y | DS001 | LC016 | 4478 STARLING CT | DALE CITY | DISTRIBUTION SYSTEM | FSD | 1 | 12/18/1978 12:00:00 AM
VA6153625 | PB | PBCU | 3Y | RT | Y | DS001 | LC017 | 4493 BLUE JAY CT | DALE CITY | DISTRIBUTION SYSTEM | FSD | 1 | 12/18/1978 12:00:00 AM
VA6153625 | PB | PBCU | 3Y | RT | Y | DS001 | LC018 | 4495 BLUE JAY CT | DALE CITY | DISTRIBUTION SYSTEM | FSD | 1 | 12/18/1978 12:00:00 AM
VA6153625 | PB | PBCU | 3Y | RT | Y | DS001 | LC019 | 4508 SPARROW CT | DALE CITY | DISTRIBUTION SYSTEM | FSD | 1 | 12/18/1978 12:00:00 AM
VA6153625 | PB | PBCU | 3Y | RT | Y | DS001 | LC020 | 4514 CANARY CT | DALE CITY | DISTRIBUTION SYSTEM | FSD | 1 | 12/18/1978 12:00:00 AM
VA6153625 | PB | PBCU | 3Y | RT | Y | DS001 | LC021 | 4515 BLUE JAY CT | DALE CITY | DISTRIBUTION SYSTEM | FSD | 1 | 12/18/1978 12:00:00 AM
VA6153625 | PB | PBCU | 3Y | RT | Y | DS001 | LC022 | 4516 SPARROW CT | DALE CITY | DISTRIBUTION SYSTEM | FSD | 1 | 12/18/1978 12:00:00 AM
VA6153625 | PB | PBCU | 3Y | RT | Y | DS001 | LC023 | 4519 SPARROW CT | DALE CITY | DISTRIBUTION SYSTEM | FSD | 1 | 12/18/1978 12:00:00 AM
VA6153625 | PB | PBCU | 3Y | RT | Y | DS001 | LC024 | 4520 SPARROW CT | DALE CITY | DISTRIBUTION SYSTEM | FSD | 1 | 12/18/1978 12:00:00 AM
VA6153625 | PB | PBCU | 3Y | RT | Y | DS001 | LC025 | 4525 CANARY CT | DALE CITY | DISTRIBUTION SYSTEM | FSD | 1 | 12/18/1978 12:00:00 AM
VA6153625 | PB | PBCU | 3Y | RT | Y | DS001 | LC026 | 4528 CANARY CT | DALE CITY | DISTRIBUTION SYSTEM | FSD | 1 | 12/18/1978 12:00:00 AM
VA6153625 | PB | PBCU | 3Y | RT | Y | DS001 | LC027 | 4533 CANARY CT | DALE CITY | DISTRIBUTION SYSTEM | FSD | 1 | 12/18/1978 12:00:00 AM
VA6153625 | PB | PBCU | 3Y | RT | Y | DS001 | LC029 | 5001 TARPON LN | DALE CITY | DISTRIBUTION SYSTEM | FSD | 1 | 12/18/1978 12:00:00 AM
VA6153625 | PB | PBCU | 3Y | RT | Y | DS001 | LC030 | 5004 TARPON LN | DALE CITY | DISTRIBUTION SYSTEM | FSD | 1 | 12/18/1978 12:00:00 AM
VA6153625 | PB | PBCU | 3Y | RT | Y | DS001 | LC041 | 4530 SPARROW CT. | DALE CITY | DISTRIBUTION SYSTEM | FSD | 1 | 12/18/1978 12:00:00 AM
VA6153625 | TC | TC | MN | RT | Y | DS001 | TCR01 |  | DALE CITY | DISTRIBUTION SYSTEM |  | 240 | 12/18/1978 12:00:00 AM
VA6153630 | TC | TC | QT | RT | Y | DS001 | TCR01 |  | HECTOR`S OF NOKESVILLE | DISTRIBUTION SYSTEM |  | 1 | 3/6/2017 12:00:00 AM
VA6153630 | GE | MPN | YR | RT | Y | WL001 | RW001 | WELL #1 | HECTOR`S OF NOKESVILLE | WELL #1 |  | 1 | 3/6/2017 12:00:00 AM
VA6153668 | PB | PBCU | YR | RT | Y | DS001 | LC003 | FOUNTAIN BY WOMENS RESTROOM | TRANSPORTATION AREA (PR.WM.CO. SCHOOLS) | DISTRIBUTION SYSTEM | FSD | 1 | 4/6/1991 12:00:00 AM
VA6153668 | PB | PBCU | YR | RT | Y | DS001 | LC004 | BREAKROOM SINK | TRANSPORTATION AREA (PR.WM.CO. SCHOOLS) | DISTRIBUTION SYSTEM | FSD | 1 | 4/6/1991 12:00:00 AM
VA6153668 | PB | PBCU | YR | RT | Y | DS001 | LC005 | MENS LOCKER ROOM SINK | TRANSPORTATION AREA (PR.WM.CO. SCHOOLS) | DISTRIBUTION SYSTEM | FSD | 1 | 4/6/1991 12:00:00 AM
VA6153668 | TC | TC | MN | RT | Y | DS001 | TCR01 |  | TRANSPORTATION AREA (PR.WM.CO. SCHOOLS) | DISTRIBUTION SYSTEM |  | 3 | 4/6/1991 12:00:00 AM
VA6153668 | GE | MPN | YR | RT | Y | WL002 | RW002 | WELL #2 | TRANSPORTATION AREA (PR.WM.CO. SCHOOLS) | WELL #2 |  | 1 | 4/6/1991 12:00:00 AM
VA6153668 | GE | VOC | 3Y | RT | Y | EP002 | EP002 | ENTRY POINT WELL #2 AFTER TREATMENT | TRANSPORTATION AREA (PR.WM.CO. SCHOOLS) | ENTRY POINT WELL #2 AFTER TREATMENT |  | 1 | 1991-04-06
VA6153668 | GE | THH5 | 3Y | RT | Y | DS001 | DBP001 | SHOP SINK | TRANSPORTATION AREA (PR.WM.CO. SCHOOLS) | DISTRIBUTION SYSTEM |  | 1 | 1991-04-06
VA6153671 | TC | TC | MN | RT | Y | DS001 | TCR01 |  | PUBLIC SAFETY TRAINING CTR. | DISTRIBUTION SYSTEM |  | 3 | 2/15/1995 12:00:00 AM
VA6153671 | GE | MPN | YR | RT | Y | WL001 | RW001 | RAW WATER TAP | PUBLIC SAFETY TRAINING CTR. | WELL #1 |  | 1 | 2/15/1995 12:00:00 AM
VA6153671 | GE | MPN | YR | RT | Y | WL002 | RW002 | RAW WATER TAP | PUBLIC SAFETY TRAINING CTR. | WELL #2 |  | 1 | 2/15/1995 12:00:00 AM
VA6153671 | GE | ICMT | 3Y | RT | Y | EP001 | EP001 | ENTRY POINT- WELL #1 | PUBLIC SAFETY TRAINING CTR. | WELL #1 EP |  | 1 | 1995-02-15
VA6153671 | GE | ICMT | 3Y | RT | Y | EP002 | EP002 | ENTRY POINT- WELL #2 | PUBLIC SAFETY TRAINING CTR. | WELL #2 EP |  | 1 | 1995-02-15
VA6153675 | GE | THH5 | QT | RT | Y | DS001 | DBP01 | OCS-DINING HALL - BLDG 5005 - BOBO HALL | QUANTICO MARINE BASE-MAINSIDE | QUANTICO MARINE BASE-MAINSIDE (DIS SYS) |  | 1 | 6/23/1978 12:00:00 AM
VA6153675 | GE | THH5 | QT | RT | Y | DS001 | DBP02 | J2515 STABLES AREA | QUANTICO MARINE BASE-MAINSIDE | QUANTICO MARINE BASE-MAINSIDE (DIS SYS) |  | 1 | 6/23/1978 12:00:00 AM
VA6153675 | GE | THH5 | QT | RT | Y | DS001 | DBP03 | S1S3 OLD SITE WWTP | QUANTICO MARINE BASE-MAINSIDE | QUANTICO MARINE BASE-MAINSIDE (DIS SYS) |  | 1 | 6/23/1978 12:00:00 AM
VA6153675 | GE | THH5 | QT | RT | Y | DS001 | DBP04 | HH061 2700 BLOCK TANK | QUANTICO MARINE BASE-MAINSIDE | QUANTICO MARINE BASE-MAINSIDE (DIS SYS) |  | 1 | 6/23/1978 12:00:00 AM
VA6153675 | PB | PBCU | 3Y | RT | Y | DS001 | DS011 | BLDG 3099 | QUANTICO MARINE BASE-MAINSIDE | QUANTICO MARINE BASE-MAINSIDE (DIS SYS) | FSD | 1 | 6/23/1978 12:00:00 AM
VA6153675 | PB | PBCU | 3Y | RT | Y | DS001 | DS012 | BLDG 2013 | QUANTICO MARINE BASE-MAINSIDE | QUANTICO MARINE BASE-MAINSIDE (DIS SYS) | FSD | 1 | 6/23/1978 12:00:00 AM
VA6153675 | PB | PBCU | 3Y | RT | Y | DS001 | DS013 | BLDG 3100 | QUANTICO MARINE BASE-MAINSIDE | QUANTICO MARINE BASE-MAINSIDE (DIS SYS) | FSD | 1 | 6/23/1978 12:00:00 AM
VA6153675 | PB | PBCU | 3Y | RT | Y | DS001 | DS042 | BLDG 3097 | QUANTICO MARINE BASE-MAINSIDE | QUANTICO MARINE BASE-MAINSIDE (DIS SYS) | FSD | 1 | 6/23/1978 12:00:00 AM
VA6153675 | PB | PBCU | 3Y | RT | Y | DS001 | DS044 | BLDG 3400 | QUANTICO MARINE BASE-MAINSIDE | QUANTICO MARINE BASE-MAINSIDE (DIS SYS) | FSD | 1 | 6/23/1978 12:00:00 AM
VA6153675 | PB | PBCU | 3Y | RT | Y | DS001 | DS047 | BLDG 3229 | QUANTICO MARINE BASE-MAINSIDE | QUANTICO MARINE BASE-MAINSIDE (DIS SYS) | FSD | 1 | 6/23/1978 12:00:00 AM
VA6153675 | PB | PBCU | 3Y | RT | Y | DS001 | DS048 | BLDG 3252 A | QUANTICO MARINE BASE-MAINSIDE | QUANTICO MARINE BASE-MAINSIDE (DIS SYS) | FSD | 1 | 6/23/1978 12:00:00 AM
VA6153675 | PB | PBCU | 3Y | RT | Y | DS001 | DS049 | BLDG 3252 B | QUANTICO MARINE BASE-MAINSIDE | QUANTICO MARINE BASE-MAINSIDE (DIS SYS) | FSD | 1 | 6/23/1978 12:00:00 AM
VA6153675 | PB | PBCU | 3Y | RT | Y | DS001 | DS050 | BLDG 3252 C | QUANTICO MARINE BASE-MAINSIDE | QUANTICO MARINE BASE-MAINSIDE (DIS SYS) | FSD | 1 | 6/23/1978 12:00:00 AM
VA6153675 | PB | PBCU | 3Y | RT | Y | DS001 | DS051 | BLDG 3251 | QUANTICO MARINE BASE-MAINSIDE | QUANTICO MARINE BASE-MAINSIDE (DIS SYS) | FSD | 1 | 6/23/1978 12:00:00 AM
VA6153675 | PB | PBCU | 3Y | RT | Y | DS001 | DS052 | BLDG 3250 A | QUANTICO MARINE BASE-MAINSIDE | QUANTICO MARINE BASE-MAINSIDE (DIS SYS) | FSD | 1 | 6/23/1978 12:00:00 AM
VA6153675 | PB | PBCU | 3Y | RT | Y | DS001 | DS053 | BLDG 3250 B | QUANTICO MARINE BASE-MAINSIDE | QUANTICO MARINE BASE-MAINSIDE (DIS SYS) | FSD | 1 | 6/23/1978 12:00:00 AM
VA6153675 | PB | PBCU | 3Y | RT | Y | DS001 | DS054 | BLDG 3044 | QUANTICO MARINE BASE-MAINSIDE | QUANTICO MARINE BASE-MAINSIDE (DIS SYS) | FSD | 1 | 6/23/1978 12:00:00 AM
VA6153675 | PB | PBCU | 3Y | RT | Y | DS001 | DS056 | BLDG 3025 | QUANTICO MARINE BASE-MAINSIDE | QUANTICO MARINE BASE-MAINSIDE (DIS SYS) | FSD | 1 | 6/23/1978 12:00:00 AM
VA6153675 | PB | PBCU | 3Y | RT | Y | DS001 | DS057 | BLDG 2204 | QUANTICO MARINE BASE-MAINSIDE | QUANTICO MARINE BASE-MAINSIDE (DIS SYS) | FSD | 1 | 6/23/1978 12:00:00 AM
VA6153675 | PB | PBCU | 3Y | RT | Y | DS001 | DS058 | BLDG 2009 A | QUANTICO MARINE BASE-MAINSIDE | QUANTICO MARINE BASE-MAINSIDE (DIS SYS) | FSD | 1 | 6/23/1978 12:00:00 AM
VA6153675 | PB | PBCU | 3Y | RT | Y | DS001 | DS059 | BLDG 2009 B | QUANTICO MARINE BASE-MAINSIDE | QUANTICO MARINE BASE-MAINSIDE (DIS SYS) | FSD | 1 | 6/23/1978 12:00:00 AM
VA6153675 | PB | PBCU | 3Y | RT | Y | DS001 | DS060 | BLDG 2010 | QUANTICO MARINE BASE-MAINSIDE | QUANTICO MARINE BASE-MAINSIDE (DIS SYS) | FSD | 1 | 6/23/1978 12:00:00 AM
VA6153675 | PB | PBCU | 3Y | RT | Y | DS001 | DS061 | BLDG 2042 | QUANTICO MARINE BASE-MAINSIDE | QUANTICO MARINE BASE-MAINSIDE (DIS SYS) | FSD | 1 | 6/23/1978 12:00:00 AM
VA6153675 | PB | PBCU | 3Y | RT | Y | DS001 | DS062 | BLDG 2006 | QUANTICO MARINE BASE-MAINSIDE | QUANTICO MARINE BASE-MAINSIDE (DIS SYS) | FSD | 1 | 6/23/1978 12:00:00 AM
VA6153675 | PB | PBCU | 3Y | RT | Y | DS001 | DS063 | BLDG 2079 | QUANTICO MARINE BASE-MAINSIDE | QUANTICO MARINE BASE-MAINSIDE (DIS SYS) | FSD | 1 | 6/23/1978 12:00:00 AM
VA6153675 | PB | PBCU | 3Y | RT | Y | DS001 | DS064 | BLDG 2034 A | QUANTICO MARINE BASE-MAINSIDE | QUANTICO MARINE BASE-MAINSIDE (DIS SYS) | FSD | 1 | 6/23/1978 12:00:00 AM
VA6153675 | PB | PBCU | 3Y | RT | Y | DS001 | DS065 | BLDG 2034 B | QUANTICO MARINE BASE-MAINSIDE | QUANTICO MARINE BASE-MAINSIDE (DIS SYS) | FSD | 1 | 6/23/1978 12:00:00 AM
VA6153675 | PB | PBCU | 3Y | RT | Y | DS001 | DS066 | BLDG 2008 | QUANTICO MARINE BASE-MAINSIDE | QUANTICO MARINE BASE-MAINSIDE (DIS SYS) | FSD | 1 | 6/23/1978 12:00:00 AM
VA6153675 | PB | PBCU | 3Y | RT | Y | DS001 | DS068 | BLDG 3098 | QUANTICO MARINE BASE-MAINSIDE | QUANTICO MARINE BASE-MAINSIDE (DIS SYS) | FSD | 1 | 6/23/1978 12:00:00 AM
VA6153675 | PB | PBCU | 3Y | RT | Y | DS001 | DS069 | BLDG 3096 | QUANTICO MARINE BASE-MAINSIDE | QUANTICO MARINE BASE-MAINSIDE (DIS SYS) | FSD | 1 | 6/23/1978 12:00:00 AM
VA6153675 | PB | PBCU | 3Y | RT | Y | DS001 | DS070 | BLDG 3089 | QUANTICO MARINE BASE-MAINSIDE | QUANTICO MARINE BASE-MAINSIDE (DIS SYS) | FSD | 1 | 6/23/1978 12:00:00 AM
VA6153675 | PB | PBCU | 3Y | RT | Y | DS001 | DS071 | BLDG 2003 | QUANTICO MARINE BASE-MAINSIDE | QUANTICO MARINE BASE-MAINSIDE (DIS SYS) | FSD | 1 | 6/23/1978 12:00:00 AM
VA6153675 | PB | PBCU | 3Y | RT | Y | DS001 | DS072 | BLDG 3078 | QUANTICO MARINE BASE-MAINSIDE | QUANTICO MARINE BASE-MAINSIDE (DIS SYS) | FSD | 1 | 6/23/1978 12:00:00 AM
VA6153675 | PB | PBCU | 3Y | RT | Y | DS001 | DS073 | BLDG 2121 | QUANTICO MARINE BASE-MAINSIDE | QUANTICO MARINE BASE-MAINSIDE (DIS SYS) | FSD | 1 | 6/23/1978 12:00:00 AM
VA6153675 | TC | TC | MN | RT | Y | DS001 | TCR01 |  | QUANTICO MARINE BASE-MAINSIDE | QUANTICO MARINE BASE-MAINSIDE (DIS SYS) |  | 60 | 6/23/1978 12:00:00 AM
VA6153675 | GE | FL2 | MN | ST | N | EP001 | EP001 | CLEARWELL EFFLUENT | QUANTICO MARINE BASE-MAINSIDE | TREATMENT PLANT ENTRY POINT |  | 3 | 6/23/1978 12:00:00 AM
VA6153675 | GE | TOCA | MN | RT | Y | TOCR1 | RW001 | RAW WATER TOC/ALK SAMPLE TAP | QUANTICO MARINE BASE-MAINSIDE | RAW WATER TOC/ALK SAMPLE TAP |  | 3 | 6/23/1978 12:00:00 AM
VA6153675 | GE | TOC | MN | RT | Y | TP001 | UP001 | COMBINED FILTER EFF | QUANTICO MARINE BASE-MAINSIDE | QUANTICO MAINSIDE WTP |  | 3 | 6/23/1978 12:00:00 AM
VA6153676 | GE | TTHM | QT | RT | Y | DS001 | DBP001 | QU-2 246 POTOMAC AVENUE | QUANTICO, TOWN OF | DISTRIBUTION SYSTEM |  | 1 | 6/23/1978 12:00:00 AM
VA6153676 | GE | HAA5 | QT | RT | Y | DS001 | DBP002 | QU-4 222 THIRD AVENUE | QUANTICO, TOWN OF | DISTRIBUTION SYSTEM |  | 1 | 6/23/1978 12:00:00 AM
VA6153676 | TC | TC | MN | RT | Y | DS001 | TCR01 |  | QUANTICO, TOWN OF | DISTRIBUTION SYSTEM |  | 3 | 6/23/1978 12:00:00 AM
VA6153747 | TC | TC | QT | RT | Y | DS001 | TCR01 |  | NOKESVILLE FAMILY DENTISTRY | DISTRIBUTION SYSTEM |  | 1 | 5/18/2022 12:00:00 AM
VA6153777 | TC | TC | QT | RT | Y | DS001 | TCR01 |  | RAINBOW RIDING CENTER | DISTRIBUTION SYSTEM |  | 1 | 10/1/2014 12:00:00 AM
VA6153777 | GE | MPN | YR | RT | Y | WL001 | RW001 | WELL TAP | RAINBOW RIDING CENTER | WELL 2012 |  | 1 | 10/1/2014 12:00:00 AM
VA6153832 | TC | TC | MN | RT | Y | DS001 | TCR01 |  | VALLEY VIEW PARK | DISTRIBUTION SYSTEM |  | 3 | 4/12/2004 12:00:00 AM
VA6153832 | GE | MPN | YR | RT | Y | WL001 | RW001 | PRIOR TO TREATMENT | VALLEY VIEW PARK | WELL #1 |  | 1 | 4/12/2004 12:00:00 AM
VA6157205 | TC | TC | QT | RT | Y | DS001 | TCR01 |  | BLUE ROCK | DISTRIBUTION SYSTEM |  | 1 | 10/15/2021 12:00:00 AM
VA6157208 | TC | TC | QT | RT | Y | DS001 | TCR01 |  | BEFORE + AFTER | DISTRIBUTION SYSTEM |  | 1 | 9/8/2015 12:00:00 AM
VA6157210 | TC | TC | QT | RT | Y | DS001 | TCR01 |  | COUNTRY CAFE PIT STOP | DISTRIBUTION SYSTEM |  | 1 | 4/1/2017 12:00:00 AM
VA6157230 | TC | TC | QT | RT | Y | DS001 | TCR01 |  | DARK HORSE IRISH PUB, THE | DISTRIBUTION SYSTEM |  | 1 | 10/1/2004 12:00:00 AM
VA6157260 | TC | TC | QT | RT | Y | DS001 | TCR01 |  | NARMADA WINERY | DISTRIBUTION SYSTEM |  | 1 | 3/22/2017 12:00:00 AM
VA6157280 | GE | THH5 | 3Y | RT | Y | DS001 | DBP01 | LOWER SCHOOL, KITCHEN SINK | HEARTHSTONE SCHOOL | DISTRIBUTION SYSTEM |  | 1 | 4/1/2025 12:00:00 AM
VA6157280 | PB | PBCU | 6M | RT | Y | DS001 | DS001 | LEAD COPPER SITE 01 | HEARTHSTONE SCHOOL | DISTRIBUTION SYSTEM | FSD | 1 | 4/1/2025 12:00:00 AM
VA6157280 | PB | PBCU | 6M | RT | Y | DS001 | DS002 | KITCHEN SINK LOWER | HEARTHSTONE SCHOOL | DISTRIBUTION SYSTEM | FSD | 1 | 4/1/2025 12:00:00 AM
VA6157280 | PB | PBCU | 6M | RT | Y | DS001 | DS003 | LAUNDRY LOWER | HEARTHSTONE SCHOOL | DISTRIBUTION SYSTEM | FSD | 1 | 4/1/2025 12:00:00 AM
VA6157280 | PB | PBCU | 6M | RT | Y | DS001 | DS004 | MENS LAV MAIN BLDG | HEARTHSTONE SCHOOL | DISTRIBUTION SYSTEM | FSD | 1 | 4/1/2025 12:00:00 AM
VA6157280 | PB | PBCU | 6M | RT | Y | DS001 | DS005 | LAUNDRY MAIN BLDG | HEARTHSTONE SCHOOL | DISTRIBUTION SYSTEM | FSD | 1 | 4/1/2025 12:00:00 AM
VA6157280 | TC | TC | MN | RT | Y | DS001 | TCR01 |  | HEARTHSTONE SCHOOL | DISTRIBUTION SYSTEM |  | 3 | 4/1/2025 12:00:00 AM
VA6157280 | GE | MPN | YR | RT | Y | WL001 | RW001 | RAW WATER TAP | HEARTHSTONE SCHOOL | WELL |  | 1 | 4/1/2025 12:00:00 AM
VA6157333 | TC | TC | QT | RT | Y | DS001 | TCR01 |  | PEN DRUID | PEN DRUID |  | 1 | 4/8/2022 12:00:00 AM
VA6157380 | PB | PBCU | 3Y | RT | Y | DS001 | DS011 | LCR 11-RM.18 | RAPPAHANNOCK HIGH SCHOOL | DISTRIBUTION SYSTEM | FSD | 1 | 6/28/1991 12:00:00 AM
VA6157380 | PB | PBCU | 3Y | RT | Y | DS001 | DS012 | LCR 12-RM.23 | RAPPAHANNOCK HIGH SCHOOL | DISTRIBUTION SYSTEM | FSD | 1 | 6/28/1991 12:00:00 AM
VA6157380 | PB | PBCU | 3Y | RT | Y | DS001 | DS013 | LCR 13-RM.25 | RAPPAHANNOCK HIGH SCHOOL | DISTRIBUTION SYSTEM | FSD | 1 | 6/28/1991 12:00:00 AM
VA6157380 | PB | PBCU | 3Y | RT | Y | DS001 | DS014 | LCR 14-TECH LAB | RAPPAHANNOCK HIGH SCHOOL | DISTRIBUTION SYSTEM | FSD | 1 | 6/28/1991 12:00:00 AM
VA6157380 | PB | PBCU | 3Y | RT | Y | DS001 | DS015 | LCR 15-FIT.CTR.BR | RAPPAHANNOCK HIGH SCHOOL | DISTRIBUTION SYSTEM | FSD | 1 | 6/28/1991 12:00:00 AM
VA6157380 | TC | TC | MN | RT | Y | DS001 | TCR01 |  | RAPPAHANNOCK HIGH SCHOOL | DISTRIBUTION SYSTEM |  | 3 | 6/28/1991 12:00:00 AM
VA6157380 | GE | MPN | YR | RT | Y | WL001 | RW001 | WELL DISCHARGE LINE | RAPPAHANNOCK HIGH SCHOOL | WELL 1 |  | 1 | 6/28/1991 12:00:00 AM
VA6157380 | GE | THH5 | 3Y | RT | Y | DS001 | DBP01 | THM/HAA BAND ROOM #133 | RAPPAHANNOCK HIGH SCHOOL | DISTRIBUTION SYSTEM |  | 1 | 1991-06-28
VA6157385 | GE | THH5 | YR | RT | Y | DS001 | DBP01 | ROOM 27 | RAPPAHANNOCK ELEM SCHOOL | RAPP ELEMENTARY DISTRIBUTION |  | 1 | 6/24/1991 12:00:00 AM
VA6157385 | PB | PBCU | 3Y | RT | Y | DS001 | DS001 | ROOM 33 | RAPPAHANNOCK ELEM SCHOOL | RAPP ELEMENTARY DISTRIBUTION | FSD | 1 | 6/24/1991 12:00:00 AM
VA6157385 | PB | PBCU | 3Y | RT | Y | DS001 | DS002 | ROOM 8 | RAPPAHANNOCK ELEM SCHOOL | RAPP ELEMENTARY DISTRIBUTION | FSD | 1 | 6/24/1991 12:00:00 AM
VA6157385 | PB | PBCU | 3Y | RT | Y | DS001 | DS003 | ROOM 17 | RAPPAHANNOCK ELEM SCHOOL | RAPP ELEMENTARY DISTRIBUTION | FSD | 1 | 6/24/1991 12:00:00 AM
VA6157385 | PB | PBCU | 3Y | RT | Y | DS001 | DS004 | KITCHEN | RAPPAHANNOCK ELEM SCHOOL | RAPP ELEMENTARY DISTRIBUTION | FSD | 1 | 6/24/1991 12:00:00 AM
VA6157385 | PB | PBCU | 3Y | RT | Y | DS001 | DS005 | DOT'S BATHROOM (NURSE) | RAPPAHANNOCK ELEM SCHOOL | RAPP ELEMENTARY DISTRIBUTION | FSD | 1 | 6/24/1991 12:00:00 AM
VA6157385 | PB | PBCU | 3Y | RT | Y | DS001 | DS006 | ROOM 25 | RAPPAHANNOCK ELEM SCHOOL | RAPP ELEMENTARY DISTRIBUTION | FSD | 1 | 6/24/1991 12:00:00 AM
VA6157385 | PB | PBCU | 3Y | RT | Y | DS001 | DS007 | ROOM 63 | RAPPAHANNOCK ELEM SCHOOL | RAPP ELEMENTARY DISTRIBUTION | FSD | 1 | 6/24/1991 12:00:00 AM
VA6157385 | PB | PBCU | 3Y | RT | Y | DS001 | DS008 | ROOM 54 | RAPPAHANNOCK ELEM SCHOOL | RAPP ELEMENTARY DISTRIBUTION | FSD | 1 | 6/24/1991 12:00:00 AM
VA6157385 | PB | PBCU | 3Y | RT | Y | DS001 | DS009 | ROOM 62 | RAPPAHANNOCK ELEM SCHOOL | RAPP ELEMENTARY DISTRIBUTION | FSD | 1 | 6/24/1991 12:00:00 AM
VA6157385 | PB | PBCU | 3Y | RT | Y | DS001 | DS010 | NEW WING DRINKING FOUNTAIN | RAPPAHANNOCK ELEM SCHOOL | RAPP ELEMENTARY DISTRIBUTION | FSD | 1 | 6/24/1991 12:00:00 AM
VA6157385 | TC | TC | MN | RT | Y | DS001 | TCR01 |  | RAPPAHANNOCK ELEM SCHOOL | RAPP ELEMENTARY DISTRIBUTION |  | 3 | 6/24/1991 12:00:00 AM
VA6157385 | GE | MPN | YR | RT | Y | WL001 | RW001 | WELL DISCHARGE LINE | RAPPAHANNOCK ELEM SCHOOL | WELL |  | 1 | 6/24/1991 12:00:00 AM
VA6157386 | TC | TC | QT | RT | Y | DS001 | TCR01 |  | BLUE DOOR KITCHEN AND INN | FLINT HILL PUBLIC HOUSE |  | 1 | 3/1/2018 12:00:00 AM
VA6157386 | GE | MPN | YR | RT | Y | WL002 | RW002 | WELL 2 | BLUE DOOR KITCHEN AND INN | WELL 2 |  | 1 | 3/1/2018 12:00:00 AM
VA6157388 | TC | TC | MN | RT | Y | DS001 | TCR01 |  | CHILD CARE & LEARNING CENTER | CHILD CARE AND LEARNING DISTRIBUTION |  | 3 | 7/22/1991 12:00:00 AM
VA6157395 | TC | TC | QT | RT | Y | DS001 | TCR01 |  | SPERRYVILLE SCHOOLHOUSE | DISTRIBUTION SYSTEM |  | 1 | 12/4/2015 12:00:00 AM
VA6157398 | TC | TC | QT | RT | Y | DS001 | TCR01 |  | GOURMET EXPRESS LLC | DISTRIBUTION SYSTEM |  | 1 | 7/1/2019 12:00:00 AM
VA6157399 | TC | TC | QT | RT | Y | DS001 | TCR01 |  | SPERRYVILLE CORNER STORE | DISTRIBUTION SYSTEM |  | 1 | 10/21/2003 12:00:00 AM
VA6157399 | GE | MPN | YR | RT | Y | WL002 | RW002 | WELL 2 RAW TAP | SPERRYVILLE CORNER STORE | WELL 2 |  | 1 | 10/21/2003 12:00:00 AM
VA6157400 | PB | PBCU | 6M | RT | Y | DS001 | DS001 | PROVIDE ADDRESS | WASHINGTON, TOWN OF | DISTRIBUTION SYSTEM | FSD | 1 | 1/1/1901 12:00:00 AM
VA6157400 | PB | PBCU | 6M | RT | Y | DS001 | DS002 | PROVIDE ADDRESS | WASHINGTON, TOWN OF | DISTRIBUTION SYSTEM | FSD | 1 | 1/1/1901 12:00:00 AM
VA6157400 | PB | PBCU | 6M | RT | Y | DS001 | DS003 | PROVIDE ADDRESS | WASHINGTON, TOWN OF | DISTRIBUTION SYSTEM | FSD | 1 | 1/1/1901 12:00:00 AM
VA6157400 | PB | PBCU | 6M | RT | Y | DS001 | DS004 | PROVIDE ADDRESS | WASHINGTON, TOWN OF | DISTRIBUTION SYSTEM | FSD | 1 | 1/1/1901 12:00:00 AM
VA6157400 | PB | PBCU | 6M | RT | Y | DS001 | DS005 | PROVIDE ADDRESS | WASHINGTON, TOWN OF | DISTRIBUTION SYSTEM | FSD | 1 | 1/1/1901 12:00:00 AM
VA6157400 | PB | PBCU | 6M | RT | Y | DS001 | DS006 | PROVIDE ADDRESS | WASHINGTON, TOWN OF | DISTRIBUTION SYSTEM | FSD | 1 | 1/1/1901 12:00:00 AM
VA6157400 | PB | PBCU | 6M | RT | Y | DS001 | DS007 | PROVIDE ADDRESS | WASHINGTON, TOWN OF | DISTRIBUTION SYSTEM | FSD | 1 | 1/1/1901 12:00:00 AM
VA6157400 | PB | PBCU | 6M | RT | Y | DS001 | DS008 | PROVIDE ADDRESS | WASHINGTON, TOWN OF | DISTRIBUTION SYSTEM | FSD | 1 | 1/1/1901 12:00:00 AM
VA6157400 | PB | PBCU | 6M | RT | Y | DS001 | DS009 | PROVIDE ADDRESS | WASHINGTON, TOWN OF | DISTRIBUTION SYSTEM | FSD | 1 | 1/1/1901 12:00:00 AM
VA6157400 | PB | PBCU | 6M | RT | Y | DS001 | DS010 | PROVIDE ADDRESS | WASHINGTON, TOWN OF | DISTRIBUTION SYSTEM | FSD | 1 | 1/1/1901 12:00:00 AM
VA6157400 | TC | TC | MN | RT | Y | DS001 | TCR01 |  | WASHINGTON, TOWN OF | DISTRIBUTION SYSTEM |  | 3 | 1/1/1901 12:00:00 AM
VA6157400 | GE | MPN | YR | RT | Y | WL001 | RW001 | RAW WATER TAP | WASHINGTON, TOWN OF | WELL 1 (OUTSIDE BUILDING) |  | 1 | 1/1/1901 12:00:00 AM
VA6157400 | GE | MPN | YR | RT | Y | WL003 | RW003 | RAW WATER TAP | WASHINGTON, TOWN OF | WELL 3 (INSIDE BUILDING) |  | 1 | 1/1/1901 12:00:00 AM
VA6157400 | GE | VOC | 3Y | RT | Y | EP003 | EP003 | ENTRY POINT- WELL #3 | WASHINGTON, TOWN OF | ENTRY POINT - WELL 3 (INSIDE WELL) |  | 1 | 1901-01-01
VA6157400 | GE | THH5 | 3Y | RT | Y | DS001 | DBP01 | 566 MOUNT SALEM AVENUE | WASHINGTON, TOWN OF | DISTRIBUTION SYSTEM |  | 1 | 1901-01-01
VA6157410 | TC | TC | QT | RT | Y | DS001 | TCR01 |  | MAGNOLIA VINEYARDS AND WINERY | MAGNOLIA VINEYARDS DISTRIBUTION SYSTEM |  | 1 | 9/12/2019 12:00:00 AM
VA6157500 | TC | TC | MN | RT | Y | DS001 | TCR01 |  | WAKEFIELD COUNTRY DAY SCHOOL | DISTRIBUTION SYSTEM |  | 3 | 12/10/1991 12:00:00 AM
VA6157500 | GE | MPN | YR | RT | Y | WL001 | RW001 | RAW WATER TAP | WAKEFIELD COUNTRY DAY SCHOOL | DRILLED WELL |  | 1 | 12/10/1991 12:00:00 AM
VA6157500 | GE | THH5 | 3Y | RT | Y | DS001 | DBP01 | KINDERGARTEN / PRESCHOOL SINK | WAKEFIELD COUNTRY DAY SCHOOL | DISTRIBUTION SYSTEM |  | 1 | 1991-12-10
VA6177005 | TC | TC | QT | RT | Y | DS001 | TCR01 |  | LAKE COUNTRY MARINE GROUP - UPPER | DISTRIBUTION SYSTEM |  | 1 | 5/27/2004 12:00:00 AM
VA6177012 | TC | TC | QT | RT | Y | DS001 | TCR01 |  | HOTEL LAKE ANNA | DISTRIBUTION |  | 1 | 12/7/1997 12:00:00 AM
VA6177017 | TC | TC | QT | RT | Y | DS001 | TCR01 |  | ARRITT PARK | DISTRIBUTION SYSTEM |  | 1 | 5/1/2019 12:00:00 AM
VA6177033 | TC | TC | QT | RT | Y | DS001 | TCR01 |  | BERKELEY COMMUNITY CENTER | MEN'S SINK |  | 1 | 5/19/2020 12:00:00 AM
VA6177033 | GE | MPN | YR | RT | Y | WL002 | RW002 | RAW WATER TAP | BERKELEY COMMUNITY CENTER | NEW WELL (DRILLED NOV 2019) |  | 1 | 5/19/2020 12:00:00 AM
VA6177035 | TC | TC | MN | RT | Y | DS001 | TCR01 |  | BERKELEY ELEMENTARY | BERKELEY ELEMENTARY |  | 3 | 6/8/1998 12:00:00 AM
VA6177035 | GE | ICMT | 3Y | RT | Y | EP001 | EP001 | WELL DISCHARGE LINE | BERKELEY ELEMENTARY | POE - WELL |  | 1 | 1998-06-08
VA6177035 | GE | VOC | 3Y | RT | Y | EP001 | EP001 | WELL DISCHARGE LINE | BERKELEY ELEMENTARY | POE - WELL |  | 1 | 1998-06-08
VA6177044 | TC | TC | QT | RT | Y | DS001 | TCR01 |  | NPS - CHANCELLORSVILLE BATTLEFIELD | DISTRIBUTION SYSTEM |  | 1 | 3/25/1980 12:00:00 AM
VA6177044 | GE | MPN | YR | RT | Y | WL002 | RW002 | 2020 WELL | NPS - CHANCELLORSVILLE BATTLEFIELD | 2020 WELL |  | 1 | 3/25/1980 12:00:00 AM
VA6177045 | TC | TC | QT | RT | Y | DS001 | TCR01 |  | CHEWNING PARK | DISTRIBUTION SYSTEM |  | 1 | 5/7/2019 12:00:00 AM
VA6177045 | GE | MPN | YR | RT | Y | WL001 | RW001 | RAW WATER TAP | CHEWNING PARK | WELL 1 |  | 1 | 5/7/2019 12:00:00 AM
VA6177090 | TC | TC | QT | RT | Y | DS001 | TCR01 |  | DUKE'S CREEK MARINA | DISTRIBUTION SYSTEM |  | 1 | 10/1/2017 12:00:00 AM
VA6177105 | TC | TC | MN | RT | Y | DS001 | TCR01 |  | GLENWOOD MOBILE HOME PARK | GLENWOOD MHP |  | 3 | 5/31/1996 12:00:00 AM
VA6177105 | GE | MPN | YR | RT | Y | WL001 | RW001 | RAW WATER TAP | GLENWOOD MOBILE HOME PARK | BORED WELL 1 |  | 1 | 5/31/1996 12:00:00 AM
VA6177105 | GE | MPN | YR | RT | Y | WL002 | RW002 | RAW WATER TAP | GLENWOOD MOBILE HOME PARK | BORED WELL 2 |  | 1 | 5/31/1996 12:00:00 AM
VA6177105 | GE | MPN | YR | RT | Y | WL003 | RW003 | RAW WATER TAP | GLENWOOD MOBILE HOME PARK | BORED WELL 3 |  | 1 | 5/31/1996 12:00:00 AM
VA6177105 | GE | MPN | YR | RT | Y | WL005 | RW005 | RAW WATER TAP | GLENWOOD MOBILE HOME PARK | DRILLED WELL 5 |  | 1 | 5/31/1996 12:00:00 AM
VA6177120 | TC | TC | QT | RT | Y | DS001 | TCR01 |  | DOLLAR GENERAL #18049 - LAKE ANNA | DISTRIBUTION SYSTEM |  | 1 | 10/1/2018 12:00:00 AM
VA6177175 | TC | TC | MN | RT | Y | DS001 | TCR01 |  | HAZELWILD FARM EDUCATIONAL FOUNDATION | HAZELWILD FARM EDUCATIONAL FOUNDATION |  | 3 | 4/12/1991 12:00:00 AM
VA6177175 | GE | MPN | YR | RT | Y | WL001 | RW001 | RAW WATER TAP | HAZELWILD FARM EDUCATIONAL FOUNDATION | DRILLED WELL |  | 1 | 4/12/1991 12:00:00 AM
VA6177175 | GE | THH5 | 3Y | RT | Y | DS001 | DBP01 | MAIN LEARNING CTR OFFICE | HAZELWILD FARM EDUCATIONAL FOUNDATION | HAZELWILD FARM EDUCATIONAL FOUNDATION |  | 1 | 1991-04-12
VA6177180 | TC | TC | QT | RT | Y | DS001 | TCR01 |  | HIGH POINT MARINA | DISTRIBUTION SYSTEM |  | 1 | 5/26/2000 12:00:00 AM
VA6177184 | TC | TC | QT | RT | Y | DS001 | TCR01 |  | HUNTING RUN PARK | DISTRIBUTION SYSTEM |  | 1 | 5/27/2020 12:00:00 AM
VA6177184 | GE | MPN | YR | RT | Y | WL001 | RW001 | HUNTING RUN PARK WELL 1 | HUNTING RUN PARK | HUNTING RUN PARK WELL 1 |  | 1 | 5/27/2020 12:00:00 AM
VA6177185 | TC | TC | QT | RT | Y | DS001 | TCR01 |  | COVE AT LAKE ANNA, THE | DISTRIBUTION SYSTEM |  | 1 | 2/1/2016 12:00:00 AM
VA6177200 | TC | TC | MN | RT | Y | DS001 | TCR01 |  | INDIAN ACRES | INDIAN ACRES |  | 6 | 6/24/1977 12:00:00 AM
VA6177200 | GE | MPN | YR | RT | Y | WL002 | RW002 | WELL DISCH | INDIAN ACRES | WELL 2 |  | 1 | 6/24/1977 12:00:00 AM
VA6177200 | GE | MPN | YR | RT | Y | WL003 | RW003 | WELL DISCH | INDIAN ACRES | WELL 3 |  | 1 | 6/24/1977 12:00:00 AM
VA6177200 | GE | MPN | YR | RT | Y | WL008 | RW008 | RAW WATER TAP | INDIAN ACRES | WELL 8 |  | 1 | 6/24/1977 12:00:00 AM
VA6177200 | GE | MPN | YR | RT | Y | WL009 | RW009 | WELL DISCHG LINE | INDIAN ACRES | WELL 9 |  | 1 | 6/24/1977 12:00:00 AM
VA6177200 | GE | MPN | YR | RT | Y | WL010 | RW010 | WELL 10 (SEWER PLANT) | INDIAN ACRES | WELL 10 (SEWER PLANT) |  | 1 | 6/24/1977 12:00:00 AM
VA6177200 | GE | THH5 | 3Y | RT | Y | DS001 | DBP06 | 6A -ST2 TTHM/HAA5 (ST 1 WELL 6 MRT LOC) | INDIAN ACRES | INDIAN ACRES |  | 1 | 1977-06-24
VA6177220 | TC | TC | MN | RT | Y | DS001 | TCR01 |  | JJWRIGHT EDUC/CULTURAL CTR | DISTRIBUTION SYSTEM |  | 3 | 9/3/2008 12:00:00 AM
VA6177220 | GE | ICMT | 3Y | RT | Y | EP002 | EP002 | EP - WELL 1 ONLY | JJWRIGHT EDUC/CULTURAL CTR | EP - WELL 1 ONLY |  | 1 | 2008-09-03
VA6177230 | TC | TC | MN | RT | Y | DS001 | TCR01 |  | FREDERICKSBURG KOA -WASH DC SOUTH | KOA CAMPGROUND TES |  | 3 | 1/6/1998 12:00:00 AM
VA6177230 | GE | MPN | YR | RT | Y | WL001 | RW001 | WELL #1 | FREDERICKSBURG KOA -WASH DC SOUTH | WELL #1 NEAR POOL |  | 1 | 1/6/1998 12:00:00 AM
VA6177230 | GE | MPN | YR | RT | Y | WL002 | RW002 | WELL #2 | FREDERICKSBURG KOA -WASH DC SOUTH | WELL #2 BEHIND MAIN BUILDING |  | 1 | 1/6/1998 12:00:00 AM
VA6177235 | TC | TC | QT | RT | Y | DS001 | TCR01 |  | LAKE ANNA MARINA | DISTRIBUTION SYSTEM |  | 1 | 10/1/2017 12:00:00 AM
VA6177240 | TC | TC | QT | RT | Y | DS001 | TCR01 |  | LAKE ANNA STATE PARK - SECTIONS A & B | LAKE ANNA STATE PARK |  | 2 | 2/28/1997 12:00:00 AM
VA6177240 | GE | MPN | YR | RT | Y | WL002 | RW002 | RAW WATER TAP | LAKE ANNA STATE PARK - SECTIONS A & B | PARK OFFICE WELL |  | 1 | 2/28/1997 12:00:00 AM
VA6177241 | TC | TC | MN | RT | Y | DS001 | TCR01 |  | LAKE ANNA STATE PARK - CAMPGROUND | DISTRIBUTION SYSTEM |  | 3 | 8/1/2006 12:00:00 AM
VA6177241 | GE | MPN | YR | RT | Y | WL001 | RW001 | RAW WATER TAP | LAKE ANNA STATE PARK - CAMPGROUND | WELL |  | 1 | 8/1/2006 12:00:00 AM
VA6177251 | GE | THH5 | YR | RT | Y | DS001 | S2DBP1 | 11509 MACFADEN | LAKE WILDERNESS | DISTRIBUTION SYSTEM |  | 1 | 9/1/1995 12:00:00 AM
VA6177251 | TC | TC | MN | RT | Y | DS001 | TCR01 |  | LAKE WILDERNESS | DISTRIBUTION SYSTEM |  | 9 | 9/1/1995 12:00:00 AM
VA6177251 | GE | RADA | 6Y | RT | Y | EP006 | EP006 | ENTRY POINT- WELL #6 | LAKE WILDERNESS | ENTRY POINT WELL-6 |  | 1 | 9/1/1995 12:00:00 AM
VA6177251 | GE | MPN | YR | RT | Y | WL001 | RW001 | WELL DISCH | LAKE WILDERNESS | WELL 1 (NEAR CLUBHOUSE) |  | 1 | 9/1/1995 12:00:00 AM
VA6177251 | GE | MPN | YR | RT | Y | WL002 | RW002 | WELL DISCH | LAKE WILDERNESS | WELL 2, LEE LAKE DRIVE |  | 1 | 9/1/1995 12:00:00 AM
VA6177251 | GE | MPN | YR | RT | Y | WL003 | RW003 | WELL DISCH | LAKE WILDERNESS | WELL 4 |  | 1 | 9/1/1995 12:00:00 AM
VA6177251 | GE | MPN | YR | RT | Y | WL004 | RW04A | 4A-RAW | LAKE WILDERNESS | WELL 4A |  | 1 | 9/1/1995 12:00:00 AM
VA6177251 | GE | MPN | YR | RT | Y | WL006 | RW006 | RAW WATER TAP | LAKE WILDERNESS | WELL 6 |  | 1 | 9/1/1995 12:00:00 AM
VA6177251 | GE | MPN | YR | RT | Y | WL007 | RW007 | RAW WATER TAP | LAKE WILDERNESS | WELL 7, PLATOON STREET |  | 1 | 9/1/1995 12:00:00 AM
VA6177251 | GE | MPN | YR | RT | Y | WL008 | RW008 | WELL DISCHG LINE | LAKE WILDERNESS | WELL 8 |  | 1 | 9/1/1995 12:00:00 AM
VA6177251 | GE | MPN | YR | RT | Y | WL009 | RW009 | WELL 5A | LAKE WILDERNESS | WELL 5A |  | 1 | 9/1/1995 12:00:00 AM
VA6177251 | GE | ICMT | 3Y | RT | Y | EP008 | EP008 | ENTRY POINT- WELL #8 | LAKE WILDERNESS | ENTRY POINT WELL-8 |  | 1 | 1995-09-01
VA6177251 | GE | ICMT | 3Y | RT | Y | EP009 | EP009 | ENTRY POINT - WELL 5A | LAKE WILDERNESS | ENTRY POINT - WELL 5A |  | 1 | 1995-09-01
VA6177251 | GE | RADA | 3Y | RT | Y | EP001 | EP001 | ENTRY POINT- WELL #1 | LAKE WILDERNESS | ENTRY POINT WELL-1 |  | 1 | 1995-09-01
VA6177251 | GE | RADA | 6Y | RT | Y | EP008 | EP008 | ENTRY POINT- WELL #8 | LAKE WILDERNESS | ENTRY POINT WELL-8 |  | 1 | 1995-09-01
VA6177265 | TC | TC | MN | RT | Y | DS001 | TCR01 |  | LIVINGSTON ELEMENTARY SCHOOL | LIVINGSTON SCHOOL |  | 3 | 11/18/1991 12:00:00 AM
VA6177265 | GE | ICMT | 3Y | RT | Y | EP001 | EP001 | TAP AFTER TREATMENT | LIVINGSTON ELEMENTARY SCHOOL | POE - WELL |  | 1 | 1991-11-18
VA6177266 | PB | PBCU | 3Y | RT | Y | DS001 | DS001 | LEAD COPPER SITE 01 | LYNN CASTLE PARK | DISTRIBUTION SYSTEM-LYNN CASTLE PARK | FSD | 1 | 4/28/2004 12:00:00 AM
VA6177266 | PB | PBCU | 3Y | RT | Y | DS001 | DS002 | LEAD COPPER SITE 02 | LYNN CASTLE PARK | DISTRIBUTION SYSTEM-LYNN CASTLE PARK | FSD | 1 | 4/28/2004 12:00:00 AM
VA6177266 | PB | PBCU | 3Y | RT | Y | DS001 | DS003 | LEAD COPPER SITE 03 | LYNN CASTLE PARK | DISTRIBUTION SYSTEM-LYNN CASTLE PARK | FSD | 1 | 4/28/2004 12:00:00 AM
VA6177266 | PB | PBCU | 3Y | RT | Y | DS001 | DS004 | LEAD COPPER SITE 04 | LYNN CASTLE PARK | DISTRIBUTION SYSTEM-LYNN CASTLE PARK | FSD | 1 | 4/28/2004 12:00:00 AM
VA6177266 | PB | PBCU | 3Y | RT | Y | DS001 | DS005 | LEAD COPPER SITE 05 | LYNN CASTLE PARK | DISTRIBUTION SYSTEM-LYNN CASTLE PARK | FSD | 1 | 4/28/2004 12:00:00 AM
VA6177266 | TC | TC | MN | RT | Y | DS001 | TCR01 |  | LYNN CASTLE PARK | DISTRIBUTION SYSTEM-LYNN CASTLE PARK |  | 3 | 4/28/2004 12:00:00 AM
VA6177267 | TC | TC | QT | RT | Y | DS001 | TCR01 |  | MARSHALL PARK | DISTRIBUTION SYSTEM |  | 1 | 5/1/2019 12:00:00 AM
VA6177267 | GE | MPN | YR | RT | Y | WL001 | RW001 | WELL 1 | MARSHALL PARK | WELL 1 |  | 1 | 5/1/2019 12:00:00 AM
VA6177277 | TC | TC | QT | RT | Y | DS001 | TCR01 |  | LOG HOME BREWING | LOG HOME BREWING |  | 1 | 11/1/2022 12:00:00 AM
VA6177277 | GE | MPN | YR | RT | Y | WL002 | RW002 | WELL DRILLED 2022 | LOG HOME BREWING | WELL DRILLED 2022 |  | 1 | 11/1/2022 12:00:00 AM
VA6177283 | TC | TC | QT | RT | Y | DS001 | TCR01 |  | NEW LIFE FOR YOUTH | DIST. SYSTEM-NEW LIFE FOR YOUTH |  | 1 | 10/27/2004 12:00:00 AM
VA6177283 | GE | MPN | YR | RT | Y | WL001 | RW001 | WELL DISCHG LINE | NEW LIFE FOR YOUTH | DRILLED WELL |  | 1 | 10/27/2004 12:00:00 AM
VA6177300 | GE | THH5 | QT | RT | Y | DS001 | DS001 | 9104 COURTHOUSE | SPOTSYLVANIA COUNTY UTILITIES | SPOTSYLVANIA COUNTY DISTRIBUTION SYSTEM |  | 1 | 8/24/1995 12:00:00 AM
VA6177300 | GE | THH5 | QT | RT | Y | DS001 | DS002 | 10610 COBBLESTONE | SPOTSYLVANIA COUNTY UTILITIES | SPOTSYLVANIA COUNTY DISTRIBUTION SYSTEM |  | 1 | 8/24/1995 12:00:00 AM
VA6177300 | GE | THH5 | QT | RT | Y | DS001 | DS003 | 10601 ROBIN LANE | SPOTSYLVANIA COUNTY UTILITIES | SPOTSYLVANIA COUNTY DISTRIBUTION SYSTEM |  | 1 | 8/24/1995 12:00:00 AM
VA6177300 | GE | THH5 | QT | RT | Y | DS001 | DS004 | 6101 WEST MELODY COURT | SPOTSYLVANIA COUNTY UTILITIES | SPOTSYLVANIA COUNTY DISTRIBUTION SYSTEM |  | 1 | 8/24/1995 12:00:00 AM
VA6177300 | GE | THH5 | QT | RT | Y | DS001 | DS005 | 5124 MUDD TAVERN | SPOTSYLVANIA COUNTY UTILITIES | SPOTSYLVANIA COUNTY DISTRIBUTION SYSTEM |  | 1 | 8/24/1995 12:00:00 AM
VA6177300 | GE | THH5 | QT | RT | Y | DS001 | DS008 | 10821 CHANCELLORSVILLE RD | SPOTSYLVANIA COUNTY UTILITIES | SPOTSYLVANIA COUNTY DISTRIBUTION SYSTEM |  | 1 | 8/24/1995 12:00:00 AM
VA6177300 | GE | THH5 | QT | RT | Y | DS001 | DS009 | 11306 SPRINGFIELD ST | SPOTSYLVANIA COUNTY UTILITIES | SPOTSYLVANIA COUNTY DISTRIBUTION SYSTEM |  | 1 | 8/24/1995 12:00:00 AM
VA6177300 | GE | THH5 | QT | RT | Y | DS001 | DS010 | 2012 WHITE LAKE DRIVE | SPOTSYLVANIA COUNTY UTILITIES | SPOTSYLVANIA COUNTY DISTRIBUTION SYSTEM |  | 1 | 8/24/1995 12:00:00 AM
VA6177300 | PB | PBCU | 3Y | RT | Y | DS001 | DS011 | 514 PLEASANTS DR. | SPOTSYLVANIA COUNTY UTILITIES | SPOTSYLVANIA COUNTY DISTRIBUTION SYSTEM | FSD | 1 | 8/24/1995 12:00:00 AM
VA6177300 | PB | PBCU | 3Y | RT | Y | DS001 | DS013 | 443 LAUREL AV | SPOTSYLVANIA COUNTY UTILITIES | SPOTSYLVANIA COUNTY DISTRIBUTION SYSTEM | FSD | 1 | 8/24/1995 12:00:00 AM
VA6177300 | PB | PBCU | 3Y | RT | Y | DS001 | DS015 | 6 MAYFAIR DR. | SPOTSYLVANIA COUNTY UTILITIES | SPOTSYLVANIA COUNTY DISTRIBUTION SYSTEM | FSD | 1 | 8/24/1995 12:00:00 AM
VA6177300 | PB | PBCU | 3Y | RT | Y | DS001 | DS016 | 12311 MCCLAIN ST | SPOTSYLVANIA COUNTY UTILITIES | SPOTSYLVANIA COUNTY DISTRIBUTION SYSTEM | FSD | 1 | 8/24/1995 12:00:00 AM
VA6177300 | PB | PBCU | 3Y | RT | Y | DS001 | DS017 | 208 GALLIMORE DR | SPOTSYLVANIA COUNTY UTILITIES | SPOTSYLVANIA COUNTY DISTRIBUTION SYSTEM | FSD | 1 | 8/24/1995 12:00:00 AM
VA6177300 | PB | PBCU | 3Y | RT | Y | DS001 | DS021 | 457 LAUREL AV | SPOTSYLVANIA COUNTY UTILITIES | SPOTSYLVANIA COUNTY DISTRIBUTION SYSTEM | FSD | 1 | 8/24/1995 12:00:00 AM
VA6177300 | PB | PBCU | 3Y | RT | Y | DS001 | DS022 | 11516 HARVESTDALE DR | SPOTSYLVANIA COUNTY UTILITIES | SPOTSYLVANIA COUNTY DISTRIBUTION SYSTEM | FSD | 1 | 8/24/1995 12:00:00 AM
VA6177300 | PB | PBCU | 3Y | RT | Y | DS001 | DS024 | 1222 DEWBERRY DR | SPOTSYLVANIA COUNTY UTILITIES | SPOTSYLVANIA COUNTY DISTRIBUTION SYSTEM | FSD | 1 | 8/24/1995 12:00:00 AM
VA6177300 | PB | PBCU | 3Y | RT | Y | DS001 | DS025 | 903 RICK CT | SPOTSYLVANIA COUNTY UTILITIES | SPOTSYLVANIA COUNTY DISTRIBUTION SYSTEM | FSD | 1 | 8/24/1995 12:00:00 AM
VA6177300 | PB | PBCU | 3Y | RT | Y | DS001 | DS026 | 505 PLEASANTS DR | SPOTSYLVANIA COUNTY UTILITIES | SPOTSYLVANIA COUNTY DISTRIBUTION SYSTEM | FSD | 1 | 8/24/1995 12:00:00 AM
VA6177300 | PB | PBCU | 3Y | RT | Y | DS001 | DS028 | 5203 SIGNAL CORPS DR | SPOTSYLVANIA COUNTY UTILITIES | SPOTSYLVANIA COUNTY DISTRIBUTION SYSTEM | FSD | 1 | 8/24/1995 12:00:00 AM
VA6177300 | PB | PBCU | 3Y | RT | Y | DS001 | DS030 | 454 LAUREL AV | SPOTSYLVANIA COUNTY UTILITIES | SPOTSYLVANIA COUNTY DISTRIBUTION SYSTEM | FSD | 1 | 8/24/1995 12:00:00 AM
VA6177300 | PB | PBCU | 3Y | RT | Y | DS001 | DS031 | 11320 GORDON RD | SPOTSYLVANIA COUNTY UTILITIES | SPOTSYLVANIA COUNTY DISTRIBUTION SYSTEM | FSD | 1 | 8/24/1995 12:00:00 AM
VA6177300 | PB | PBCU | 3Y | RT | Y | DS001 | DS032 | 11501 GORDON RD | SPOTSYLVANIA COUNTY UTILITIES | SPOTSYLVANIA COUNTY DISTRIBUTION SYSTEM | FSD | 1 | 8/24/1995 12:00:00 AM
VA6177300 | PB | PBCU | 3Y | RT | Y | DS001 | DS033 | 6010 WINDSOR DR | SPOTSYLVANIA COUNTY UTILITIES | SPOTSYLVANIA COUNTY DISTRIBUTION SYSTEM | FSD | 1 | 8/24/1995 12:00:00 AM
VA6177300 | PB | PBCU | 3Y | RT | Y | DS001 | DS035 | 512 BUTTERNUT DR | SPOTSYLVANIA COUNTY UTILITIES | SPOTSYLVANIA COUNTY DISTRIBUTION SYSTEM | FSD | 1 | 8/24/1995 12:00:00 AM
VA6177300 | PB | PBCU | 3Y | RT | Y | DS001 | DS036 | 4400 HILLTOP DR | SPOTSYLVANIA COUNTY UTILITIES | SPOTSYLVANIA COUNTY DISTRIBUTION SYSTEM | FSD | 1 | 8/24/1995 12:00:00 AM
VA6177300 | PB | PBCU | 3Y | RT | Y | DS001 | DS040 | 204 SAGUN DR | SPOTSYLVANIA COUNTY UTILITIES | SPOTSYLVANIA COUNTY DISTRIBUTION SYSTEM | FSD | 1 | 8/24/1995 12:00:00 AM
VA6177300 | PB | PBCU | 3Y | RT | Y | DS001 | DS041 | 11201 PRINCE CT | SPOTSYLVANIA COUNTY UTILITIES | SPOTSYLVANIA COUNTY DISTRIBUTION SYSTEM | FSD | 1 | 8/24/1995 12:00:00 AM
VA6177300 | PB | PBCU | 3Y | RT | Y | DS001 | DS043 | 6526 VENISON DR. | SPOTSYLVANIA COUNTY UTILITIES | SPOTSYLVANIA COUNTY DISTRIBUTION SYSTEM | FSD | 1 | 8/24/1995 12:00:00 AM
VA6177300 | PB | PBCU | 3Y | RT | Y | DS001 | DS044 | 926 STONEWALL LN. | SPOTSYLVANIA COUNTY UTILITIES | SPOTSYLVANIA COUNTY DISTRIBUTION SYSTEM | FSD | 1 | 8/24/1995 12:00:00 AM
VA6177300 | PB | PBCU | 3Y | RT | Y | DS001 | DS046 | 11308 CHARLES WASH AVE | SPOTSYLVANIA COUNTY UTILITIES | SPOTSYLVANIA COUNTY DISTRIBUTION SYSTEM | FSD | 1 | 8/24/1995 12:00:00 AM
VA6177300 | PB | PBCU | 3Y | RT | Y | DS001 | DS047 | 11518 SILVERLEAF LN | SPOTSYLVANIA COUNTY UTILITIES | SPOTSYLVANIA COUNTY DISTRIBUTION SYSTEM | FSD | 1 | 8/24/1995 12:00:00 AM
VA6177300 | PB | PBCU | 3Y | RT | Y | DS001 | DS048 | 7 DAPPLE GRAY CT. | SPOTSYLVANIA COUNTY UTILITIES | SPOTSYLVANIA COUNTY DISTRIBUTION SYSTEM | FSD | 1 | 8/24/1995 12:00:00 AM
VA6177300 | PB | PBCU | 3Y | RT | Y | DS001 | DS050 | 212 PATTERSON AVE | SPOTSYLVANIA COUNTY UTILITIES | SPOTSYLVANIA COUNTY DISTRIBUTION SYSTEM | FSD | 1 | 8/24/1995 12:00:00 AM
VA6177300 | PB | PBCU | 3Y | RT | Y | DS001 | DS051 | 10615 ROLLINGWOOD DR. | SPOTSYLVANIA COUNTY UTILITIES | SPOTSYLVANIA COUNTY DISTRIBUTION SYSTEM | FSD | 1 | 8/24/1995 12:00:00 AM
VA6177300 | PB | PBCU | 3Y | RT | Y | DS001 | DS052 | 100 ROANOKE ST. | SPOTSYLVANIA COUNTY UTILITIES | SPOTSYLVANIA COUNTY DISTRIBUTION SYSTEM | FSD | 1 | 8/24/1995 12:00:00 AM
VA6177300 | PB | PBCU | 3Y | RT | Y | DS001 | DS054 | 803 DUNLAP ST | SPOTSYLVANIA COUNTY UTILITIES | SPOTSYLVANIA COUNTY DISTRIBUTION SYSTEM | FSD | 1 | 8/24/1995 12:00:00 AM
VA6177300 | PB | PBCU | 3Y | RT | Y | DS001 | DS055 | 11717 PIERCE CT | SPOTSYLVANIA COUNTY UTILITIES | SPOTSYLVANIA COUNTY DISTRIBUTION SYSTEM | FSD | 1 | 8/24/1995 12:00:00 AM
VA6177300 | PB | PBCU | 3Y | RT | Y | DS001 | DS056 | 518 PLEASANTS DR | SPOTSYLVANIA COUNTY UTILITIES | SPOTSYLVANIA COUNTY DISTRIBUTION SYSTEM | FSD | 1 | 8/24/1995 12:00:00 AM
VA6177300 | TC | TC | MN | RT | Y | DS001 | TCR01 |  | SPOTSYLVANIA COUNTY UTILITIES | SPOTSYLVANIA COUNTY DISTRIBUTION SYSTEM |  | 270 | 8/24/1995 12:00:00 AM
VA6177300 | GE | FL2 | MN | ST | N | EP001 | EP001 | NI R FINISHED WATER TAP | SPOTSYLVANIA COUNTY UTILITIES | ENTRY POINT - NI RIVER WTP |  | 3 | 8/24/1995 12:00:00 AM
VA6177300 | GE | FL2 | MN | ST | N | EP002 | EP002 | MOTTS FINISHED WATER TAP | SPOTSYLVANIA COUNTY UTILITIES | ENTRY POINT - MOTTS WTP |  | 3 | 8/24/1995 12:00:00 AM
VA6177300 | GE | TOCA | MN | RT | Y | TOCR1 | RW001 | RAW WATER TOC-ALK NI RIVER | SPOTSYLVANIA COUNTY UTILITIES | RAW WATER TOC-ALK NI RIVER |  | 3 | 8/24/1995 12:00:00 AM
VA6177300 | GE | TOCA | MN | RT | Y | TOCR2 | RW002 | RAW WATER TOC-ALK MOTTS RUN | SPOTSYLVANIA COUNTY UTILITIES | RAW WATER TOC-ALK MOTTS RUN |  | 3 | 8/24/1995 12:00:00 AM
VA6177300 | GE | TOC | MN | RT | Y | TP001 | UP001 | COMB FILTR EFFL | SPOTSYLVANIA COUNTY UTILITIES | NI RIVER WTP |  | 3 | 8/24/1995 12:00:00 AM
VA6177300 | GE | TOC | MN | RT | Y | TP002 | UP001 | COMB FILTER EFFLUENT | SPOTSYLVANIA COUNTY UTILITIES | MOTTS RUN WTP |  | 3 | 8/24/1995 12:00:00 AM
VA6177357 | TC | TC | MN | RT | Y | DS001 | TCR01 |  | ROCKY BRANCH - MARINA & LOWER CAMPGROUND | DISTRIBUTION SYSTEM |  | 3 | 11/28/2017 12:00:00 AM
VA6177358 | TC | TC | MN | RT | Y | DS001 | TCR01 |  | ROCKY BRANCH - BATHHOUSE | DISTRIBUTION SYSTEM |  | 3 | 11/28/2017 12:00:00 AM
VA6177362 | TC | TC | MN | RT | Y | DS002 | TCR01 |  | ROCKY BRANCH - UPPER CAMPGROUND | DISTRIBUTION SYSTEM |  | 3 | 6/21/2018 12:00:00 AM
VA6177377 | TC | TC | QT | RT | Y | DS001 | TCR01 |  | 208 VARIETY STORE | 208 VARIETY STORE |  | 1 | 1/3/2014 12:00:00 AM
VA6177377 | GE | MPN | YR | RT | Y | WL001 | RW001 | RAW WATER TAP | 208 VARIETY STORE | WELL |  | 1 | 1/3/2014 12:00:00 AM
VA6177380 | TC | TC | QT | RT | Y | DS001 | TCR01 |  | LAKE COUNTRY MARINE GROUP - LOWER | DISTRIBUTION SYSTEM |  | 1 | 5/1/2016 12:00:00 AM
VA6177384 | PB | PBCU | 3Y | RT | Y | DS001 | DS001 | CBBLF | ST. PATRICK CHURCH | DISTRIBUTION SYSTEM | FSD | 1 | 6/16/1995 12:00:00 AM
VA6177384 | PB | PBCU | 3Y | RT | Y | DS001 | DS002 | CBGLF | ST. PATRICK CHURCH | DISTRIBUTION SYSTEM | FSD | 1 | 6/16/1995 12:00:00 AM
VA6177384 | PB | PBCU | 3Y | RT | Y | DS001 | DS003 | SGBLF | ST. PATRICK CHURCH | DISTRIBUTION SYSTEM | FSD | 1 | 6/16/1995 12:00:00 AM
VA6177384 | PB | PBCU | 3Y | RT | Y | DS001 | DS004 | CMB | ST. PATRICK CHURCH | DISTRIBUTION SYSTEM | FSD | 1 | 6/16/1995 12:00:00 AM
VA6177384 | PB | PBCU | 3Y | RT | Y | DS001 | DS005 | CGB | ST. PATRICK CHURCH | DISTRIBUTION SYSTEM | FSD | 1 | 6/16/1995 12:00:00 AM
VA6177384 | TC | TC | MN | RT | Y | DS001 | TCR01 |  | ST. PATRICK CHURCH | DISTRIBUTION SYSTEM |  | 3 | 6/16/1995 12:00:00 AM
VA6177384 | GE | MPN | YR | RT | Y | WL002 | RW002 | WELL 2 RAW WATER | ST. PATRICK CHURCH | WELL 2 |  | 1 | 6/16/1995 12:00:00 AM
VA6177384 | GE | THH5 | 3Y | RT | Y | DS001 | DBP01 | BSMNT BYS BATH LNDR | ST. PATRICK CHURCH | DISTRIBUTION SYSTEM |  | 1 | 1995-06-16
VA6177405 | GE | THH5 | YR | RT | Y | DS001 | DBP01 | POST OAK KITCHEN | SPOTSY CO HS (INCL POST OAK MS) | DISTRIBUTION SYSTEM |  | 1 | 11/19/1993 12:00:00 AM
VA6177405 | PB | PBCU | 3Y | RT | Y | DS001 | DS001 | ROOM 122 SINK #1 | SPOTSY CO HS (INCL POST OAK MS) | DISTRIBUTION SYSTEM | FSD | 1 | 11/19/1993 12:00:00 AM
VA6177405 | PB | PBCU | 3Y | RT | Y | DS001 | DS002 | ROOM 122 SINK #2 | SPOTSY CO HS (INCL POST OAK MS) | DISTRIBUTION SYSTEM | FSD | 1 | 11/19/1993 12:00:00 AM
VA6177405 | PB | PBCU | 3Y | RT | Y | DS001 | DS003 | ROOM 122 SINK #3 | SPOTSY CO HS (INCL POST OAK MS) | DISTRIBUTION SYSTEM | FSD | 1 | 11/19/1993 12:00:00 AM
VA6177405 | PB | PBCU | 3Y | RT | Y | DS001 | DS005 | ROOM 206 (SINK BESIDE VENT HOOD) | SPOTSY CO HS (INCL POST OAK MS) | DISTRIBUTION SYSTEM | FSD | 1 | 11/19/1993 12:00:00 AM
VA6177405 | PB | PBCU | 3Y | RT | Y | DS001 | DS009 | CLINIC | SPOTSY CO HS (INCL POST OAK MS) | DISTRIBUTION SYSTEM | FSD | 1 | 11/19/1993 12:00:00 AM
VA6177405 | PB | PBCU | 3Y | RT | Y | DS001 | DS011 | ROOM 121 KITCHEN SERVING AREA | SPOTSY CO HS (INCL POST OAK MS) | DISTRIBUTION SYSTEM | FSD | 1 | 11/19/1993 12:00:00 AM
VA6177405 | PB | PBCU | 3Y | RT | Y | DS001 | DS014 | ROOM #170 SCIENCE ROOM | SPOTSY CO HS (INCL POST OAK MS) | DISTRIBUTION SYSTEM | FSD | 1 | 11/19/1993 12:00:00 AM
VA6177405 | PB | PBCU | 3Y | RT | Y | DS001 | DS015 | ROOM #160 SCIENCE ROOM | SPOTSY CO HS (INCL POST OAK MS) | DISTRIBUTION SYSTEM | FSD | 1 | 11/19/1993 12:00:00 AM
VA6177405 | PB | PBCU | 3Y | RT | Y | DS001 | DS016 | ROOM #189 TEEN LIVING (SINK TO RIGHT) | SPOTSY CO HS (INCL POST OAK MS) | DISTRIBUTION SYSTEM | FSD | 1 | 11/19/1993 12:00:00 AM
VA6177405 | PB | PBCU | 3Y | RT | Y | DS001 | DS018 | ROOM #277 (SINK ON RIGHT SIDE) | SPOTSY CO HS (INCL POST OAK MS) | DISTRIBUTION SYSTEM | FSD | 1 | 11/19/1993 12:00:00 AM
VA6177405 | TC | TC | MN | RT | Y | DS001 | TCR01 |  | SPOTSY CO HS (INCL POST OAK MS) | DISTRIBUTION SYSTEM |  | 6 | 11/19/1993 12:00:00 AM
VA6177405 | GE | MPN | YR | RT | Y | WL001 | RW001 | HS WELL - RAW WATER TAP | SPOTSY CO HS (INCL POST OAK MS) | HS WELL (WELL 1) |  | 1 | 11/19/1993 12:00:00 AM
VA6177405 | GE | MPN | YR | RT | Y | WL003 | RW003 | WELL 3 RAW TAP | SPOTSY CO HS (INCL POST OAK MS) | TW2-35 (WELL 3) |  | 1 | 11/19/1993 12:00:00 AM
VA6177405 | GE | MPN | YR | RT | Y | WL004 | RW004 | WELL 4 RAW TAP | SPOTSY CO HS (INCL POST OAK MS) | TW4-26 (WELL 4) |  | 1 | 11/19/1993 12:00:00 AM
VA6177417 | TC | TC | QT | RT | Y | DS001 | TCR01 |  | STURGEON CREEK MARINA | DISTRIBUTION SYSTEM |  | 1 | 9/5/2017 12:00:00 AM
VA6177438 | TC | TC | QT | RT | Y | DS001 | TCR01 |  | TODD'S TAVERN COMMUNITY CENTER | DISTRIBUTION SYSTEM |  | 1 | 6/26/2020 12:00:00 AM
VA6177438 | GE | MPN | YR | RT | Y | WL002 | RW002 | KITCHEN COLD TAP | TODD'S TAVERN COMMUNITY CENTER | NEW WELL (DRILLED 2020) |  | 1 | 6/26/2020 12:00:00 AM
VA6177450 | GE | THH5 | YR | RT | Y | DS001 | DPB01 | COMFORT STATION #5B - GLEN 5 | WILDERNESS CAMPING RESORTS | WILDERNESS CAMPING RESORTS INC |  | 1 | 6/8/1998 12:00:00 AM
VA6177450 | PB | PBCU | 6M | RT | Y | DS001 | DS001 | PBCU 1-LOG BLD 1 | WILDERNESS CAMPING RESORTS | WILDERNESS CAMPING RESORTS INC | FSD | 1 | 6/8/1998 12:00:00 AM
VA6177450 | PB | PBCU | 6M | RT | Y | DS001 | DS002 | PBCU 2-C/S 3 | WILDERNESS CAMPING RESORTS | WILDERNESS CAMPING RESORTS INC | FSD | 1 | 6/8/1998 12:00:00 AM
VA6177450 | PB | PBCU | 6M | RT | Y | DS001 | DS003 | PBCU 3-C/S 4A | WILDERNESS CAMPING RESORTS | WILDERNESS CAMPING RESORTS INC | FSD | 1 | 6/8/1998 12:00:00 AM
VA6177450 | PB | PBCU | 6M | RT | Y | DS001 | DS004 | PBCU 4-C/S 5A | WILDERNESS CAMPING RESORTS | WILDERNESS CAMPING RESORTS INC | FSD | 1 | 6/8/1998 12:00:00 AM
VA6177450 | PB | PBCU | 6M | RT | Y | DS001 | DS005 | PBCU 5-C/S 6 | WILDERNESS CAMPING RESORTS | WILDERNESS CAMPING RESORTS INC | FSD | 1 | 6/8/1998 12:00:00 AM
VA6177450 | TC | TC | MN | RT | Y | DS001 | TCR01 |  | WILDERNESS CAMPING RESORTS | WILDERNESS CAMPING RESORTS INC |  | 6 | 6/8/1998 12:00:00 AM
VA6177450 | GE | NIT | YR | RT | Y | EP008 | EP008 | ENTRY POINT WELL DRILLED 6/10/96 | WILDERNESS CAMPING RESORTS | ENTRY POINT WELL 9 DRILLED 6/10/96 |  | 1 | 6/8/1998 12:00:00 AM
VA6177450 | GE | VOC | QT | RT | Y | EP008 | EP008 | ENTRY POINT WELL DRILLED 6/10/96 | WILDERNESS CAMPING RESORTS | ENTRY POINT WELL 9 DRILLED 6/10/96 |  | 1 | 6/8/1998 12:00:00 AM
VA6177450 | GE | MPN | YR | RT | Y | WL002 | RW002 | RAW WATER TAP WL 2 | WILDERNESS CAMPING RESORTS | WELL 2 (GLEN 6) |  | 1 | 6/8/1998 12:00:00 AM
VA6177450 | GE | MPN | YR | RT | Y | WL004 | RW004 | RAW WATER TAP WL 4 | WILDERNESS CAMPING RESORTS | WELL 4 (MAINT BLDG. AREA) |  | 1 | 6/8/1998 12:00:00 AM
VA6177450 | GE | MPN | YR | RT | Y | WL005 | RW005 | RAW WATER TAP WL 5 | WILDERNESS CAMPING RESORTS | WELL 5 (NEAR CABIN 65) |  | 1 | 6/8/1998 12:00:00 AM
VA6177450 | GE | MPN | YR | RT | Y | WL006 | RW006 | RAW WATER TAP WL 6 | WILDERNESS CAMPING RESORTS | WELL 6 (SPILLWAY) |  | 1 | 6/8/1998 12:00:00 AM
VA6177450 | GE | MPN | YR | RT | Y | WL007 | RW007 | WELL 7 RAW WATER | WILDERNESS CAMPING RESORTS | WELL 7 (LOG CABIN WELL) |  | 1 | 6/8/1998 12:00:00 AM
VA6177450 | GE | MPN | YR | RT | Y | WL008 | RW008 | WELL DRILLED 6/10/96 (WELL 9) | WILDERNESS CAMPING RESORTS | WELL DRILLED 6/10/96 (WELL 9) |  | 1 | 6/8/1998 12:00:00 AM
VA6177450 | GE | ICMT | 3Y | RT | Y | EP006 | EP006 | ENTRY POINT-WELL #6 | WILDERNESS CAMPING RESORTS | ENTRY POINT WELL-6 |  | 1 | 1998-06-08
VA6177450 | GE | ICMT | 3Y | RT | Y | EP007 | EP007 | ENTRY POINT WELL #7 | WILDERNESS CAMPING RESORTS | ENTRY POINT WELL-7 |  | 1 | 1998-06-08
VA6177450 | GE | VOC | 3Y | RT | Y | EP006 | EP006 | ENTRY POINT-WELL #6 | WILDERNESS CAMPING RESORTS | ENTRY POINT WELL-6 |  | 1 | 1998-06-08
VA6179060 | TC | TC | QT | RT | Y | DS001 | TCR01 |  | AQUIA BAY MARINA | DISTRIBUTION SYSTEM |  | 1 | 11/1/2017 12:00:00 AM
VA6179060 | GE | MPN | YR | RT | Y | WL001 | RW001 | DRILLED WELL | AQUIA BAY MARINA | DRILLED WELL |  | 1 | 11/1/2017 12:00:00 AM
VA6179080 | TC | TC | QT | RT | Y | DS001 | TCR01 |  | AQUIA LANDING PARK | DISTRIBUTION SYSTEM |  | 1 | 11/1/2017 12:00:00 AM
VA6179080 | GE | MPN | YR | RT | Y | WL001 | RW001 | WELL 1 | AQUIA LANDING PARK | WELL 1 |  | 1 | 11/1/2017 12:00:00 AM
VA6179100 | GE | THH5 | QT | RT | Y | DS001 | DS001 | DBP1 AQUIA MCD | STAFFORD COUNTY UTILITIES | STAFFORD COUNTY DISTRIBUTION SYSTEM |  | 1 | 1/9/1992 12:00:00 AM
VA6179100 | GE | THH5 | QT | RT | Y | DS001 | DS002 | DBP2 COURTHOUSE RD HYD SITE 045 | STAFFORD COUNTY UTILITIES | STAFFORD COUNTY DISTRIBUTION SYSTEM |  | 1 | 1/9/1992 12:00:00 AM
VA6179100 | GE | THH5 | QT | RT | Y | DS001 | DS003 | DBP3 GRSNVLE SCHOOL | STAFFORD COUNTY UTILITIES | STAFFORD COUNTY DISTRIBUTION SYSTEM |  | 1 | 1/9/1992 12:00:00 AM
VA6179100 | GE | THH5 | QT | RT | Y | DS001 | DS004 | DBP4 RT 610 7-11 | STAFFORD COUNTY UTILITIES | STAFFORD COUNTY DISTRIBUTION SYSTEM |  | 1 | 1/9/1992 12:00:00 AM
VA6179100 | GE | THH5 | QT | RT | Y | DS001 | DS005 | DBP5 CLARION MOTEL | STAFFORD COUNTY UTILITIES | STAFFORD COUNTY DISTRIBUTION SYSTEM |  | 1 | 1/9/1992 12:00:00 AM
VA6179100 | GE | THH5 | QT | RT | Y | DS001 | DS006 | DBP6 WBQB RADIO | STAFFORD COUNTY UTILITIES | STAFFORD COUNTY DISTRIBUTION SYSTEM |  | 1 | 1/9/1992 12:00:00 AM
VA6179100 | GE | THH5 | QT | RT | Y | DS001 | DS007 | DBP7 RT 218 7-11 | STAFFORD COUNTY UTILITIES | STAFFORD COUNTY DISTRIBUTION SYSTEM |  | 1 | 1/9/1992 12:00:00 AM
VA6179100 | GE | THH5 | QT | RT | Y | DS001 | DS008 | DBP8 DEACON RD 7-11 | STAFFORD COUNTY UTILITIES | STAFFORD COUNTY DISTRIBUTION SYSTEM |  | 1 | 1/9/1992 12:00:00 AM
VA6179100 | TC | TC | MN | RT | Y | DS001 | TCR01 |  | STAFFORD COUNTY UTILITIES | STAFFORD COUNTY DISTRIBUTION SYSTEM |  | 300 | 1/9/1992 12:00:00 AM
VA6179100 | GE | FL2 | MN | ST | N | EP001 | EP001 | SMITH LAKE FINISHED WATER TAP | STAFFORD COUNTY UTILITIES | ENTRY POINT - SMITH LAKE WTP |  | 3 | 1/9/1992 12:00:00 AM
VA6179100 | GE | FL2 | MN | ST | N | EP003 | EP003 | LAKE MOONEY WTP ENTRY POINT | STAFFORD COUNTY UTILITIES | LAKE MOONEY WTP ENTRY POINT |  | 3 | 1/9/1992 12:00:00 AM
VA6179100 | GE | TOCA | QT | RT | Y | TOCR1 | RW001 | RAW WATER TOC/ALK SAMPLE TAP - SMITH | STAFFORD COUNTY UTILITIES | RAW WATER TOC/ALK SAMPLE TAP - SMITH |  | 1 | 1/9/1992 12:00:00 AM
VA6179100 | GE | TOCA | QT | RT | Y | TOCR3 | RW003 | RAW WATER TOC/ALK SAMPLE TAP - MOONEY | STAFFORD COUNTY UTILITIES | RAW WATER TOC/ALK SAMPLE TAP - MOONEY |  | 1 | 1/9/1992 12:00:00 AM
VA6179100 | GE | TOC | QT | RT | Y | TP001 | UP001 | COMBINED FILTER EFFL | STAFFORD COUNTY UTILITIES | SMITH WTP |  | 1 | 1/9/1992 12:00:00 AM
VA6179100 | GE | TOC | QT | RT | Y | TP003 | UP001 | TOC FINISHED | STAFFORD COUNTY UTILITIES | LAKE MOONEY WTP |  | 1 | 1/9/1992 12:00:00 AM
VA6179120 | TC | TC | QT | RT | Y | DS001 | TCR01 |  | COLES TRIP - ARROWHEAD | ARROWHEAD GIRL SCOUT CAMP |  | 1 | 1/1/1901 12:00:00 AM
VA6179120 | GE | MPN | YR | RT | Y | WL001 | RW001 | DRILLED WELL | COLES TRIP - ARROWHEAD | DRILLED WELL |  | 1 | 1/1/1901 12:00:00 AM
VA6179185 | TC | TC | QT | RT | Y | DS001 | TCR01 |  | COLES TRIP - ROSS | COLES TRIP GIRL SCOUT CAMP |  | 1 | 3/16/1999 12:00:00 AM
VA6179185 | GE | MPN | YR | RT | Y | WL002 | RW002 | 2021 WELL | COLES TRIP - ROSS | 2021 WELL |  | 1 | 3/16/1999 12:00:00 AM
VA6179210 | TC | TC | QT | RT | Y | DS001 | TCR01 |  | CURTIS PARK | CURTIS MEMORIAL PARK |  | 1 | 9/10/1997 12:00:00 AM
VA6179250 | TC | TC | QT | RT | Y | DS001 | TCR01 |  | DUFF MCDUFF GREEN MEMORIAL PARK | DISTRIBUTION SYSTEM |  | 1 | 7/17/2000 12:00:00 AM
VA6179280 | TC | TC | MN | RT | Y | DS001 | TCR01 |  | GAUNTLET GOLF CLUB | GAUNTLET AT CURTIS PARK |  | 3 | 8/9/2001 12:00:00 AM
VA6179280 | GE | MPN | YR | RT | Y | WL001 | RW001 | WELL | GAUNTLET GOLF CLUB | WELL |  | 1 | 8/9/2001 12:00:00 AM
VA6179350 | GE | THH5 | YR | RT | Y | DS001 | DBP12 | ROOM 31 SEC 4 (OLD NAME RM 30 SEC 4) | HARTWOOD ELEMENTARY SCHOOL | DISTRIBUTION SYSTEM |  | 1 | 3/10/1993 12:00:00 AM
VA6179350 | PB | PBCU | 3Y | RT | Y | DS001 | LC004 | KITCHEN SINK #2 | HARTWOOD ELEMENTARY SCHOOL | DISTRIBUTION SYSTEM | FSD | 1 | 3/10/1993 12:00:00 AM
VA6179350 | PB | PBCU | 3Y | RT | Y | DS001 | LC005 | SEC 2 ART RM | HARTWOOD ELEMENTARY SCHOOL | DISTRIBUTION SYSTEM | FSD | 1 | 3/10/1993 12:00:00 AM
VA6179350 | PB | PBCU | 3Y | RT | Y | DS001 | LC007 | SEC 2 ROOM 8 | HARTWOOD ELEMENTARY SCHOOL | DISTRIBUTION SYSTEM | FSD | 1 | 3/10/1993 12:00:00 AM
VA6179350 | PB | PBCU | 3Y | RT | Y | DS001 | LC010 | ROOM #14 SINK (OLD SEC 3 RM 12) | HARTWOOD ELEMENTARY SCHOOL | DISTRIBUTION SYSTEM | FSD | 1 | 3/10/1993 12:00:00 AM
VA6179350 | PB | PBCU | 3Y | RT | Y | DS001 | LC012 | SEC 3 ROOM 17 | HARTWOOD ELEMENTARY SCHOOL | DISTRIBUTION SYSTEM | FSD | 1 | 3/10/1993 12:00:00 AM
VA6179350 | PB | PBCU | 3Y | RT | Y | DS001 | LC013 | SEC 4 ROOM #28 | HARTWOOD ELEMENTARY SCHOOL | DISTRIBUTION SYSTEM | FSD | 1 | 3/10/1993 12:00:00 AM
VA6179350 | PB | PBCU | 3Y | RT | Y | DS001 | LC014 | SEC 4 ROOM #30 | HARTWOOD ELEMENTARY SCHOOL | DISTRIBUTION SYSTEM | FSD | 1 | 3/10/1993 12:00:00 AM
VA6179350 | PB | PBCU | 3Y | RT | Y | DS001 | LC015 | SEC 4 ROOM #31 | HARTWOOD ELEMENTARY SCHOOL | DISTRIBUTION SYSTEM | FSD | 1 | 3/10/1993 12:00:00 AM
VA6179350 | PB | PBCU | 3Y | RT | Y | DS001 | LC016 | SEC 4 ROOM #33 | HARTWOOD ELEMENTARY SCHOOL | DISTRIBUTION SYSTEM | FSD | 1 | 3/10/1993 12:00:00 AM
VA6179350 | PB | PBCU | 3Y | RT | Y | DS001 | LC024 | SEC 3 ROOM 13 | HARTWOOD ELEMENTARY SCHOOL | DISTRIBUTION SYSTEM | FSD | 1 | 3/10/1993 12:00:00 AM
VA6179350 | TC | TC | MN | RT | Y | DS001 | TCR01 |  | HARTWOOD ELEMENTARY SCHOOL | DISTRIBUTION SYSTEM |  | 3 | 3/10/1993 12:00:00 AM
VA6179350 | GE | MPN | YR | RT | Y | WL001 | RW001 | RAW TAP | HARTWOOD ELEMENTARY SCHOOL | WELL 1 |  | 1 | 3/10/1993 12:00:00 AM
VA6179350 | GE | MPN | YR | RT | Y | WL002 | RW002 | RAW TAP | HARTWOOD ELEMENTARY SCHOOL | WELL 2 |  | 1 | 3/10/1993 12:00:00 AM
VA6179500 | PB | PBCU | 3Y | RT | Y | DS001 | DS001 | LEAD COPPER SITE 01 | HIDDEN LANE MHP | HIDDEN LANE MHP | FSD | 1 | 7/14/1995 12:00:00 AM
VA6179500 | PB | PBCU | 3Y | RT | Y | DS001 | DS002 | LEAD COPPER SITE 02 | HIDDEN LANE MHP | HIDDEN LANE MHP | FSD | 1 | 7/14/1995 12:00:00 AM
VA6179500 | PB | PBCU | 3Y | RT | Y | DS001 | DS003 | LEAD COPPER SITE 03 | HIDDEN LANE MHP | HIDDEN LANE MHP | FSD | 1 | 7/14/1995 12:00:00 AM
VA6179500 | PB | PBCU | 3Y | RT | Y | DS001 | DS004 | LEAD COPPER SITE 04 | HIDDEN LANE MHP | HIDDEN LANE MHP | FSD | 1 | 7/14/1995 12:00:00 AM
VA6179500 | PB | PBCU | 3Y | RT | Y | DS001 | DS005 | LEAD COPPER SITE 05 | HIDDEN LANE MHP | HIDDEN LANE MHP | FSD | 1 | 7/14/1995 12:00:00 AM
VA6179500 | TC | TC | MN | RT | Y | DS001 | TCR01 |  | HIDDEN LANE MHP | HIDDEN LANE MHP |  | 3 | 7/14/1995 12:00:00 AM
VA6179500 | GE | MPN | YR | RT | Y | WL001 | RW001 | WELL DISCH | HIDDEN LANE MHP | DRILLED WELL |  | 1 | 7/14/1995 12:00:00 AM
VA6179500 | GE | THH5 | 3Y | RT | Y | DS001 | DBP01 | 32 CABELL RD | HIDDEN LANE MHP | HIDDEN LANE MHP |  | 1 | 1995-07-14
VA6179585 | TC | TC | QT | RT | Y | DS001 | TCR01 |  | PAYNE`S LANDING | DISTRIBUTION SYSTEM |  | 1 | 12/20/2017 12:00:00 AM
VA6179625 | TC | TC | QT | RT | Y | DS001 | TCR01 |  | PATAWOMECK PARK | DISTRIBUTION SYSTEM |  | 1 | 3/10/2009 12:00:00 AM
VA6179630 | TC | TC | QT | RT | Y | DS001 | TCR01 |  | POTOMAC POINT WINERY | DIST SYSTEM POTOMAC WINERY |  | 1 | 12/1/2007 12:00:00 AM
VA6179670 | PB | PBCU | YR | RT | Y | DS001 | DS001 | UPSTAIRS STAFF BATH | RED APPLE SCHOOL | DISTRIBUTION SYSTEM | FSD | 1 | 8/1/2002 12:00:00 AM
VA6179670 | PB | PBCU | YR | RT | Y | DS001 | DS002 | UPSTAIRS MASTER BATH | RED APPLE SCHOOL | DISTRIBUTION SYSTEM | FSD | 1 | 8/1/2002 12:00:00 AM
VA6179670 | PB | PBCU | YR | RT | Y | DS001 | DS003 | KITCHEN | RED APPLE SCHOOL | DISTRIBUTION SYSTEM | FSD | 1 | 8/1/2002 12:00:00 AM
VA6179670 | TC | TC | MN | RT | Y | DS001 | TCR01 |  | RED APPLE SCHOOL | DISTRIBUTION SYSTEM |  | 3 | 8/1/2002 12:00:00 AM
VA6179670 | GE | NIT | YR | RT | Y | EP001 | EP001 | ENTRY POINT | RED APPLE SCHOOL | WELL 1 ENTRY POINT |  | 1 | 8/1/2002 12:00:00 AM
VA6179670 | GE | ICMT | 3Y | RT | Y | EP001 | EP001 | ENTRY POINT | RED APPLE SCHOOL | WELL 1 ENTRY POINT |  | 1 | 2002-08-01
VA6179670 | GE | VOC | 3Y | RT | Y | EP001 | EP001 | ENTRY POINT | RED APPLE SCHOOL | WELL 1 ENTRY POINT |  | 1 | 2002-08-01
VA6179680 | TC | TC | MN | RT | Y | DS001 | TCR01 |  | RICHLAND BAPTIST CHURCH PRESCHOOL | DISTRIBUTION SYSTEM |  | 3 | 6/20/2002 12:00:00 AM
VA6179750 | TC | TC | MN | RT | Y | DS001 | TCR01 |  | ANNES MHP | ANNES MHP |  | 3 | 10/15/1985 12:00:00 AM
VA6179750 | GE | MPN | YR | RT | Y | WL001 | RW001 | RAW WATER TAP | ANNES MHP | DRILLED WELL |  | 1 | 10/15/1985 12:00:00 AM
VA6179750 | GE | VOC | 3Y | RT | Y | EP001 | EP001 | TAP AFTER TREATMENT | ANNES MHP | POE - WELL |  | 1 | 1985-10-15
VA6179750 | GE | THH5 | 3Y | RT | Y | DS001 | DBP01 | 51 PARKSIDE LN (LOT 51) | ANNES MHP | ANNES MHP |  | 1 | 1985-10-15
VA6179777 | TC | TC | QT | RT | Y | DS001 | TCR01 |  | SPRING LAKE MOTEL | SPRING LAKE MOTEL |  | 1 | 6/30/2000 12:00:00 AM
VA6179777 | GE | MPN | YR | RT | Y | WL001 | RW001 | WELL DISCHARGE LINE | SPRING LAKE MOTEL | DRILLED WELL |  | 1 | 6/30/2000 12:00:00 AM
VA6179940 | TC | TC | QT | RT | Y | DS001 | TCR01 |  | WILLOWMERE PARK | DISTRIBUTION SYSTEM |  | 1 | 7/17/2000 12:00:00 AM
VA6179950 | TC | TC | QT | RT | Y | DS001 | TCR01 |  | WIDEWATER STATE PARK - VISITORS CENTER | DISTRIBUTION SYSTEM |  | 1 | 5/31/2018 12:00:00 AM
VA6179950 | GE | MPN | YR | RT | Y | WL001 | RW001 | TAP BEFORE TREATMENT | WIDEWATER STATE PARK - VISITORS CENTER | WELL DRILLED AUG 2015 |  | 1 | 5/31/2018 12:00:00 AM
VA6179952 | TC | TC | QT | RT | Y | DS001 | TCR01 |  | WIDEWATER STATE PARK - BOAT RAMP | DISTRIBUTION SYSTEM |  | 1 | 6/12/2023 12:00:00 AM
VA6179952 | GE | NIT | YR | RT | Y | EP001 | EP001 | ENTRY POINT 001 | WIDEWATER STATE PARK - BOAT RAMP | ENTRY POINT 001 |  | 1 | 6/12/2023 12:00:00 AM
VA6179952 | GE | MPN | YR | RT | Y | WL001 | RW001 | WELL #1 | WIDEWATER STATE PARK - BOAT RAMP | WELL #1 |  | 1 | 6/12/2023 12:00:00 AM
VA6510010 | GE | THH5 | QT | RT | Y | DS001 | DBPS2S1 | 1427 W. BRADDOCK ROAD | ALEXANDRIA, CITY OF | DISTRIBUTION SYSTEM |  | 1 | 5/28/1982 12:00:00 AM
VA6510010 | GE | THH5 | QT | RT | Y | DS001 | DBPS2S2 | 4626 KING ST. | ALEXANDRIA, CITY OF | DISTRIBUTION SYSTEM |  | 1 | 5/28/1982 12:00:00 AM
VA6510010 | GE | THH5 | QT | RT | Y | DS001 | DBPS2S3 | 2225 DUKE ST. | ALEXANDRIA, CITY OF | DISTRIBUTION SYSTEM |  | 1 | 5/28/1982 12:00:00 AM
VA6510010 | GE | THH5 | QT | RT | Y | DS001 | DBPS2S4 | 3724 VALLEY DR. | ALEXANDRIA, CITY OF | DISTRIBUTION SYSTEM |  | 1 | 5/28/1982 12:00:00 AM
VA6510010 | GE | THH5 | QT | RT | Y | DS001 | DBPS2S5 | 4320 SEMINARY RD | ALEXANDRIA, CITY OF | DISTRIBUTION SYSTEM |  | 1 | 5/28/1982 12:00:00 AM
VA6510010 | GE | THH5 | QT | RT | Y | DS001 | DBPS2S6 | 2908 VALLEY DR | ALEXANDRIA, CITY OF | DISTRIBUTION SYSTEM |  | 1 | 5/28/1982 12:00:00 AM
VA6510010 | GE | THH5 | QT | RT | Y | DS001 | DBPS2S7 | 694 N. ST. ASAPH ST. | ALEXANDRIA, CITY OF | DISTRIBUTION SYSTEM |  | 1 | 5/28/1982 12:00:00 AM
VA6510010 | GE | THH5 | QT | RT | Y | DS001 | DBPS2S8 | 4875 EISENHOWER AVE | ALEXANDRIA, CITY OF | DISTRIBUTION SYSTEM |  | 1 | 5/28/1982 12:00:00 AM
VA6510010 | PB | PBCU | 3Y | RT | Y | DS001 | LC002 | 103 WOLFE ST | ALEXANDRIA, CITY OF | DISTRIBUTION SYSTEM | FSD | 1 | 5/28/1982 12:00:00 AM
VA6510010 | PB | PBCU | 3Y | RT | Y | DS001 | LC004 | 107 E WALNUT ST | ALEXANDRIA, CITY OF | DISTRIBUTION SYSTEM | FSD | 1 | 5/28/1982 12:00:00 AM
VA6510010 | PB | PBCU | 3Y | RT | Y | DS001 | LC005 | 113 E WALNUT ST | ALEXANDRIA, CITY OF | DISTRIBUTION SYSTEM | FSD | 1 | 5/28/1982 12:00:00 AM
VA6510010 | PB | PBCU | 3Y | RT | Y | DS001 | LC006 | 2002 BRADDOCK CT | ALEXANDRIA, CITY OF | DISTRIBUTION SYSTEM | FSD | 1 | 5/28/1982 12:00:00 AM
VA6510010 | PB | PBCU | 3Y | RT | Y | DS001 | LC007 | 2005 BRADDOCK CT | ALEXANDRIA, CITY OF | DISTRIBUTION SYSTEM | FSD | 1 | 5/28/1982 12:00:00 AM
VA6510010 | PB | PBCU | 3Y | RT | Y | DS001 | LC008 | 203 W GLENDALE AVE | ALEXANDRIA, CITY OF | DISTRIBUTION SYSTEM | FSD | 1 | 5/28/1982 12:00:00 AM
VA6510010 | PB | PBCU | 3Y | RT | Y | DS001 | LC009 | 206 E SPRING ST | ALEXANDRIA, CITY OF | DISTRIBUTION SYSTEM | FSD | 1 | 5/28/1982 12:00:00 AM
VA6510010 | PB | PBCU | 3Y | RT | Y | DS001 | LC011 | 22 W GLENDALE AVE | ALEXANDRIA, CITY OF | DISTRIBUTION SYSTEM | FSD | 1 | 5/28/1982 12:00:00 AM
VA6510010 | PB | PBCU | 3Y | RT | Y | DS001 | LC012 | 25 CARRIAGE HOUSE CL | ALEXANDRIA, CITY OF | DISTRIBUTION SYSTEM | FSD | 1 | 5/28/1982 12:00:00 AM
VA6510010 | PB | PBCU | 3Y | RT | Y | DS001 | LC013 | 2912 RUSSELL RD | ALEXANDRIA, CITY OF | DISTRIBUTION SYSTEM | FSD | 1 | 5/28/1982 12:00:00 AM
VA6510010 | PB | PBCU | 3Y | RT | Y | DS001 | LC014 | 3005 FULTON ST | ALEXANDRIA, CITY OF | DISTRIBUTION SYSTEM | FSD | 1 | 5/28/1982 12:00:00 AM
VA6510010 | PB | PBCU | 3Y | RT | Y | DS001 | LC016 | 3028 MANNING STREET | ALEXANDRIA, CITY OF | DISTRIBUTION SYSTEM | FSD | 1 | 5/28/1982 12:00:00 AM
VA6510010 | PB | PBCU | 3Y | RT | Y | DS001 | LC021 | 33 CARRIAGE HOUSE CL | ALEXANDRIA, CITY OF | DISTRIBUTION SYSTEM | FSD | 1 | 5/28/1982 12:00:00 AM
VA6510010 | PB | PBCU | 3Y | RT | Y | DS001 | LC024 | 35 S FLOYD ST | ALEXANDRIA, CITY OF | DISTRIBUTION SYSTEM | FSD | 1 | 5/28/1982 12:00:00 AM
VA6510010 | PB | PBCU | 3Y | RT | Y | DS001 | LC025 | 3805 VERMONT CT | ALEXANDRIA, CITY OF | DISTRIBUTION SYSTEM | FSD | 1 | 5/28/1982 12:00:00 AM
VA6510010 | PB | PBCU | 3Y | RT | Y | DS001 | LC026 | 3806 VERMONT CT | ALEXANDRIA, CITY OF | DISTRIBUTION SYSTEM | FSD | 1 | 5/28/1982 12:00:00 AM
VA6510010 | PB | PBCU | 3Y | RT | Y | DS001 | LC028 | 402 E LURAY AVE | ALEXANDRIA, CITY OF | DISTRIBUTION SYSTEM | FSD | 1 | 5/28/1982 12:00:00 AM
VA6510010 | PB | PBCU | 3Y | RT | Y | DS001 | LC031 | 502 S COLUMBUS ST | ALEXANDRIA, CITY OF | DISTRIBUTION SYSTEM | FSD | 1 | 5/28/1982 12:00:00 AM
VA6510010 | PB | PBCU | 3Y | RT | Y | DS001 | LC033 | 506 S COLUMBUS ST | ALEXANDRIA, CITY OF | DISTRIBUTION SYSTEM | FSD | 1 | 5/28/1982 12:00:00 AM
VA6510010 | PB | PBCU | 3Y | RT | Y | DS001 | LC034 | 508 S COLUMBUS ST | ALEXANDRIA, CITY OF | DISTRIBUTION SYSTEM | FSD | 1 | 5/28/1982 12:00:00 AM
VA6510010 | PB | PBCU | 3Y | RT | Y | DS001 | LC035 | 5409 BARRISTER PL | ALEXANDRIA, CITY OF | DISTRIBUTION SYSTEM | FSD | 1 | 5/28/1982 12:00:00 AM
VA6510010 | PB | PBCU | 3Y | RT | Y | DS001 | LC036 | 5411 BARRISTER PL | ALEXANDRIA, CITY OF | DISTRIBUTION SYSTEM | FSD | 1 | 5/28/1982 12:00:00 AM
VA6510010 | PB | PBCU | 3Y | RT | Y | DS001 | LC037 | 5419 BARRISTER PL | ALEXANDRIA, CITY OF | DISTRIBUTION SYSTEM | FSD | 1 | 5/28/1982 12:00:00 AM
VA6510010 | PB | PBCU | 3Y | RT | Y | DS001 | LC039 | 547 E NELSON AVE | ALEXANDRIA, CITY OF | DISTRIBUTION SYSTEM | FSD | 1 | 5/28/1982 12:00:00 AM
VA6510010 | PB | PBCU | 3Y | RT | Y | DS001 | LC040 | 554 E NELSON AVE | ALEXANDRIA, CITY OF | DISTRIBUTION SYSTEM | FSD | 1 | 5/28/1982 12:00:00 AM
VA6510010 | PB | PBCU | 3Y | RT | Y | DS001 | LC041 | 564 E NELSON AVE | ALEXANDRIA, CITY OF | DISTRIBUTION SYSTEM | FSD | 1 | 5/28/1982 12:00:00 AM
VA6510010 | PB | PBCU | 3Y | RT | Y | DS001 | LC042 | 707 UPLAND PL | ALEXANDRIA, CITY OF | DISTRIBUTION SYSTEM | FSD | 1 | 5/28/1982 12:00:00 AM
VA6510010 | PB | PBCU | 3Y | RT | Y | DS001 | LC043 | 708 JUNIOR ST | ALEXANDRIA, CITY OF | DISTRIBUTION SYSTEM | FSD | 1 | 5/28/1982 12:00:00 AM
VA6510010 | PB | PBCU | 3Y | RT | Y | DS001 | LC044 | 720 UPLAND PL | ALEXANDRIA, CITY OF | DISTRIBUTION SYSTEM | FSD | 1 | 5/28/1982 12:00:00 AM
VA6510010 | PB | PBCU | 3Y | RT | Y | DS001 | LC045 | 739 UPLAND PL | ALEXANDRIA, CITY OF | DISTRIBUTION SYSTEM | FSD | 1 | 5/28/1982 12:00:00 AM
VA6510010 | PB | PBCU | 3Y | RT | Y | DS001 | LC046 | 801 RUSSELL RD | ALEXANDRIA, CITY OF | DISTRIBUTION SYSTEM | FSD | 1 | 5/28/1982 12:00:00 AM
VA6510010 | PB | PBCU | 3Y | RT | Y | DS001 | LC047 | 802 HERMITAGE CT | ALEXANDRIA, CITY OF | DISTRIBUTION SYSTEM | FSD | 1 | 5/28/1982 12:00:00 AM
VA6510010 | PB | PBCU | 3Y | RT | Y | DS001 | LC048 | 805 GIBBON ST | ALEXANDRIA, CITY OF | DISTRIBUTION SYSTEM | FSD | 1 | 5/28/1982 12:00:00 AM
VA6510010 | PB | PBCU | 3Y | RT | Y | DS001 | LC049 | 809 GIBBON ST | ALEXANDRIA, CITY OF | DISTRIBUTION SYSTEM | FSD | 1 | 5/28/1982 12:00:00 AM
VA6510010 | PB | PBCU | 3Y | RT | Y | DS001 | LC050 | 824 WOLFE STREET | ALEXANDRIA, CITY OF | DISTRIBUTION SYSTEM | FSD | 1 | 5/28/1982 12:00:00 AM
VA6510010 | PB | PBCU | 3Y | RT | Y | DS001 | LC063 | 4012 DUKE ST | ALEXANDRIA, CITY OF | DISTRIBUTION SYSTEM | FSD | 1 | 5/28/1982 12:00:00 AM
VA6510010 | PB | PBCU | 3Y | RT | Y | DS001 | LC068 | 552 NELSON AVE | ALEXANDRIA, CITY OF | DISTRIBUTION SYSTEM | FSD | 1 | 5/28/1982 12:00:00 AM
VA6510010 | PB | PBCU | 3Y | RT | Y | DS001 | LC069 | 553 E. NELSON AVE | ALEXANDRIA, CITY OF | DISTRIBUTION SYSTEM | FSD | 1 | 5/28/1982 12:00:00 AM
VA6510010 | PB | PBCU | 3Y | RT | Y | DS001 | LC070 | 568 E. NELSON | ALEXANDRIA, CITY OF | DISTRIBUTION SYSTEM | FSD | 1 | 5/28/1982 12:00:00 AM
VA6510010 | PB | PBCU | 3Y | RT | Y | DS001 | LC072 | 708 UPLAND PL | ALEXANDRIA, CITY OF | DISTRIBUTION SYSTEM | FSD | 1 | 5/28/1982 12:00:00 AM
VA6510010 | PB | PBCU | 3Y | RT | Y | DS001 | LC073 | 715 UPLAND PL | ALEXANDRIA, CITY OF | DISTRIBUTION SYSTEM | FSD | 1 | 5/28/1982 12:00:00 AM
VA6510010 | PB | PBCU | 3Y | RT | Y | DS001 | LC074 | 800 HERMITAGE | ALEXANDRIA, CITY OF | DISTRIBUTION SYSTEM | FSD | 1 | 5/28/1982 12:00:00 AM
VA6510010 | PB | PBCU | 3Y | RT | Y | DS001 | LC075 | 805 RUSSELL | ALEXANDRIA, CITY OF | DISTRIBUTION SYSTEM | FSD | 1 | 5/28/1982 12:00:00 AM
VA6510010 | PB | PBCU | 3Y | RT | Y | DS001 | LC079 | 550 E NELSON AVE | ALEXANDRIA, CITY OF | DISTRIBUTION SYSTEM | FSD | 1 | 5/28/1982 12:00:00 AM
VA6510010 | PB | PBCU | 3Y | RT | Y | DS001 | LC080 | 3810 USHER CT | ALEXANDRIA, CITY OF | DISTRIBUTION SYSTEM | FSD | 1 | 5/28/1982 12:00:00 AM
VA6510010 | PB | PBCU | 3Y | RT | Y | DS001 | LC082 | 727 UPLAND PLACE | ALEXANDRIA, CITY OF | DISTRIBUTION SYSTEM | FSD | 1 | 5/28/1982 12:00:00 AM
VA6510010 | PB | PBCU | 3Y | RT | Y | DS001 | LC083 | 625 ALFRED ST | ALEXANDRIA, CITY OF | DISTRIBUTION SYSTEM | FSD | 1 | 5/28/1982 12:00:00 AM
VA6510010 | PB | PBCU | 3Y | RT | Y | DS001 | LC084 | 214 SOUTH ROYAL ST | ALEXANDRIA, CITY OF | DISTRIBUTION SYSTEM | FSD | 1 | 5/28/1982 12:00:00 AM
VA6510010 | PB | PBCU | 3Y | RT | Y | DS001 | LC086 | 416 RUCKER PLACE | ALEXANDRIA, CITY OF | DISTRIBUTION SYSTEM | FSD | 1 | 5/28/1982 12:00:00 AM
VA6510010 | PB | PBCU | 3Y | RT | Y | DS001 | LC088 | 556 EAST NELSON AVE | ALEXANDRIA, CITY OF | DISTRIBUTION SYSTEM | FSD | 1 | 5/28/1982 12:00:00 AM
VA6510010 | TC | TC | MN | RT | Y | DS001 | TCR01 |  | ALEXANDRIA, CITY OF | DISTRIBUTION SYSTEM |  | 360 | 5/28/1982 12:00:00 AM
VA6630050 | GE | THH5 | QT | RT | Y | DS001 | DBP01 | FIRE SAFETY | FREDERICKSBURG, CITY OF | DISTRIBUTION SYSTEM |  | 1 | 6/24/1977 12:00:00 AM
VA6630050 | GE | THH5 | QT | RT | Y | DS001 | DBP02 | CENTRAL PK HTL | FREDERICKSBURG, CITY OF | DISTRIBUTION SYSTEM |  | 1 | 6/24/1977 12:00:00 AM
VA6630050 | GE | THH5 | QT | RT | Y | DS001 | DBP03 | KENMRE CLEANER | FREDERICKSBURG, CITY OF | DISTRIBUTION SYSTEM |  | 1 | 6/24/1977 12:00:00 AM
VA6630050 | GE | THH5 | QT | RT | Y | DS001 | DBP04 | CITY WWTP | FREDERICKSBURG, CITY OF | DISTRIBUTION SYSTEM |  | 1 | 6/24/1977 12:00:00 AM
VA6630050 | PB | PBCU | 3Y | RT | Y | DS001 | DS005 | 1301 CARDWELL ST-DS005 | FREDERICKSBURG, CITY OF | DISTRIBUTION SYSTEM | FSD | 1 | 6/24/1977 12:00:00 AM
VA6630050 | PB | PBCU | 3Y | RT | Y | DS001 | DS010 | 1125 HANOVER ST-DS010 | FREDERICKSBURG, CITY OF | DISTRIBUTION SYSTEM | FSD | 1 | 6/24/1977 12:00:00 AM
VA6630050 | PB | PBCU | 3Y | RT | Y | DS001 | DS013 | 1104 AUGUSTINE AVE-DS013 | FREDERICKSBURG, CITY OF | DISTRIBUTION SYSTEM | FSD | 1 | 6/24/1977 12:00:00 AM
VA6630050 | PB | PBCU | 3Y | RT | Y | DS001 | DS015 | 207 BRAEHEAD DR-DS015 | FREDERICKSBURG, CITY OF | DISTRIBUTION SYSTEM | FSD | 1 | 6/24/1977 12:00:00 AM
VA6630050 | PB | PBCU | 3Y | RT | Y | DS001 | DS033 | 2422 LAFAYETTE | FREDERICKSBURG, CITY OF | DISTRIBUTION SYSTEM | FSD | 1 | 6/24/1977 12:00:00 AM
VA6630050 | PB | PBCU | 3Y | RT | Y | DS001 | DS042 | 104 POPLAR | FREDERICKSBURG, CITY OF | DISTRIBUTION SYSTEM | FSD | 1 | 6/24/1977 12:00:00 AM
VA6630050 | PB | PBCU | 3Y | RT | Y | DS001 | DS043 | 408 RIVERSIDE | FREDERICKSBURG, CITY OF | DISTRIBUTION SYSTEM | FSD | 1 | 6/24/1977 12:00:00 AM
VA6630050 | PB | PBCU | 3Y | RT | Y | DS001 | DS044 | 41 SENECA | FREDERICKSBURG, CITY OF | DISTRIBUTION SYSTEM | FSD | 1 | 6/24/1977 12:00:00 AM
VA6630050 | PB | PBCU | 3Y | RT | Y | DS001 | DS061 | 706 CAROLINE ST | FREDERICKSBURG, CITY OF | DISTRIBUTION SYSTEM | FSD | 1 | 6/24/1977 12:00:00 AM
VA6630050 | PB | PBCU | 3Y | RT | Y | DS001 | DS062 | 1705 FRANKLIN ST | FREDERICKSBURG, CITY OF | DISTRIBUTION SYSTEM | FSD | 1 | 6/24/1977 12:00:00 AM
VA6630050 | PB | PBCU | 3Y | RT | Y | DS001 | DS063 | 108 GOODLOE | FREDERICKSBURG, CITY OF | DISTRIBUTION SYSTEM | FSD | 1 | 6/24/1977 12:00:00 AM
VA6630050 | PB | PBCU | 3Y | RT | Y | DS001 | DS064 | 125 HILLCREST | FREDERICKSBURG, CITY OF | DISTRIBUTION SYSTEM | FSD | 1 | 6/24/1977 12:00:00 AM
VA6630050 | PB | PBCU | 3Y | RT | Y | DS001 | DS065 | 33 SENECA TERRACE | FREDERICKSBURG, CITY OF | DISTRIBUTION SYSTEM | FSD | 1 | 6/24/1977 12:00:00 AM
VA6630050 | PB | PBCU | 3Y | RT | Y | DS001 | DS066 | 40 SENECA TERRACE | FREDERICKSBURG, CITY OF | DISTRIBUTION SYSTEM | FSD | 1 | 6/24/1977 12:00:00 AM
VA6630050 | PB | PBCU | 3Y | RT | Y | DS001 | DS067 | 810 PRINCESS ANNE | FREDERICKSBURG, CITY OF | DISTRIBUTION SYSTEM | FSD | 1 | 6/24/1977 12:00:00 AM
VA6630050 | PB | PBCU | 3Y | RT | Y | DS001 | DS068 | 102 FAUQUIER ST | FREDERICKSBURG, CITY OF | DISTRIBUTION SYSTEM | FSD | 1 | 6/24/1977 12:00:00 AM
VA6630050 | PB | PBCU | 3Y | RT | Y | DS001 | DS069 | 159 LONGSTREET AVENUE | FREDERICKSBURG, CITY OF | DISTRIBUTION SYSTEM | FSD | 1 | 6/24/1977 12:00:00 AM
VA6630050 | PB | PBCU | 3Y | RT | Y | DS001 | LC009 | 121 HILLCREST DR | FREDERICKSBURG, CITY OF | DISTRIBUTION SYSTEM | FSD | 1 | 6/24/1977 12:00:00 AM
VA6630050 | PB | PBCU | 3Y | RT | Y | DS001 | LC014 | 1335 CARDWELL | FREDERICKSBURG, CITY OF | DISTRIBUTION SYSTEM | FSD | 1 | 6/24/1977 12:00:00 AM
VA6630050 | PB | PBCU | 3Y | RT | Y | DS001 | LC021 | 516A CHARLOTTE ST | FREDERICKSBURG, CITY OF | DISTRIBUTION SYSTEM | FSD | 1 | 6/24/1977 12:00:00 AM
VA6630050 | PB | PBCU | 3Y | RT | Y | DS001 | LC022 | 618 SHEPHERD STREET | FREDERICKSBURG, CITY OF | DISTRIBUTION SYSTEM | FSD | 1 | 6/24/1977 12:00:00 AM
VA6630050 | PB | PBCU | 3Y | RT | Y | DS001 | LC023 | 619 SPOTWOOD ST | FREDERICKSBURG, CITY OF | DISTRIBUTION SYSTEM | FSD | 1 | 6/24/1977 12:00:00 AM
VA6630050 | PB | PBCU | 3Y | RT | Y | DS001 | LC025 | 807 CHARLOTTE ST | FREDERICKSBURG, CITY OF | DISTRIBUTION SYSTEM | FSD | 1 | 6/24/1977 12:00:00 AM
VA6630050 | PB | PBCU | 3Y | RT | Y | DS001 | LC032 | 715 PRINCESS ANNE ST | FREDERICKSBURG, CITY OF | DISTRIBUTION SYSTEM | FSD | 1 | 6/24/1977 12:00:00 AM
VA6630050 | PB | PBCU | 3Y | RT | Y | DS001 | LC034 | 601 CAROLINE ST | FREDERICKSBURG, CITY OF | DISTRIBUTION SYSTEM | FSD | 1 | 6/24/1977 12:00:00 AM
VA6630050 | PB | PBCU | 3Y | RT | Y | DS001 | LC035 | 407 FAUQUIER ST | FREDERICKSBURG, CITY OF | DISTRIBUTION SYSTEM | FSD | 1 | 6/24/1977 12:00:00 AM
VA6630050 | PB | PBCU | 3Y | RT | Y | DS001 | LC036 | 805 COLLEGE AVE | FREDERICKSBURG, CITY OF | DISTRIBUTION SYSTEM | FSD | 1 | 6/24/1977 12:00:00 AM
VA6630050 | PB | PBCU | 3Y | RT | Y | DS001 | LC037 | 608 JACKSON ST | FREDERICKSBURG, CITY OF | DISTRIBUTION SYSTEM | FSD | 1 | 6/24/1977 12:00:00 AM
VA6630050 | PB | PBCU | 3Y | RT | Y | DS001 | LC039 | 1314 KENMORE AVE | FREDERICKSBURG, CITY OF | DISTRIBUTION SYSTEM | FSD | 1 | 6/24/1977 12:00:00 AM
VA6630050 | PB | PBCU | 3Y | RT | Y | DS001 | LC042 | 804 SUNKEN RD | FREDERICKSBURG, CITY OF | DISTRIBUTION SYSTEM | FSD | 1 | 6/24/1977 12:00:00 AM
VA6630050 | TC | TC | MN | RT | Y | DS001 | TCR01 |  | FREDERICKSBURG, CITY OF | DISTRIBUTION SYSTEM |  | 90 | 6/24/1977 12:00:00 AM
VA6685100 | GE | THH5 | QT | RT | Y | DS001 | DBP001 | COM005 8560 STONEWLL ROAD | MANASSAS, CITY OF | DISTRIBUTION SYSTEM |  | 1 | 7/14/1977 12:00:00 AM
VA6685100 | GE | THH5 | QT | RT | Y | DS001 | DBP002 | 10668 AVIATION LN | MANASSAS, CITY OF | DISTRIBUTION SYSTEM |  | 1 | 7/14/1977 12:00:00 AM
VA6685100 | GE | THH5 | QT | RT | Y | DS001 | DBP003 | COM002 9950 WELLINGTON ROAD | MANASSAS, CITY OF | DISTRIBUTION SYSTEM |  | 1 | 7/14/1977 12:00:00 AM
VA6685100 | GE | THH5 | QT | RT | Y | DS001 | DBP004 | COM006 9050 LIBERIA AVENUE | MANASSAS, CITY OF | DISTRIBUTION SYSTEM |  | 1 | 7/14/1977 12:00:00 AM
VA6685100 | TC | TC | MN | RT | Y | DS001 | TCR01 |  | MANASSAS, CITY OF | DISTRIBUTION SYSTEM |  | 150 | 7/14/1977 12:00:00 AM
VA6685100 | GE | FL2 | MN | ST | N | EP001 | EP001 | CLEARWELL EFFLUENT | MANASSAS, CITY OF | TREATMENT PLANT ENTRY POINT |  | 3 | 7/14/1977 12:00:00 AM
VA6685100 | GE | S121 | 3Y | RT | Y | EP001 | EP001 | CLEARWELL EFFLUENT | MANASSAS, CITY OF | TREATMENT PLANT ENTRY POINT |  | 1 | 7/14/1977 12:00:00 AM
VA6685100 | GE | TOCA | MN | RT | Y | TOCR1 | RW001 | RAW WATER TOC/ALK SAMPLE TAP | MANASSAS, CITY OF | RAW WATER TOC/ALK SAMPLE TAP |  | 3 | 7/14/1977 12:00:00 AM
VA6685100 | GE | TOC | MN | RT | Y | TP001 | UP003 | COMBINED FILTER EFFLUENT | MANASSAS, CITY OF | CITY OF MANASSAS WTP |  | 3 | 7/14/1977 12:00:00 AM
VA6687100 | GE | THH5 | QT | RT | Y | DS001 | DBP001 | 1 - 101 MEEKER CT. | MANASSAS PARK, CITY OF | DISTRIBUTION SYSTEM |  | 1 | 12/8/1992 12:00:00 AM
VA6687100 | GE | THH5 | QT | RT | Y | DS001 | DBP002 | 2 - 176 MANASSAS DR. | MANASSAS PARK, CITY OF | DISTRIBUTION SYSTEM |  | 1 | 12/8/1992 12:00:00 AM
VA6687100 | GE | THH5 | QT | RT | Y | DS001 | DBP003 | 3 - 9211 GOLF CT. | MANASSAS PARK, CITY OF | DISTRIBUTION SYSTEM |  | 1 | 12/8/1992 12:00:00 AM
VA6687100 | GE | THH5 | QT | RT | Y | DS001 | DBP004 | 4 - 8548 SANDSTONE WAY | MANASSAS PARK, CITY OF | DISTRIBUTION SYSTEM |  | 1 | 12/8/1992 12:00:00 AM
VA6687100 | TC | TC | MN | RT | Y | DS001 | TCR01 |  | MANASSAS PARK, CITY OF | DISTRIBUTION SYSTEM |  | 45 | 12/8/1992 12:00:00 AM

## Method Analytes assoc.
Instruction Tab | Analysis Methods Analytes assoc. - valid analysis Method analyte associations
AnalyteCode | AnalyteName | Analysis Method Code | Analysis Method Name
0100 | TURBIDITY | SM 2130 B | NEPHELOMETRIC
0100 | TURBIDITY | SM2130B | NEPHELOMETRIC
0100 | TURBIDITY | EPA 180.1 | NEPHELOMETRIC
0100 | TURBIDITY | NO METHOD | NO METHOD
0100 | TURBIDITY | 180.1 | NEPHELOMETRIC
0100 | TURBIDITY | 2130B | NEPHELOMETRIC
0999 | CHLORINE | SM 4500-CL G | GC-L/S EXTRACTION-ELECTRON CAPTURE DETEC
0999 | CHLORINE | SM 4500-CL G (AS HACH 8021) | GC-L/S EXTRACTION-ELECTRON CAPTURE DETEC
0999 | CHLORINE | SM 4500-CL G (AS HACH 8167) | GC-L/S EXTRACTION-ELECTRON CAPTURE DETEC
0999 | CHLORINE | SM 4500-CL G-2000 | GC-L/S EXTRACTION-ELECTRON CAPTURE DETEC
0999 | CHLORINE | SM 4500-CN> G | GC-L/S EXTRACTION-ELECTRON CAPTURE DETEC
0999 | CHLORINE | SM4500-CL-F | GC-L/S EXTRACTION-ELECTRON CAPTURE DETEC
0999 | CHLORINE | SM 4500-CL F | GC-L/S EXTRACTION-ELECTRON CAPTURE DETEC
0999 | CHLORINE | EPA 524.3 | VOC, GC/MS, P&T, CAPCOLUMN
0999 | CHLORINE | SM4500-CL-G | GC-L/S EXTRACTION-ELECTRON CAPTURE DETEC
0999 | CHLORINE | NO METHOD | NO METHOD
0999 | CHLORINE | 552.1 | GC-L/S EXTRACTION-ELECTRON CAPTURE DETEC
0999 | CHLORINE | 524.2 | VOC, GC/MS, P&T, CAPCOLUMN
0999 | CHLORINE | EPA 524.2 | VOC, GC/MS, P&T, CAPCOLUMN
1000 | TOTAL CHLORINE | 552.1 | GC-L/S EXTRACTION-ELECTRON CAPTURE DETEC
1000 | TOTAL CHLORINE | SM 4500-CL F | GC-L/S EXTRACTION-ELECTRON CAPTURE DETEC
1000 | TOTAL CHLORINE | SM 4500-CL G | GC-L/S EXTRACTION-ELECTRON CAPTURE DETEC
1000 | TOTAL CHLORINE | SM 4500-CL G (AS HACH 8021) | GC-L/S EXTRACTION-ELECTRON CAPTURE DETEC
1000 | TOTAL CHLORINE | SM4500-CL-G | GC-L/S EXTRACTION-ELECTRON CAPTURE DETEC
1000 | TOTAL CHLORINE | SM 4500-CL G-2000 | GC-L/S EXTRACTION-ELECTRON CAPTURE DETEC
1000 | TOTAL CHLORINE | SM 4500-CN> G | GC-L/S EXTRACTION-ELECTRON CAPTURE DETEC
1000 | TOTAL CHLORINE | SM4500-CL-F | GC-L/S EXTRACTION-ELECTRON CAPTURE DETEC
1000 | TOTAL CHLORINE | SM 4500-CL G (AS HACH 8167) | GC-L/S EXTRACTION-ELECTRON CAPTURE DETEC
1002 | ALUMINUM | EPA 200.8 | MSACCESS_TSASTM.NAME INDUCTIVELY COUPLED
1002 | ALUMINUM | SM3120B | INDUCTIVELY COUPLED PLASMA
1002 | ALUMINUM | EPA 200.7 | INDUCTIVELY COUPLED PLASMA
1002 | ALUMINUM | NO METHOD | NO METHOD
1002 | ALUMINUM | 200.7 | INDUCTIVELY COUPLED PLASMA
1002 | ALUMINUM | 200.8 | INDUCTIVELY COUPLED PLASMA MASS SPECTROM
1003 | NITROGEN-AMMONIA AS (N) | 353.2 | CADMIUM REDUCTION, AUTOMATED
1003 | NITROGEN-AMMONIA AS (N) | NO METHOD | NO METHOD
1003 | NITROGEN-AMMONIA AS (N) | EPA 353.2 (AS SEAL EPA-115-A) | CADMIUM REDUCTION, AUTOMATED
1003 | NITROGEN-AMMONIA AS (N) | EPA 353.2 (AS SEAL EPA-126-A) | CADMIUM REDUCTION, AUTOMATED
1004 | BROMIDE | SM4500-CL-B | COLORIMETRIC SPADNS, WITH DISTILLATION
1004 | BROMIDE | SM4500-SO4-D | COLORIMETRIC SPADNS, WITH DISTILLATION
1004 | BROMIDE | SM4500-SO4-E | COLORIMETRIC SPADNS, WITH DISTILLATION
1004 | BROMIDE | EPA 300.1 | ION CHROMATOGRAPHY
1004 | BROMIDE | SM 4500-SO4> E | COLORIMETRIC SPADNS, WITH DISTILLATION
1004 | BROMIDE | SM 4500-SIO2 C | COLORIMETRIC SPADNS, WITH DISTILLATION
1004 | BROMIDE | 300 | COLORIMETRIC SPADNS, WITH DISTILLATION
1004 | BROMIDE | SM 4500-CL> B | COLORIMETRIC SPADNS, WITH DISTILLATION
1004 | BROMIDE | SM 4500-CL> E | COLORIMETRIC SPADNS, WITH DISTILLATION
1004 | BROMIDE | 300.0 | ION CHROMATOGRAPHY
1004 | BROMIDE | 300.1 | ION CHROMATOGRAPHY
1004 | BROMIDE | NO METHOD | NO METHOD
1004 | BROMIDE | EPA 300.0 | ION CHROMATOGRAPHY
1004 | BROMIDE | SM 4110 B | COLORIMETRIC SPADNS, WITH DISTILLATION
1005 | ARSENIC | 200.9 | ATOMIC ABSORPTION, PLATFORM
1005 | ARSENIC | 200.7 | INDUCTIVELY COUPLED PLASMA
1005 | ARSENIC | 200.8 | INDUCTIVELY COUPLED PLASMA MASS SPECTROM
1005 | ARSENIC | SM 3113 B | ATOMIC ABSORPTION, FURNACE
1005 | ARSENIC | NO METHOD | NO METHOD
1005 | ARSENIC | SM3113B | ATOMIC ABSORPTION, FURNACE
1005 | ARSENIC | EPA 200.9 | EPA 200.8
1005 | ARSENIC | EPA 200.8 | MSACCESS_TSASTM.NAME INDUCTIVELY COUPLED
1005 | ARSENIC | SM3120B | INDUCTIVELY COUPLED PLASMA
1007 | CHLORATE | SM4500-CL-B | COLORIMETRIC SPADNS, WITH DISTILLATION
1007 | CHLORATE | SM4500-SO4-D | COLORIMETRIC SPADNS, WITH DISTILLATION
1007 | CHLORATE | SM4500-SO4-E | COLORIMETRIC SPADNS, WITH DISTILLATION
1007 | CHLORATE | SM 4500-SO4> E | COLORIMETRIC SPADNS, WITH DISTILLATION
1007 | CHLORATE | SM 4500-SIO2 C | COLORIMETRIC SPADNS, WITH DISTILLATION
1007 | CHLORATE | SM 4500-CL> E | COLORIMETRIC SPADNS, WITH DISTILLATION
1007 | CHLORATE | SM 4500-CL> B | COLORIMETRIC SPADNS, WITH DISTILLATION
1007 | CHLORATE | SM 4110 B | COLORIMETRIC SPADNS, WITH DISTILLATION
1007 | CHLORATE | NO METHOD | NO METHOD
1007 | CHLORATE | 300.1 | ION CHROMATOGRAPHY
1007 | CHLORATE | EPA 300.1 | ION CHROMATOGRAPHY
1007 | CHLORATE | 300 | COLORIMETRIC SPADNS, WITH DISTILLATION
1007 | CHLORATE | 300.0 | ION CHROMATOGRAPHY
1009 | CHLORITE | SM 4500-SIO2 C | COLORIMETRIC SPADNS, WITH DISTILLATION
1009 | CHLORITE | SM 4500-SO4> E | COLORIMETRIC SPADNS, WITH DISTILLATION
1009 | CHLORITE | SM4500-CL-B | COLORIMETRIC SPADNS, WITH DISTILLATION
1009 | CHLORITE | SM4500-SO4-D | COLORIMETRIC SPADNS, WITH DISTILLATION
1009 | CHLORITE | SM4500-SO4-E | COLORIMETRIC SPADNS, WITH DISTILLATION
1009 | CHLORITE | EPA 300.1 | ION CHROMATOGRAPHY
1009 | CHLORITE | 300 | COLORIMETRIC SPADNS, WITH DISTILLATION
1009 | CHLORITE | 300.0 | ION CHROMATOGRAPHY
1009 | CHLORITE | 300.1 | ION CHROMATOGRAPHY
1009 | CHLORITE | 317.0 | ION CHROMATOGRAPHY
1009 | CHLORITE | NO METHOD | NO METHOD
1009 | CHLORITE | EPA 300.0 | ION CHROMATOGRAPHY
1009 | CHLORITE | SM 4110 B | COLORIMETRIC SPADNS, WITH DISTILLATION
1009 | CHLORITE | SM 4500-CL> B | COLORIMETRIC SPADNS, WITH DISTILLATION
1009 | CHLORITE | SM 4500-CL> E | COLORIMETRIC SPADNS, WITH DISTILLATION
1010 | BARIUM | SM3113B | ATOMIC ABSORPTION, FURNACE
1010 | BARIUM | SM3120B | INDUCTIVELY COUPLED PLASMA
1010 | BARIUM | SM3111D | ATOMIC ABSORPTION DIRECT ASPIRATION
1010 | BARIUM | SM 3113 B | ATOMIC ABSORPTION, FURNACE
1010 | BARIUM | EPA 901.1 | GAMMA SPECTROSCOPY
1010 | BARIUM | EPA 902.0 | GAMMA SPECTROSCOPY
1010 | BARIUM | 200.8 | INDUCTIVELY COUPLED PLASMA MASS SPECTROM
1010 | BARIUM | 200.7 | INDUCTIVELY COUPLED PLASMA
1010 | BARIUM | 901.1 | GAMMA SPECTROSCOPY
1010 | BARIUM | NO METHOD | NO METHOD
1010 | BARIUM | 3111D | ATOMIC ABSORPTION DIRECT ASPIRATION
1010 | BARIUM | EPA 200.7 | INDUCTIVELY COUPLED PLASMA
1010 | BARIUM | EPA 200.8 | MSACCESS_TSASTM.NAME INDUCTIVELY COUPLED
1011 | BROMATE | 300.1 | ION CHROMATOGRAPHY
1011 | BROMATE | 317.0 | ION CHROMATOGRAPHY
1011 | BROMATE | NO METHOD | NO METHOD
1011 | BROMATE | 326.0 | ION CHROMATOGRAPHY
1011 | BROMATE | EPA 326.0 | ION CHROMATOGRAPHY
1011 | BROMATE | EPA 300.1 | ION CHROMATOGRAPHY
1012 | RESIDUAL CHLORINE | SM 4500-CL G | GC-L/S EXTRACTION-ELECTRON CAPTURE DETEC
1012 | RESIDUAL CHLORINE | SM 4500-CL F | GC-L/S EXTRACTION-ELECTRON CAPTURE DETEC
1012 | RESIDUAL CHLORINE | SM4500-CL-G | GC-L/S EXTRACTION-ELECTRON CAPTURE DETEC
1012 | RESIDUAL CHLORINE | 552.1 | GC-L/S EXTRACTION-ELECTRON CAPTURE DETEC
1012 | RESIDUAL CHLORINE | NO METHOD | NO METHOD
1012 | RESIDUAL CHLORINE | SM4500-CL-F | GC-L/S EXTRACTION-ELECTRON CAPTURE DETEC
1012 | RESIDUAL CHLORINE | SM 4500-CN> G | GC-L/S EXTRACTION-ELECTRON CAPTURE DETEC
1012 | RESIDUAL CHLORINE | SM 4500-CL G-2000 | GC-L/S EXTRACTION-ELECTRON CAPTURE DETEC
1012 | RESIDUAL CHLORINE | SM 4500-CL G (AS HACH 8167) | GC-L/S EXTRACTION-ELECTRON CAPTURE DETEC
1012 | RESIDUAL CHLORINE | SM 4500-CL G (AS HACH 8021) | GC-L/S EXTRACTION-ELECTRON CAPTURE DETEC
1013 | FREE RESIDUAL CHLORINE | 552.1 | GC-L/S EXTRACTION-ELECTRON CAPTURE DETEC
1013 | FREE RESIDUAL CHLORINE | NO METHOD | NO METHOD
1013 | FREE RESIDUAL CHLORINE | EPA 524.2 | VOC, GC/MS, P&T, CAPCOLUMN
1013 | FREE RESIDUAL CHLORINE | EPA 524.3 | VOC, GC/MS, P&T, CAPCOLUMN
1013 | FREE RESIDUAL CHLORINE | SM 4500-CL F | GC-L/S EXTRACTION-ELECTRON CAPTURE DETEC
1013 | FREE RESIDUAL CHLORINE | SM 4500-CL G | GC-L/S EXTRACTION-ELECTRON CAPTURE DETEC
1013 | FREE RESIDUAL CHLORINE | SM4500-CL-G | GC-L/S EXTRACTION-ELECTRON CAPTURE DETEC
1013 | FREE RESIDUAL CHLORINE | 524.2 | VOC, GC/MS, P&T, CAPCOLUMN
1013 | FREE RESIDUAL CHLORINE | SM 4500-CL G (AS HACH 8167) | GC-L/S EXTRACTION-ELECTRON CAPTURE DETEC
1013 | FREE RESIDUAL CHLORINE | SM 4500-CL G-2000 | GC-L/S EXTRACTION-ELECTRON CAPTURE DETEC
1013 | FREE RESIDUAL CHLORINE | SM 4500-CN> G | GC-L/S EXTRACTION-ELECTRON CAPTURE DETEC
1013 | FREE RESIDUAL CHLORINE | SM4500-CL-F | GC-L/S EXTRACTION-ELECTRON CAPTURE DETEC
1013 | FREE RESIDUAL CHLORINE | SM 4500-CL G (AS HACH 8021) | GC-L/S EXTRACTION-ELECTRON CAPTURE DETEC
1015 | CADMIUM | 200.8 | INDUCTIVELY COUPLED PLASMA MASS SPECTROM
1015 | CADMIUM | 200.7 | INDUCTIVELY COUPLED PLASMA
1015 | CADMIUM | SM 3113 B | ATOMIC ABSORPTION, FURNACE
1015 | CADMIUM | SM3120B | INDUCTIVELY COUPLED PLASMA
1015 | CADMIUM | SM3113B | ATOMIC ABSORPTION, FURNACE
1015 | CADMIUM | EPA 200.9 | EPA 200.8
1015 | CADMIUM | EPA 200.8 | MSACCESS_TSASTM.NAME INDUCTIVELY COUPLED
1015 | CADMIUM | EPA 200.7 | INDUCTIVELY COUPLED PLASMA
1015 | CADMIUM | NO METHOD | NO METHOD
1015 | CADMIUM | 200.9 | ATOMIC ABSORPTION, PLATFORM
1016 | CALCIUM | SM3120B | INDUCTIVELY COUPLED PLASMA
1016 | CALCIUM | SM3111B | ATOMIC ABSORPTION DIRECT ASPIRATION
1016 | CALCIUM | NO METHOD | NO METHOD
1016 | CALCIUM | 200.7 | INDUCTIVELY COUPLED PLASMA
1016 | CALCIUM | 3111B | ATOMIC ABSORPTION DIRECT ASPIRATION
1016 | CALCIUM | SM3112B | ATOMIC ABSORPTION DIRECT ASPIRATION
1016 | CALCIUM | SM 3112 B | ATOMIC ABSORPTION DIRECT ASPIRATION
1016 | CALCIUM | SM 3111 B | ATOMIC ABSORPTION DIRECT ASPIRATION
1017 | CHLORIDE | SM 4500-SO4> E | COLORIMETRIC SPADNS, WITH DISTILLATION
1017 | CHLORIDE | SM 4500-SIO2 C | COLORIMETRIC SPADNS, WITH DISTILLATION
1017 | CHLORIDE | SM 4500-CL> E | COLORIMETRIC SPADNS, WITH DISTILLATION
1017 | CHLORIDE | SM 4500-CL> B | COLORIMETRIC SPADNS, WITH DISTILLATION
1017 | CHLORIDE | SM 4110 B | COLORIMETRIC SPADNS, WITH DISTILLATION
1017 | CHLORIDE | SM4500-CL-B | COLORIMETRIC SPADNS, WITH DISTILLATION
1017 | CHLORIDE | SM4500-SO4-D | COLORIMETRIC SPADNS, WITH DISTILLATION
1017 | CHLORIDE | SM4500-SO4-E | COLORIMETRIC SPADNS, WITH DISTILLATION
1017 | CHLORIDE | EPA 300.0 | ION CHROMATOGRAPHY
1017 | CHLORIDE | NO METHOD | NO METHOD
1017 | CHLORIDE | EPA 300.1 | ION CHROMATOGRAPHY
1017 | CHLORIDE | 300.0 | ION CHROMATOGRAPHY
1017 | CHLORIDE | 300 | COLORIMETRIC SPADNS, WITH DISTILLATION
1017 | CHLORIDE | 300.1 | ION CHROMATOGRAPHY
1020 | CHROMIUM | NO METHOD | NO METHOD
1020 | CHROMIUM | EPA 200.7 | INDUCTIVELY COUPLED PLASMA
1020 | CHROMIUM | EPA 200.8 | MSACCESS_TSASTM.NAME INDUCTIVELY COUPLED
1020 | CHROMIUM | EPA 200.9 | EPA 200.8
1020 | CHROMIUM | SM3113B | ATOMIC ABSORPTION, FURNACE
1020 | CHROMIUM | SM 3113 B | ATOMIC ABSORPTION, FURNACE
1020 | CHROMIUM | 200.8 | INDUCTIVELY COUPLED PLASMA MASS SPECTROM
1020 | CHROMIUM | 200.7 | INDUCTIVELY COUPLED PLASMA
1020 | CHROMIUM | 200.9 | ATOMIC ABSORPTION, PLATFORM
1022 | COPPER, FREE | 3111B | ATOMIC ABSORPTION DIRECT ASPIRATION
1022 | COPPER, FREE | SM 3113 B | ATOMIC ABSORPTION, FURNACE
1022 | COPPER, FREE | 200.7 | INDUCTIVELY COUPLED PLASMA
1022 | COPPER, FREE | 200.9 | ATOMIC ABSORPTION, PLATFORM
1022 | COPPER, FREE | NO METHOD | NO METHOD
1022 | COPPER, FREE | EPA 200.7 | INDUCTIVELY COUPLED PLASMA
1022 | COPPER, FREE | EPA 200.8 | MSACCESS_TSASTM.NAME INDUCTIVELY COUPLED
1022 | COPPER, FREE | EPA 200.9 | EPA 200.8
1022 | COPPER, FREE | SM3111B | ATOMIC ABSORPTION DIRECT ASPIRATION
1022 | COPPER, FREE | SM3113B | ATOMIC ABSORPTION, FURNACE
1022 | COPPER, FREE | SM3120B | INDUCTIVELY COUPLED PLASMA
1022 | COPPER, FREE | SM 3111 B | ATOMIC ABSORPTION DIRECT ASPIRATION
1022 | COPPER, FREE | SM 3112 B | ATOMIC ABSORPTION DIRECT ASPIRATION
1022 | COPPER, FREE | SM3112B | ATOMIC ABSORPTION DIRECT ASPIRATION
1022 | COPPER, FREE | 200.8 | INDUCTIVELY COUPLED PLASMA MASS SPECTROM
1024 | CYANIDE | 4500CN-C | AMENABLE SPECTROPHOTOMETRIC
1024 | CYANIDE | SM4500-CL-G | GC-L/S EXTRACTION-ELECTRON CAPTURE DETEC
1024 | CYANIDE | 552.1 | GC-L/S EXTRACTION-ELECTRON CAPTURE DETEC
1024 | CYANIDE | NO METHOD | NO METHOD
1024 | CYANIDE | EPA 335.4 | SPECTROPHOTOMETRIC SEMI-AUTOMATED
1024 | CYANIDE | SM 4500-CN> C | AMENABLE SPECTROPHOTOMETRIC
1024 | CYANIDE | SM 4500-CN> E | AMENABLE SPECTROPHOTOMETRIC
1024 | CYANIDE | SM4500-CN-F | SELECTIVE ELECTRODE METHOD
1024 | CYANIDE | EPA 335.4 (AS SEAL EPA-130-A) | SPECTROPHOTOMETRIC SEMI-AUTOMATED
1024 | CYANIDE | KELADA-01 | SPECTROPHOTOMETRIC SEMI-AUTOMATED
1024 | CYANIDE | LACHAT 10-204-00-1-X | SPECTROPHOTOMETRIC SEMI-AUTOMATED
1024 | CYANIDE | LACHAT QUIKCHEM 10-204-00-1-X | SPECTROPHOTOMETRIC SEMI-AUTOMATED
1024 | CYANIDE | SM 4500-CN> E-1999 | AMENABLE SPECTROPHOTOMETRIC
1024 | CYANIDE | SM 4500-CN> G-1999 | AMENABLE SPECTROPHOTOMETRIC
1024 | CYANIDE | SM4500-CN-E | AMENABLE SPECTROPHOTOMETRIC
1024 | CYANIDE | SM4500-CN-G | AMENABLE SPECTROPHOTOMETRIC
1024 | CYANIDE | SM4500-SIO2 C | AMENABLE SPECTROPHOTOMETRIC
1024 | CYANIDE | SM 4500-F> C-1997 | SELECTIVE ELECTRODE METHOD
1024 | CYANIDE | SM 4500-CL F | GC-L/S EXTRACTION-ELECTRON CAPTURE DETEC
1024 | CYANIDE | SM 4500-CL G | GC-L/S EXTRACTION-ELECTRON CAPTURE DETEC
1024 | CYANIDE | SM 4500-CL G (AS HACH 8021) | GC-L/S EXTRACTION-ELECTRON CAPTURE DETEC
1024 | CYANIDE | SM 4500-CL G (AS HACH 8167) | GC-L/S EXTRACTION-ELECTRON CAPTURE DETEC
1024 | CYANIDE | SM 4500-CL G-2000 | GC-L/S EXTRACTION-ELECTRON CAPTURE DETEC
1024 | CYANIDE | SM 4500-CN> G | GC-L/S EXTRACTION-ELECTRON CAPTURE DETEC
1024 | CYANIDE | SM4500-CL-F | GC-L/S EXTRACTION-ELECTRON CAPTURE DETEC
1024 | CYANIDE | 335.4 | SPECTROPHOTOMETRIC SEMI-AUTOMATED
1025 | FLUORIDE | 300 | COLORIMETRIC SPADNS, WITH DISTILLATION
1025 | FLUORIDE | SM 4500-F> C-1997 | SELECTIVE ELECTRODE METHOD
1025 | FLUORIDE | 4500F-D | COLORIMETRIC SPADNS, WITH DISTILLATION
1025 | FLUORIDE | D4327-91 | ION CHROMATOGRAPHY
1025 | FLUORIDE | 4500F-C | POTENTIOMETER ION SELECTIVE ELECTRODE
1025 | FLUORIDE | 300.1 | ION CHROMATOGRAPHY
1025 | FLUORIDE | 380-75WE | ION SELECTIVE ELECTRODE
1025 | FLUORIDE | NO METHOD | NO METHOD
1025 | FLUORIDE | HACH 10225 | COLORIMETRIC SPADNS, WITH DISTILLATION
1025 | FLUORIDE | EPA 300.0 | ION CHROMATOGRAPHY
1025 | FLUORIDE | SM 4500-F> C | POTENTIOMETER ION SELECTIVE ELECTRODE
1025 | FLUORIDE | SM4500-CN-F | SELECTIVE ELECTRODE METHOD
1025 | FLUORIDE | SM4500-F-C | POTENTIOMETER ION SELECTIVE ELECTRODE
1025 | FLUORIDE | SM 4110 B | COLORIMETRIC SPADNS, WITH DISTILLATION
1025 | FLUORIDE | SM 4500-CL> B | COLORIMETRIC SPADNS, WITH DISTILLATION
1025 | FLUORIDE | SM 4500-CL> E | COLORIMETRIC SPADNS, WITH DISTILLATION
1025 | FLUORIDE | SM 4500-SIO2 C | COLORIMETRIC SPADNS, WITH DISTILLATION
1025 | FLUORIDE | SM 4500-SO4> E | COLORIMETRIC SPADNS, WITH DISTILLATION
1025 | FLUORIDE | SM4500-CL-B | COLORIMETRIC SPADNS, WITH DISTILLATION
1025 | FLUORIDE | SM4500-SO4-D | COLORIMETRIC SPADNS, WITH DISTILLATION
1025 | FLUORIDE | SM4500-SO4-E | COLORIMETRIC SPADNS, WITH DISTILLATION
1025 | FLUORIDE | EPA 300.1 | ION CHROMATOGRAPHY
1025 | FLUORIDE | 300.0 | ION CHROMATOGRAPHY
1027 | HYDROGEN SULFIDE | NO METHOD | NO METHOD
1027 | HYDROGEN SULFIDE | SM 4500-S2 | METHYLENE BLUE COLORIMETRIC
1028 | IRON | 3111B | ATOMIC ABSORPTION DIRECT ASPIRATION
1028 | IRON | 200.8 | INDUCTIVELY COUPLED PLASMA MASS SPECTROM
1028 | IRON | 200.7 | INDUCTIVELY COUPLED PLASMA
1028 | IRON | NO METHOD | NO METHOD
1028 | IRON | EPA 200.7 | INDUCTIVELY COUPLED PLASMA
1028 | IRON | SM 3113 B | ATOMIC ABSORPTION, FURNACE
1028 | IRON | SM3113B | ATOMIC ABSORPTION, FURNACE
1028 | IRON | SM3120B | INDUCTIVELY COUPLED PLASMA
1028 | IRON | SM 3111 B | ATOMIC ABSORPTION DIRECT ASPIRATION
1028 | IRON | SM 3112 B | ATOMIC ABSORPTION DIRECT ASPIRATION
1028 | IRON | SM3112B | ATOMIC ABSORPTION DIRECT ASPIRATION
1028 | IRON | SM3111B | ATOMIC ABSORPTION DIRECT ASPIRATION
1030 | LEAD | EPA 200.8 | MSACCESS_TSASTM.NAME INDUCTIVELY COUPLED
1030 | LEAD | EPA 200.9 | EPA 200.8
1030 | LEAD | SM3113B | ATOMIC ABSORPTION, FURNACE
1030 | LEAD | NO METHOD | NO METHOD
1030 | LEAD | 200.8 | INDUCTIVELY COUPLED PLASMA MASS SPECTROM
1030 | LEAD | 200.9 | ATOMIC ABSORPTION, PLATFORM
1030 | LEAD | SM 3113 B | ATOMIC ABSORPTION, FURNACE
1031 | MAGNESIUM | 3111B | ATOMIC ABSORPTION DIRECT ASPIRATION
1031 | MAGNESIUM | 200.7 | INDUCTIVELY COUPLED PLASMA
1031 | MAGNESIUM | NO METHOD | NO METHOD
1031 | MAGNESIUM | EPA 200.7 | INDUCTIVELY COUPLED PLASMA
1031 | MAGNESIUM | SM3111B | ATOMIC ABSORPTION DIRECT ASPIRATION
1031 | MAGNESIUM | SM3120B | INDUCTIVELY COUPLED PLASMA
1031 | MAGNESIUM | SM 3111 B | ATOMIC ABSORPTION DIRECT ASPIRATION
1031 | MAGNESIUM | SM 3112 B | ATOMIC ABSORPTION DIRECT ASPIRATION
1031 | MAGNESIUM | SM3112B | ATOMIC ABSORPTION DIRECT ASPIRATION
1032 | MANGANESE | SM3112B | ATOMIC ABSORPTION DIRECT ASPIRATION
1032 | MANGANESE | SM 3112 B | ATOMIC ABSORPTION DIRECT ASPIRATION
1032 | MANGANESE | SM 3113 B | ATOMIC ABSORPTION, FURNACE
1032 | MANGANESE | SM 3111 B | ATOMIC ABSORPTION DIRECT ASPIRATION
1032 | MANGANESE | SM3120B | INDUCTIVELY COUPLED PLASMA
1032 | MANGANESE | SM3113B | ATOMIC ABSORPTION, FURNACE
1032 | MANGANESE | SM3111B | ATOMIC ABSORPTION DIRECT ASPIRATION
1032 | MANGANESE | EPA 200.9 | EPA 200.8
1032 | MANGANESE | EPA 200.8 | MSACCESS_TSASTM.NAME INDUCTIVELY COUPLED
1032 | MANGANESE | EPA 200.7 | INDUCTIVELY COUPLED PLASMA
1032 | MANGANESE | NO METHOD | NO METHOD
1032 | MANGANESE | 200.9 | ATOMIC ABSORPTION, PLATFORM
1032 | MANGANESE | 200.7 | INDUCTIVELY COUPLED PLASMA
1032 | MANGANESE | 200.8 | INDUCTIVELY COUPLED PLASMA MASS SPECTROM
1032 | MANGANESE | 3111B | ATOMIC ABSORPTION DIRECT ASPIRATION
1035 | MERCURY | 245.2 | AUTOMATED COLD VAPOR TECHNIQUE
1035 | MERCURY | 200.8 | INDUCTIVELY COUPLED PLASMA MASS SPECTROM
1035 | MERCURY | 245.1 | MANUAL COLD VAPOR TECHNIQUE
1035 | MERCURY | NO METHOD | NO METHOD
1035 | MERCURY | EPA 200.8 | MSACCESS_TSASTM.NAME INDUCTIVELY COUPLED
1035 | MERCURY | EPA 245.1 | MANUAL COLD VAPOR TECHNIQUE
1035 | MERCURY | 3111B | ATOMIC ABSORPTION DIRECT ASPIRATION
1035 | MERCURY | EPA 353.2 | CADMIUM REDUCTION, AUTOMATED
1035 | MERCURY | SM3111B | ATOMIC ABSORPTION DIRECT ASPIRATION
1035 | MERCURY | SM 3111 B | ATOMIC ABSORPTION DIRECT ASPIRATION
1035 | MERCURY | SM 3112 B | ATOMIC ABSORPTION DIRECT ASPIRATION
1035 | MERCURY | SM3112B | ATOMIC ABSORPTION DIRECT ASPIRATION
1035 | MERCURY | EPA 245.2 | AUTOMATED COLD VAPOR TECHNIQUE
1036 | NICKEL | SM 3113 B | ATOMIC ABSORPTION, FURNACE
1036 | NICKEL | SM3112B | ATOMIC ABSORPTION DIRECT ASPIRATION
1036 | NICKEL | SM 3112 B | ATOMIC ABSORPTION DIRECT ASPIRATION
1036 | NICKEL | SM 3111 B | ATOMIC ABSORPTION DIRECT ASPIRATION
1036 | NICKEL | SM3120B | INDUCTIVELY COUPLED PLASMA
1036 | NICKEL | SM3113B | ATOMIC ABSORPTION, FURNACE
1036 | NICKEL | SM3111B | ATOMIC ABSORPTION DIRECT ASPIRATION
1036 | NICKEL | EPA 200.8 | MSACCESS_TSASTM.NAME INDUCTIVELY COUPLED
1036 | NICKEL | EPA 200.7 | INDUCTIVELY COUPLED PLASMA
1036 | NICKEL | NO METHOD | NO METHOD
1036 | NICKEL | 200.9 | ATOMIC ABSORPTION, PLATFORM
1036 | NICKEL | 200.7 | INDUCTIVELY COUPLED PLASMA
1036 | NICKEL | 3111B | ATOMIC ABSORPTION DIRECT ASPIRATION
1036 | NICKEL | 200.8 | INDUCTIVELY COUPLED PLASMA MASS SPECTROM
1038 | NITRATE-NITRITE | EPA 353.2 (AS SEAL EPA-115-A) | CADMIUM REDUCTION, AUTOMATED
1038 | NITRATE-NITRITE | EPA 353.2 (AS SEAL EPA-126-A) | CADMIUM REDUCTION, AUTOMATED
1038 | NITRATE-NITRITE | SM 4500-NO3> D | ION SELECTIVE ELECTRODE
1038 | NITRATE-NITRITE | 353.2 | CADMIUM REDUCTION, AUTOMATED
1038 | NITRATE-NITRITE | 300 | COLORIMETRIC SPADNS, WITH DISTILLATION
1038 | NITRATE-NITRITE | 300.0 | ION CHROMATOGRAPHY
1038 | NITRATE-NITRITE | 300.1 | ION CHROMATOGRAPHY
1038 | NITRATE-NITRITE | NO METHOD | NO METHOD
1038 | NITRATE-NITRITE | EPA 300.0 | ION CHROMATOGRAPHY
1038 | NITRATE-NITRITE | EPA 353.2 | CADMIUM REDUCTION, AUTOMATED
1038 | NITRATE-NITRITE | SM 4500-NO2> B | SPECTROPHOTOMETRIC, MANUAL
1038 | NITRATE-NITRITE | SM 4500-NO3> F | CADMIUM REDUCTION, AUTOMATED
1038 | NITRATE-NITRITE | SM 4500-NO3> E | CADMIUM REDUCTION, MANUAL
1038 | NITRATE-NITRITE | SM4500-NO3-E | CADMIUM REDUCTION, MANUAL
1038 | NITRATE-NITRITE | SM4500-NO3-F | CADMIUM REDUCTION, AUTOMATED
1038 | NITRATE-NITRITE | SM4500-NO2-B | SPECTROPHOTOMETRIC, MANUAL
1038 | NITRATE-NITRITE | SM4500-NO3-D | ION SELECTIVE ELECTRODE
1038 | NITRATE-NITRITE | SM 4110 B | COLORIMETRIC SPADNS, WITH DISTILLATION
1038 | NITRATE-NITRITE | SM 4500-CL> B | COLORIMETRIC SPADNS, WITH DISTILLATION
1038 | NITRATE-NITRITE | SM 4500-CL> E | COLORIMETRIC SPADNS, WITH DISTILLATION
1038 | NITRATE-NITRITE | SM 4500-SIO2 C | COLORIMETRIC SPADNS, WITH DISTILLATION
1038 | NITRATE-NITRITE | SM 4500-SO4> E | COLORIMETRIC SPADNS, WITH DISTILLATION
1038 | NITRATE-NITRITE | SM4500-CL-B | COLORIMETRIC SPADNS, WITH DISTILLATION
1038 | NITRATE-NITRITE | SM4500-SO4-D | COLORIMETRIC SPADNS, WITH DISTILLATION
1038 | NITRATE-NITRITE | SM4500-SO4-E | COLORIMETRIC SPADNS, WITH DISTILLATION
1039 | PERCHLORATE | NO METHOD | NO METHOD
1039 | PERCHLORATE | 314.0 | ION CHROMATOGRAPHY
1040 | NITRATE | SM 4500-SO4> E | COLORIMETRIC SPADNS, WITH DISTILLATION
1040 | NITRATE | SM 4500-SIO2 C | COLORIMETRIC SPADNS, WITH DISTILLATION
1040 | NITRATE | SM4500-NO3-E | CADMIUM REDUCTION, MANUAL
1040 | NITRATE | SM 4500-NO3> E | CADMIUM REDUCTION, MANUAL
1040 | NITRATE | SM 4500-NO3> D | ION SELECTIVE ELECTRODE
1040 | NITRATE | EPA 353.2 (AS SEAL EPA-126-A) | CADMIUM REDUCTION, AUTOMATED
1040 | NITRATE | EPA 353.2 (AS SEAL EPA-115-A) | CADMIUM REDUCTION, AUTOMATED
1040 | NITRATE | EPA 300.1 | ION CHROMATOGRAPHY
1040 | NITRATE | SM4500-SO4-E | COLORIMETRIC SPADNS, WITH DISTILLATION
1040 | NITRATE | SM4500-SO4-D | COLORIMETRIC SPADNS, WITH DISTILLATION
1040 | NITRATE | SM4500-CL-B | COLORIMETRIC SPADNS, WITH DISTILLATION
1040 | NITRATE | 353.2 | CADMIUM REDUCTION, AUTOMATED
1040 | NITRATE | 300 | COLORIMETRIC SPADNS, WITH DISTILLATION
1040 | NITRATE | 300.0 | ION CHROMATOGRAPHY
1040 | NITRATE | D4327-91 | ION CHROMATOGRAPHY
1040 | NITRATE | 300.1 | ION CHROMATOGRAPHY
1040 | NITRATE | HACH TNTPLUS 835/836 METH10206 | COLORIMETRIC, DIRECT
1040 | NITRATE | NO METHOD | NO METHOD
1040 | NITRATE | EPA 300.0 | ION CHROMATOGRAPHY
1040 | NITRATE | EPA 353.2 | CADMIUM REDUCTION, AUTOMATED
1040 | NITRATE | SM 4500-NO3> F | CADMIUM REDUCTION, AUTOMATED
1040 | NITRATE | SM4500-NO3-D | ION SELECTIVE ELECTRODE
1040 | NITRATE | SM 4110 B | COLORIMETRIC SPADNS, WITH DISTILLATION
1040 | NITRATE | SM 4500-CL> B | COLORIMETRIC SPADNS, WITH DISTILLATION
1040 | NITRATE | SM 4500-CL> E | COLORIMETRIC SPADNS, WITH DISTILLATION
1040 | NITRATE | SM4500-NO3-F | CADMIUM REDUCTION, AUTOMATED
1041 | NITRITE | SM4500-NO3-F | CADMIUM REDUCTION, AUTOMATED
1041 | NITRITE | EPA 353.2 (AS SEAL EPA-115-A) | CADMIUM REDUCTION, AUTOMATED
1041 | NITRITE | EPA 353.2 (AS SEAL EPA-126-A) | CADMIUM REDUCTION, AUTOMATED
1041 | NITRITE | EPA 300.1 | ION CHROMATOGRAPHY
1041 | NITRITE | SM4500-SO4-E | COLORIMETRIC SPADNS, WITH DISTILLATION
1041 | NITRITE | SM4500-SO4-D | COLORIMETRIC SPADNS, WITH DISTILLATION
1041 | NITRITE | SM4500-CL-B | COLORIMETRIC SPADNS, WITH DISTILLATION
1041 | NITRITE | SM 4500-SO4> E | COLORIMETRIC SPADNS, WITH DISTILLATION
1041 | NITRITE | SM 4500-SIO2 C | COLORIMETRIC SPADNS, WITH DISTILLATION
1041 | NITRITE | SM 4500-CL> E | COLORIMETRIC SPADNS, WITH DISTILLATION
1041 | NITRITE | SM 4500-CL> B | COLORIMETRIC SPADNS, WITH DISTILLATION
1041 | NITRITE | 353.2 | CADMIUM REDUCTION, AUTOMATED
1041 | NITRITE | 300 | COLORIMETRIC SPADNS, WITH DISTILLATION
1041 | NITRITE | 300.0 | ION CHROMATOGRAPHY
1041 | NITRITE | D4327-91 | ION CHROMATOGRAPHY
1041 | NITRITE | 300.1 | ION CHROMATOGRAPHY
1041 | NITRITE | NO METHOD | NO METHOD
1041 | NITRITE | EPA 300.0 | ION CHROMATOGRAPHY
1041 | NITRITE | EPA 353.2 | CADMIUM REDUCTION, AUTOMATED
1041 | NITRITE | SM 4500-NO2> B | SPECTROPHOTOMETRIC, MANUAL
1041 | NITRITE | SM 4500-NO3> F | CADMIUM REDUCTION, AUTOMATED
1041 | NITRITE | SM4500-NO2-B | SPECTROPHOTOMETRIC, MANUAL
1041 | NITRITE | SM 4110 B | COLORIMETRIC SPADNS, WITH DISTILLATION
1042 | POTASSIUM | 3111B | ATOMIC ABSORPTION DIRECT ASPIRATION
1042 | POTASSIUM | 200.7 | INDUCTIVELY COUPLED PLASMA
1042 | POTASSIUM | NO METHOD | NO METHOD
1042 | POTASSIUM | SM3111B | ATOMIC ABSORPTION DIRECT ASPIRATION
1042 | POTASSIUM | SM3120B | INDUCTIVELY COUPLED PLASMA
1042 | POTASSIUM | SM3112B | ATOMIC ABSORPTION DIRECT ASPIRATION
1042 | POTASSIUM | SM 3111 B | ATOMIC ABSORPTION DIRECT ASPIRATION
1042 | POTASSIUM | SM 3112 B | ATOMIC ABSORPTION DIRECT ASPIRATION
1043 | PHOSPHATE, TOTAL | 365.4 | COLORIMETRIC, AUTOMATED, ASCORBIC ACID
1043 | PHOSPHATE, TOTAL | NO METHOD | NO METHOD
1044 | ORTHOPHOSPHATE | EPA 300.1 | ION CHROMATOGRAPHY
1044 | ORTHOPHOSPHATE | EPA 365.1 (AS SEAL EPA-118-A) | COLORIMETRIC, AUTOMATED, ASCORBIC ACID
1044 | ORTHOPHOSPHATE | HACH 8048 | COLORIMETRIC, AUTOMATED, ASCORBIC ACID
1044 | ORTHOPHOSPHATE | SM 4500-P E | COLORIMETRIC, MANUAL
1044 | ORTHOPHOSPHATE | SM4500-P-E | COLORIMETRIC, MANUAL
1044 | ORTHOPHOSPHATE | 300 | COLORIMETRIC SPADNS, WITH DISTILLATION
1044 | ORTHOPHOSPHATE | 4500P-E | COLORIMETRIC, MANUAL
1044 | ORTHOPHOSPHATE | 300.0 | ION CHROMATOGRAPHY
1044 | ORTHOPHOSPHATE | 365.1 | COLORIMETRIC, AUTOMATED, ASCORBIC ACID
1044 | ORTHOPHOSPHATE | D4327-91 | ION CHROMATOGRAPHY
1044 | ORTHOPHOSPHATE | 300.1 | ION CHROMATOGRAPHY
1044 | ORTHOPHOSPHATE | NO METHOD | NO METHOD
1044 | ORTHOPHOSPHATE | EPA 300.0 | ION CHROMATOGRAPHY
1044 | ORTHOPHOSPHATE | EPA 365.1 | COLORIMETRIC, AUTOMATED, ASCORBIC ACID
1044 | ORTHOPHOSPHATE | SM4500-P-F | COLORIMETRIC, MANUAL
1044 | ORTHOPHOSPHATE | SM 4110 B | COLORIMETRIC SPADNS, WITH DISTILLATION
1044 | ORTHOPHOSPHATE | SM 4500-CL> B | COLORIMETRIC SPADNS, WITH DISTILLATION
1044 | ORTHOPHOSPHATE | SM 4500-CL> E | COLORIMETRIC SPADNS, WITH DISTILLATION
1044 | ORTHOPHOSPHATE | SM 4500-SIO2 C | COLORIMETRIC SPADNS, WITH DISTILLATION
1044 | ORTHOPHOSPHATE | SM 4500-SO4> E | COLORIMETRIC SPADNS, WITH DISTILLATION
1044 | ORTHOPHOSPHATE | SM4500-CL-B | COLORIMETRIC SPADNS, WITH DISTILLATION
1044 | ORTHOPHOSPHATE | SM4500-SO4-D | COLORIMETRIC SPADNS, WITH DISTILLATION
1044 | ORTHOPHOSPHATE | SM4500-SO4-E | COLORIMETRIC SPADNS, WITH DISTILLATION
1045 | SELENIUM | SM3113B | ATOMIC ABSORPTION, FURNACE
1045 | SELENIUM | EPA 200.9 | EPA 200.8
1045 | SELENIUM | EPA 200.8 | MSACCESS_TSASTM.NAME INDUCTIVELY COUPLED
1045 | SELENIUM | NO METHOD | NO METHOD
1045 | SELENIUM | 200.9 | ATOMIC ABSORPTION, PLATFORM
1045 | SELENIUM | 200.8 | INDUCTIVELY COUPLED PLASMA MASS SPECTROM
1045 | SELENIUM | SM 3113 B | ATOMIC ABSORPTION, FURNACE
1047 | SODIUM ADSORPTION RATIO | SM4500-CN-G | AMENABLE SPECTROPHOTOMETRIC
1049 | SILICA | SM 4110 B | COLORIMETRIC SPADNS, WITH DISTILLATION
1049 | SILICA | SM 4500-CL> B | COLORIMETRIC SPADNS, WITH DISTILLATION
1049 | SILICA | SM 4500-CL> E | COLORIMETRIC SPADNS, WITH DISTILLATION
1049 | SILICA | SM 4500-SIO2 C | COLORIMETRIC SPADNS, WITH DISTILLATION
1049 | SILICA | SM 4500-SO4> E | COLORIMETRIC SPADNS, WITH DISTILLATION
1049 | SILICA | SM4500-CL-B | COLORIMETRIC SPADNS, WITH DISTILLATION
1049 | SILICA | SM4500-SO4-D | COLORIMETRIC SPADNS, WITH DISTILLATION
1049 | SILICA | SM4500-SO4-E | COLORIMETRIC SPADNS, WITH DISTILLATION
1049 | SILICA | SM 4500-CN> E-1999 | AMENABLE SPECTROPHOTOMETRIC
1049 | SILICA | SM 4500-CN> G-1999 | AMENABLE SPECTROPHOTOMETRIC
1049 | SILICA | SM4500-CN-E | AMENABLE SPECTROPHOTOMETRIC
1049 | SILICA | SM4500-SIO2 C | AMENABLE SPECTROPHOTOMETRIC
1049 | SILICA | SM3120B | INDUCTIVELY COUPLED PLASMA
1049 | SILICA | SM 4500-CN> E | AMENABLE SPECTROPHOTOMETRIC
1049 | SILICA | SM 4500-CN> C | AMENABLE SPECTROPHOTOMETRIC
1049 | SILICA | EPA 200.7 | INDUCTIVELY COUPLED PLASMA
1049 | SILICA | NO METHOD | NO METHOD
1049 | SILICA | I-2700-85 | MOLYBDATE REACTIVE SILICA
1049 | SILICA | 4500CN-C | AMENABLE SPECTROPHOTOMETRIC
1049 | SILICA | 300 | COLORIMETRIC SPADNS, WITH DISTILLATION
1049 | SILICA | 200.7 | INDUCTIVELY COUPLED PLASMA
1050 | SILVER | 3111B | ATOMIC ABSORPTION DIRECT ASPIRATION
1050 | SILVER | 200.8 | INDUCTIVELY COUPLED PLASMA MASS SPECTROM
1050 | SILVER | 200.7 | INDUCTIVELY COUPLED PLASMA
1050 | SILVER | 200.9 | ATOMIC ABSORPTION, PLATFORM
1050 | SILVER | NO METHOD | NO METHOD
1050 | SILVER | EPA 200.7 | INDUCTIVELY COUPLED PLASMA
1050 | SILVER | EPA 200.8 | MSACCESS_TSASTM.NAME INDUCTIVELY COUPLED
1050 | SILVER | EPA 200.9 | EPA 200.8
1050 | SILVER | SM3111B | ATOMIC ABSORPTION DIRECT ASPIRATION
1050 | SILVER | SM3120B | INDUCTIVELY COUPLED PLASMA
1050 | SILVER | SM 3111 B | ATOMIC ABSORPTION DIRECT ASPIRATION
1050 | SILVER | SM 3112 B | ATOMIC ABSORPTION DIRECT ASPIRATION
1050 | SILVER | SM3112B | ATOMIC ABSORPTION DIRECT ASPIRATION
1052 | SODIUM | 3111B | ATOMIC ABSORPTION DIRECT ASPIRATION
1052 | SODIUM | 200.8 | INDUCTIVELY COUPLED PLASMA MASS SPECTROM
1052 | SODIUM | 200.7 | INDUCTIVELY COUPLED PLASMA
1052 | SODIUM | NO METHOD | NO METHOD
1052 | SODIUM | SM3112B | ATOMIC ABSORPTION DIRECT ASPIRATION
1052 | SODIUM | SM3111B | ATOMIC ABSORPTION DIRECT ASPIRATION
1052 | SODIUM | SM 3111 B | ATOMIC ABSORPTION DIRECT ASPIRATION
1052 | SODIUM | SM 3112 B | ATOMIC ABSORPTION DIRECT ASPIRATION
1052 | SODIUM | EPA 200.7 | INDUCTIVELY COUPLED PLASMA
1055 | SULFATE | SM 4500-SIO2 C | COLORIMETRIC SPADNS, WITH DISTILLATION
1055 | SULFATE | SM 4500-SO4> E | COLORIMETRIC SPADNS, WITH DISTILLATION
1055 | SULFATE | SM4500-CL-B | COLORIMETRIC SPADNS, WITH DISTILLATION
1055 | SULFATE | SM4500-SO4-D | COLORIMETRIC SPADNS, WITH DISTILLATION
1055 | SULFATE | SM4500-SO4-E | COLORIMETRIC SPADNS, WITH DISTILLATION
1055 | SULFATE | EPA 300.1 | ION CHROMATOGRAPHY
1055 | SULFATE | ASTM D516-90,02 | TURBIDIMETRIC
1055 | SULFATE | ASTM D5174-02 | TURBIDIMETRIC
1055 | SULFATE | ASTM D5174-97 | TURBIDIMETRIC
1055 | SULFATE | SM 4500-CL> E | COLORIMETRIC SPADNS, WITH DISTILLATION
1055 | SULFATE | SM 4500-CL> B | COLORIMETRIC SPADNS, WITH DISTILLATION
1055 | SULFATE | SM 4110 B | COLORIMETRIC SPADNS, WITH DISTILLATION
1055 | SULFATE | EPA 300.0 | ION CHROMATOGRAPHY
1055 | SULFATE | NO METHOD | NO METHOD
1055 | SULFATE | D516 | TURBIDIMETRIC
1055 | SULFATE | 300.1 | ION CHROMATOGRAPHY
1055 | SULFATE | 375.4 | TURBIDIMETRIC
1055 | SULFATE | 300 | COLORIMETRIC SPADNS, WITH DISTILLATION
1055 | SULFATE | 300.0 | ION CHROMATOGRAPHY
1058 | RESIDUE, FILTERABLE-VOLATILE | SM 2540 C | TOTAL DISSOLVED SOLIDS
1058 | RESIDUE, FILTERABLE-VOLATILE | SM2540C | TOTAL DISSOLVED SOLIDS
1058 | RESIDUE, FILTERABLE-VOLATILE | NO METHOD | NO METHOD
1058 | RESIDUE, FILTERABLE-VOLATILE | 160.4 | TOTAL DISSOLVED SOLIDS
1058 | RESIDUE, FILTERABLE-VOLATILE | 2540C | TOTAL DISSOLVED SOLIDS
1059 | RESIDUE, FILTERABLE-FIXED | 160.4 | TOTAL DISSOLVED SOLIDS
1059 | RESIDUE, FILTERABLE-FIXED | NO METHOD | NO METHOD
1064 | CONDUCTIVITY @ 25 C UMHOS/CM | SM2510B | CONDUCTANCE @ 25C
1064 | CONDUCTIVITY @ 25 C UMHOS/CM | SM 2510 B | CONDUCTANCE @ 25C
1064 | CONDUCTIVITY @ 25 C UMHOS/CM | NO METHOD | NO METHOD
1064 | CONDUCTIVITY @ 25 C UMHOS/CM | 2510B | CONDUCTANCE @ 25C
1067 | ALKALINITY, CACO3 STABILITY | SM 2320 B | TITRIMETRIC
1067 | ALKALINITY, CACO3 STABILITY | SM2320B | TITRIMETRIC
1067 | ALKALINITY, CACO3 STABILITY | NO METHOD | NO METHOD
1067 | ALKALINITY, CACO3 STABILITY | SM 2320 B-1997 | TITRIMETRIC
1067 | ALKALINITY, CACO3 STABILITY | 2320B | TITRIMETRIC
1074 | ANTIMONY, TOTAL | 200.9 | ATOMIC ABSORPTION, PLATFORM
1074 | ANTIMONY, TOTAL | 200.8 | INDUCTIVELY COUPLED PLASMA MASS SPECTROM
1074 | ANTIMONY, TOTAL | NO METHOD | NO METHOD
1074 | ANTIMONY, TOTAL | EPA 200.8 | MSACCESS_TSASTM.NAME INDUCTIVELY COUPLED
1074 | ANTIMONY, TOTAL | EPA 200.9 | EPA 200.8
1074 | ANTIMONY, TOTAL | SM3113B | ATOMIC ABSORPTION, FURNACE
1074 | ANTIMONY, TOTAL | SM 3113 B | ATOMIC ABSORPTION, FURNACE
1075 | BERYLLIUM, TOTAL | 200.7 | INDUCTIVELY COUPLED PLASMA
1075 | BERYLLIUM, TOTAL | 200.8 | INDUCTIVELY COUPLED PLASMA MASS SPECTROM
1075 | BERYLLIUM, TOTAL | 200.9 | ATOMIC ABSORPTION, PLATFORM
1075 | BERYLLIUM, TOTAL | SM 3113 B | ATOMIC ABSORPTION, FURNACE
1075 | BERYLLIUM, TOTAL | SM3120B | INDUCTIVELY COUPLED PLASMA
1075 | BERYLLIUM, TOTAL | NO METHOD | NO METHOD
1075 | BERYLLIUM, TOTAL | EPA 200.7 | INDUCTIVELY COUPLED PLASMA
1075 | BERYLLIUM, TOTAL | EPA 200.8 | MSACCESS_TSASTM.NAME INDUCTIVELY COUPLED
1075 | BERYLLIUM, TOTAL | EPA 200.9 | EPA 200.8
1075 | BERYLLIUM, TOTAL | SM3113B | ATOMIC ABSORPTION, FURNACE
1079 | BORON, TOTAL | 200.8 | INDUCTIVELY COUPLED PLASMA MASS SPECTROM
1079 | BORON, TOTAL | 200.7 | INDUCTIVELY COUPLED PLASMA
1079 | BORON, TOTAL | SM3120B | INDUCTIVELY COUPLED PLASMA
1081 | COBALT, TOTAL | 200.8 | INDUCTIVELY COUPLED PLASMA MASS SPECTROM
1081 | COBALT, TOTAL | 901.1 | GAMMA SPECTROSCOPY
1081 | COBALT, TOTAL | NO METHOD | NO METHOD
1081 | COBALT, TOTAL | SM3120B | INDUCTIVELY COUPLED PLASMA
1081 | COBALT, TOTAL | EPA 901.1 | GAMMA SPECTROSCOPY
1081 | COBALT, TOTAL | EPA 902.0 | GAMMA SPECTROSCOPY
1084 | MOLYBDENUM, TOTAL | 200.8 | INDUCTIVELY COUPLED PLASMA MASS SPECTROM
1084 | MOLYBDENUM, TOTAL | SM3120B | INDUCTIVELY COUPLED PLASMA
1085 | THALLIUM, TOTAL | 200.8 | INDUCTIVELY COUPLED PLASMA MASS SPECTROM
1085 | THALLIUM, TOTAL | EPA 200.9 | EPA 200.8
1085 | THALLIUM, TOTAL | EPA 200.8 | MSACCESS_TSASTM.NAME INDUCTIVELY COUPLED
1085 | THALLIUM, TOTAL | NO METHOD | NO METHOD
1085 | THALLIUM, TOTAL | 200.9 | ATOMIC ABSORPTION, PLATFORM
1088 | VANADIUM, TOTAL | SM3120B | INDUCTIVELY COUPLED PLASMA
1088 | VANADIUM, TOTAL | 200.8 | INDUCTIVELY COUPLED PLASMA MASS SPECTROM
1089 | MBAS - FOAMING AGENTS (SURFACTANTS) | NO METHOD | NO METHOD
1089 | MBAS - FOAMING AGENTS (SURFACTANTS) | SM 5540 C | ANIONIC SURFACTANTS AS MBAS
1089 | MBAS - FOAMING AGENTS (SURFACTANTS) | SM5540C | ANIONIC SURFACTANTS AS MBAS
1094 | ASBESTOS | NO METHOD | NO METHOD
1094 | ASBESTOS | 100.1 | TRANSMISSION ELECTRON MICROSCOPY
1094 | ASBESTOS | 100.2 | TRANSMISSION ELECTRON MICROSCOPY
1094 | ASBESTOS | EPA 100.2 | TRANSMISSION ELECTRON MICROSCOPY
1094 | ASBESTOS | EPA 100.1 | TRANSMISSION ELECTRON MICROSCOPY
1095 | ZINC | EPA 200.7 | INDUCTIVELY COUPLED PLASMA
1095 | ZINC | EPA 200.8 | MSACCESS_TSASTM.NAME INDUCTIVELY COUPLED
1095 | ZINC | SM3111B | ATOMIC ABSORPTION DIRECT ASPIRATION
1095 | ZINC | SM3120B | INDUCTIVELY COUPLED PLASMA
1095 | ZINC | SM 3111 B | ATOMIC ABSORPTION DIRECT ASPIRATION
1095 | ZINC | SM 3112 B | ATOMIC ABSORPTION DIRECT ASPIRATION
1095 | ZINC | SM3112B | ATOMIC ABSORPTION DIRECT ASPIRATION
1095 | ZINC | EPA 901.1 | GAMMA SPECTROSCOPY
1095 | ZINC | EPA 902.0 | GAMMA SPECTROSCOPY
1095 | ZINC | 901.1 | GAMMA SPECTROSCOPY
1095 | ZINC | 200.7 | INDUCTIVELY COUPLED PLASMA
1095 | ZINC | 200.8 | INDUCTIVELY COUPLED PLASMA MASS SPECTROM
1095 | ZINC | 3111B | ATOMIC ABSORPTION DIRECT ASPIRATION
1095 | ZINC | NO METHOD | NO METHOD
1902 | CARBON DISULFIDE | NO METHOD | NO METHOD
1902 | CARBON DISULFIDE | 524.2 | VOC, GC/MS, P&T, CAPCOLUMN
1902 | CARBON DISULFIDE | EPA 524.3 | VOC, GC/MS, P&T, CAPCOLUMN
1902 | CARBON DISULFIDE | EPA 524.2 | VOC, GC/MS, P&T, CAPCOLUMN
1905 | COLOR | NO METHOD | NO METHOD
1905 | COLOR | SM2120B | VISUAL COMPARISON METHOD
1905 | COLOR | SM 2120 B-2001 | VISUAL COMPARISON METHOD
1905 | COLOR | SM 2120 B | VISUAL COMPARISON METHOD
1905 | COLOR | 2120B | VISUAL COMPARISON METHOD
1910 | CORROSIVITY | 2330B | LANGLIER INDEX; CORROSIVITY
1910 | CORROSIVITY | C400-80 | CORROSIVITY, AGGR INDEX
1910 | CORROSIVITY | NO METHOD | NO METHOD
1914 | CALCIUM HARDNESS | SM3500-CA-D | EDTA TITRIMETRIC
1914 | CALCIUM HARDNESS | NO METHOD | NO METHOD
1914 | CALCIUM HARDNESS | 2340C | EDTA TITRIMETRIC
1914 | CALCIUM HARDNESS | 3500CA-B | EDTA TITRIMETRIC
1914 | CALCIUM HARDNESS | 200.7 | INDUCTIVELY COUPLED PLASMA
1914 | CALCIUM HARDNESS | 2340B | HARDNESS, CALCULATION
1915 | HARDNESS, TOTAL (AS CACO3) | NO METHOD | NO METHOD
1915 | HARDNESS, TOTAL (AS CACO3) | 2340C | EDTA TITRIMETRIC
1915 | HARDNESS, TOTAL (AS CACO3) | 3500CA-B | EDTA TITRIMETRIC
1915 | HARDNESS, TOTAL (AS CACO3) | 2340B | HARDNESS, CALCULATION
1915 | HARDNESS, TOTAL (AS CACO3) | 200.7 | INDUCTIVELY COUPLED PLASMA
1915 | HARDNESS, TOTAL (AS CACO3) | SM3500-CA-D | EDTA TITRIMETRIC
1919 | CALCIUM | 3500CA-B | EDTA TITRIMETRIC
1919 | CALCIUM | 200.7 | INDUCTIVELY COUPLED PLASMA
1919 | CALCIUM | 3111B | ATOMIC ABSORPTION DIRECT ASPIRATION
1919 | CALCIUM | NO METHOD | NO METHOD
1919 | CALCIUM | EPA 200.7 | INDUCTIVELY COUPLED PLASMA
1919 | CALCIUM | SM3111B | ATOMIC ABSORPTION DIRECT ASPIRATION
1919 | CALCIUM | SM 3111 B | ATOMIC ABSORPTION DIRECT ASPIRATION
1919 | CALCIUM | SM3500-CA-D | EDTA TITRIMETRIC
1919 | CALCIUM | SM3112B | ATOMIC ABSORPTION DIRECT ASPIRATION
1919 | CALCIUM | SM 3112 B | ATOMIC ABSORPTION DIRECT ASPIRATION
1920 | ODOR | NO METHOD | NO METHOD
1920 | ODOR | SM 2150 B | THRESHOLD ODOR TEST 20TH ED.
1920 | ODOR | SM 2150 B-97 | THRESHOLD ODOR TEST 20TH ED.
1920 | ODOR | 2150B | THRESHOLD ODOR TEST 20TH ED.
1925 | PH | 2320B | TITRIMETRIC
1925 | PH | 4500H-B | ELECTROMETRIC-ONLINE MEASUREMENT
1925 | PH | 150.1 | ELECTROMETRIC-INDIVIDUAL MEASUREMENT
1925 | PH | 524.2 | VOC, GC/MS, P&T, CAPCOLUMN
1925 | PH | NO METHOD | NO METHOD
1925 | PH | EPA 524.2 | VOC, GC/MS, P&T, CAPCOLUMN
1925 | PH | SM 2320 B-1997 | TITRIMETRIC
1925 | PH | SM 4500-H+ B | ELECTROMETRIC-ONLINE MEASUREMENT
1925 | PH | SM2320B | TITRIMETRIC
1925 | PH | SM4500-H+B | ELECTROMETRIC-ONLINE MEASUREMENT
1925 | PH | EPA 150.1 | ELECTROMETRIC-INDIVIDUAL MEASUREMENT
1925 | PH | SM 2320 B | TITRIMETRIC
1925 | PH | EPA 524.3 | VOC, GC/MS, P&T, CAPCOLUMN
1927 | ALKALINITY, TOTAL | SM2320B | TITRIMETRIC
1927 | ALKALINITY, TOTAL | NO METHOD | NO METHOD
1927 | ALKALINITY, TOTAL | 2320B | TITRIMETRIC
1927 | ALKALINITY, TOTAL | SM 2320 B | TITRIMETRIC
1927 | ALKALINITY, TOTAL | SM 2320 B-1997 | TITRIMETRIC
1928 | ALKALINITY, BICARBONATE | NO METHOD | NO METHOD
1928 | ALKALINITY, BICARBONATE | 2320B | TITRIMETRIC
1928 | ALKALINITY, BICARBONATE | SM2320B | TITRIMETRIC
1928 | ALKALINITY, BICARBONATE | SM 2320 B | TITRIMETRIC
1928 | ALKALINITY, BICARBONATE | SM 2320 B-1997 | TITRIMETRIC
1929 | ALKALINITY, CARBONATE | NO METHOD | NO METHOD
1929 | ALKALINITY, CARBONATE | 2320B | TITRIMETRIC
1929 | ALKALINITY, CARBONATE | SM2320B | TITRIMETRIC
1929 | ALKALINITY, CARBONATE | SM 2320 B-1997 | TITRIMETRIC
1929 | ALKALINITY, CARBONATE | SM 2320 B | TITRIMETRIC
1930 | TDS | 2540C | TOTAL DISSOLVED SOLIDS
1930 | TDS | NO METHOD | NO METHOD
1930 | TDS | SM2540C | TOTAL DISSOLVED SOLIDS
1930 | TDS | SM 2540 C | TOTAL DISSOLVED SOLIDS
1997 | LANGELIER INDEX (PH(S)) | 2330B | LANGLIER INDEX; CORROSIVITY
1997 | LANGELIER INDEX (PH(S)) | NO METHOD | NO METHOD
2005 | ENDRIN | 508 | PESTICIDES, CHLORINATED, GC, ELCAPDET
2005 | ENDRIN | 505 | PESTICIDES, PCB, GC, MICROEXTRACT
2005 | ENDRIN | 525.2 | ORGANICS, GC/MS, LIQ/SOLEXT, CAPCOLUMN
2005 | ENDRIN | 508.1 | PESTICIDES, PCB, GC, MICROEXTRACT
2005 | ENDRIN | NO METHOD | NO METHOD
2005 | ENDRIN | 505.0 | PESTICIDES, PCB, GC, MICROEXTRACT
2005 | ENDRIN | EPA 508A | ORGANICS, GC/MS, LIQ/SOLEXT, CAPCOLUMN
2005 | ENDRIN | EPA 508.1 | PESTICIDES, PCB, GC, MICROEXTRACT
2005 | ENDRIN | EPA 525.2 | ORGANICS, GC/MS, LIQ/SOLEXT, CAPCOLUMN
2005 | ENDRIN | 508.0 | PESTICIDES, CHLORINATED, GC, ELCAPDET
2005 | ENDRIN | EPA 505 | PESTICIDES, PCB, GC, MICROEXTRACT
2005 | ENDRIN | 508A | PESTICIDES, CHLORINATED, GC, ELCAPDET
2005 | ENDRIN | EPA 506 | ORGANICS, GC/MS, LIQ/SOLEXT, CAPCOLUMN
2005 | ENDRIN | EPA 508 | PESTICIDES, CHLORINATED, GC, ELCAPDET
2010 | BHC-GAMMA | 508 | PESTICIDES, CHLORINATED, GC, ELCAPDET
2010 | BHC-GAMMA | 505 | PESTICIDES, PCB, GC, MICROEXTRACT
2010 | BHC-GAMMA | EPA 508A | ORGANICS, GC/MS, LIQ/SOLEXT, CAPCOLUMN
2010 | BHC-GAMMA | EPA 506 | ORGANICS, GC/MS, LIQ/SOLEXT, CAPCOLUMN
2010 | BHC-GAMMA | 508A | PESTICIDES, CHLORINATED, GC, ELCAPDET
2010 | BHC-GAMMA | EPA 505 | PESTICIDES, PCB, GC, MICROEXTRACT
2010 | BHC-GAMMA | 508.0 | PESTICIDES, CHLORINATED, GC, ELCAPDET
2010 | BHC-GAMMA | EPA 525.2 | ORGANICS, GC/MS, LIQ/SOLEXT, CAPCOLUMN
2010 | BHC-GAMMA | EPA 508.1 | PESTICIDES, PCB, GC, MICROEXTRACT
2010 | BHC-GAMMA | EPA 508 | PESTICIDES, CHLORINATED, GC, ELCAPDET
2010 | BHC-GAMMA | 505.0 | PESTICIDES, PCB, GC, MICROEXTRACT
2010 | BHC-GAMMA | NO METHOD | NO METHOD
2010 | BHC-GAMMA | 508.1 | PESTICIDES, PCB, GC, MICROEXTRACT
2010 | BHC-GAMMA | 525.2 | ORGANICS, GC/MS, LIQ/SOLEXT, CAPCOLUMN
2015 | METHOXYCHLOR | 508 | PESTICIDES, CHLORINATED, GC, ELCAPDET
2015 | METHOXYCHLOR | EPA 506 | ORGANICS, GC/MS, LIQ/SOLEXT, CAPCOLUMN
2015 | METHOXYCHLOR | 508A | PESTICIDES, CHLORINATED, GC, ELCAPDET
2015 | METHOXYCHLOR | EPA 505 | PESTICIDES, PCB, GC, MICROEXTRACT
2015 | METHOXYCHLOR | 508.0 | PESTICIDES, CHLORINATED, GC, ELCAPDET
2015 | METHOXYCHLOR | EPA 525.2 | ORGANICS, GC/MS, LIQ/SOLEXT, CAPCOLUMN
2015 | METHOXYCHLOR | EPA 508A | ORGANICS, GC/MS, LIQ/SOLEXT, CAPCOLUMN
2015 | METHOXYCHLOR | EPA 508 | PESTICIDES, CHLORINATED, GC, ELCAPDET
2015 | METHOXYCHLOR | 505.0 | PESTICIDES, PCB, GC, MICROEXTRACT
2015 | METHOXYCHLOR | NO METHOD | NO METHOD
2015 | METHOXYCHLOR | 508.1 | PESTICIDES, PCB, GC, MICROEXTRACT
2015 | METHOXYCHLOR | 525.2 | ORGANICS, GC/MS, LIQ/SOLEXT, CAPCOLUMN
2015 | METHOXYCHLOR | 505 | PESTICIDES, PCB, GC, MICROEXTRACT
2015 | METHOXYCHLOR | EPA 508.1 | PESTICIDES, PCB, GC, MICROEXTRACT
2020 | TOXAPHENE | 508.0 | PESTICIDES, CHLORINATED, GC, ELCAPDET
2020 | TOXAPHENE | 505 | PESTICIDES, PCB, GC, MICROEXTRACT
2020 | TOXAPHENE | 508 | PESTICIDES, CHLORINATED, GC, ELCAPDET
2020 | TOXAPHENE | 508.1 | PESTICIDES, PCB, GC, MICROEXTRACT
2020 | TOXAPHENE | EPA 508A | ORGANICS, GC/MS, LIQ/SOLEXT, CAPCOLUMN
2020 | TOXAPHENE | EPA 506 | ORGANICS, GC/MS, LIQ/SOLEXT, CAPCOLUMN
2020 | TOXAPHENE | 508A | PESTICIDES, CHLORINATED, GC, ELCAPDET
2020 | TOXAPHENE | EPA 505 | PESTICIDES, PCB, GC, MICROEXTRACT
2020 | TOXAPHENE | 525.2 | ORGANICS, GC/MS, LIQ/SOLEXT, CAPCOLUMN
2020 | TOXAPHENE | EPA 525.2 | ORGANICS, GC/MS, LIQ/SOLEXT, CAPCOLUMN
2020 | TOXAPHENE | EPA 508.1 | PESTICIDES, PCB, GC, MICROEXTRACT
2020 | TOXAPHENE | EPA 508 | PESTICIDES, CHLORINATED, GC, ELCAPDET
2020 | TOXAPHENE | 505.0 | PESTICIDES, PCB, GC, MICROEXTRACT
2020 | TOXAPHENE | NO METHOD | NO METHOD
2021 | CARBARYL | 531.1 | PESTICIDES, CARBAMATES, HPLC, POSTCOL
2021 | CARBARYL | 531.2 | PESTICIDES, CARBAMATES, HPLC, POSTCOL
2021 | CARBARYL | NO METHOD | NO METHOD
2021 | CARBARYL | EPA 531.1 | PESTICIDES, CARBAMATES, HPLC, POSTCOL
2022 | METHOMYL | NO METHOD | NO METHOD
2022 | METHOMYL | EPA 531.1 | PESTICIDES, CARBAMATES, HPLC, POSTCOL
2022 | METHOMYL | 531.2 | PESTICIDES, CARBAMATES, HPLC, POSTCOL
2022 | METHOMYL | 531.1 | PESTICIDES, CARBAMATES, HPLC, POSTCOL
2023 | BAYGON | 531.2 | PESTICIDES, CARBAMATES, HPLC, POSTCOL
2023 | BAYGON | NO METHOD | NO METHOD
2023 | BAYGON | 531.1 | PESTICIDES, CARBAMATES, HPLC, POSTCOL
2023 | BAYGON | EPA 531.1 | PESTICIDES, CARBAMATES, HPLC, POSTCOL
2024 | METHIOCARB | EPA 531.1 | PESTICIDES, CARBAMATES, HPLC, POSTCOL
2024 | METHIOCARB | NO METHOD | NO METHOD
2024 | METHIOCARB | 531.2 | PESTICIDES, CARBAMATES, HPLC, POSTCOL
2024 | METHIOCARB | 531.1 | PESTICIDES, CARBAMATES, HPLC, POSTCOL
2027 | ACETOCHLOR | 525.2 | ORGANICS, GC/MS, LIQ/SOLEXT, CAPCOLUMN
2027 | ACETOCHLOR | EPA 506 | ORGANICS, GC/MS, LIQ/SOLEXT, CAPCOLUMN
2027 | ACETOCHLOR | EPA 525.2 | ORGANICS, GC/MS, LIQ/SOLEXT, CAPCOLUMN
2027 | ACETOCHLOR | EPA 508A | ORGANICS, GC/MS, LIQ/SOLEXT, CAPCOLUMN
2028 | PARAQUAT | 549.2 | HIGH PERF LIQ CHROM-L/S EXTRACT- UV DETE
2028 | PARAQUAT | NO METHOD | NO METHOD
2028 | PARAQUAT | EPA 549.2 | HIGH PERF LIQ CHROM-L/S EXTRACT- UV DETE
2030 | P-ISOPROPYLTOLUENE | NO METHOD | NO METHOD
2030 | P-ISOPROPYLTOLUENE | 524.2 | VOC, GC/MS, P&T, CAPCOLUMN
2030 | P-ISOPROPYLTOLUENE | 502.2 | VOC, GC, PID/ECD, P&T, CAPCOLUMN
2030 | P-ISOPROPYLTOLUENE | EPA 524.3 | VOC, GC/MS, P&T, CAPCOLUMN
2030 | P-ISOPROPYLTOLUENE | EPA 524.2 | VOC, GC/MS, P&T, CAPCOLUMN
2031 | DALAPON | 552.1 | GC-L/S EXTRACTION-ELECTRON CAPTURE DETEC
2031 | DALAPON | SM4500-CL-G | GC-L/S EXTRACTION-ELECTRON CAPTURE DETEC
2031 | DALAPON | EPA 552.2 | DBPS & CL2 SOLVENTS GC L/L ELECTRON CAPT
2031 | DALAPON | EPA 515.1 | ACIDS, CHLORINATED, GC, ELCAPDET
2031 | DALAPON | EPA 515.3 | ACIDS, CHLORINATED, GC, ELCAPDET
2031 | DALAPON | EPA 515.4 | ACIDS, CHLORINATED, GC, ELCAPDET
2031 | DALAPON | SM 4500-CL F | GC-L/S EXTRACTION-ELECTRON CAPTURE DETEC
2031 | DALAPON | SM 4500-CL G | GC-L/S EXTRACTION-ELECTRON CAPTURE DETEC
2031 | DALAPON | SM 4500-CL G (AS HACH 8021) | GC-L/S EXTRACTION-ELECTRON CAPTURE DETEC
2031 | DALAPON | SM 4500-CL G (AS HACH 8167) | GC-L/S EXTRACTION-ELECTRON CAPTURE DETEC
2031 | DALAPON | SM 4500-CL G-2000 | GC-L/S EXTRACTION-ELECTRON CAPTURE DETEC
2031 | DALAPON | SM 4500-CN> G | GC-L/S EXTRACTION-ELECTRON CAPTURE DETEC
2031 | DALAPON | SM4500-CL-F | GC-L/S EXTRACTION-ELECTRON CAPTURE DETEC
2031 | DALAPON | 515.3 | ACIDS, CHLORINATED, GC, ELCAPDET
2031 | DALAPON | 515.4 | ACIDS, CHLORINATED, GC, ELCAPDET
2031 | DALAPON | 552.2 | DBPS & CL2 SOLVENTS GC L/L ELECTRON CAPT
2031 | DALAPON | 515.2 | ACIDS, CHLORINATED, GC, ELCAPDET
2031 | DALAPON | 515.1 | ACIDS, CHLORINATED, GC, ELCAPDET
2031 | DALAPON | NO METHOD | NO METHOD
2032 | DIQUAT | 549.2 | HIGH PERF LIQ CHROM-L/S EXTRACT- UV DETE
2032 | DIQUAT | EPA 549.2 | HIGH PERF LIQ CHROM-L/S EXTRACT- UV DETE
2032 | DIQUAT | NO METHOD | NO METHOD
2033 | ENDOTHALL | EPA 548.1 | GC-L/S EXTRACTION-ELECTRON CAPTURE DETEC
2033 | ENDOTHALL | NO METHOD | NO METHOD
2033 | ENDOTHALL | 548.1 | GC-L/S EXTRACTION-ELECTRON CAPTURE DETEC
2034 | GLYPHOSATE | 547 | HIGH PERF LIQ CHROM-POST COL REACTOR-FLU
2034 | GLYPHOSATE | NO METHOD | NO METHOD
2034 | GLYPHOSATE | 547.0 | HIGH PERF LIQ CHROM-POST COL REACTOR-FLU
2034 | GLYPHOSATE | EPA 547 | HIGH PERF LIQ CHROM-POST COL REACTOR-FLU
2035 | DI(2-ETHYLHEXYL) ADIPATE | 508.1 | PESTICIDES, PCB, GC, MICROEXTRACT
2035 | DI(2-ETHYLHEXYL) ADIPATE | 525.2 | ORGANICS, GC/MS, LIQ/SOLEXT, CAPCOLUMN
2035 | DI(2-ETHYLHEXYL) ADIPATE | 505 | PESTICIDES, PCB, GC, MICROEXTRACT
2035 | DI(2-ETHYLHEXYL) ADIPATE | 508 | PESTICIDES, CHLORINATED, GC, ELCAPDET
2035 | DI(2-ETHYLHEXYL) ADIPATE | NO METHOD | NO METHOD
2035 | DI(2-ETHYLHEXYL) ADIPATE | EPA 508A | ORGANICS, GC/MS, LIQ/SOLEXT, CAPCOLUMN
2035 | DI(2-ETHYLHEXYL) ADIPATE | EPA 506 | ORGANICS, GC/MS, LIQ/SOLEXT, CAPCOLUMN
2035 | DI(2-ETHYLHEXYL) ADIPATE | 508A | PESTICIDES, CHLORINATED, GC, ELCAPDET
2035 | DI(2-ETHYLHEXYL) ADIPATE | 505.0 | PESTICIDES, PCB, GC, MICROEXTRACT
2035 | DI(2-ETHYLHEXYL) ADIPATE | EPA 525.2 | ORGANICS, GC/MS, LIQ/SOLEXT, CAPCOLUMN
2035 | DI(2-ETHYLHEXYL) ADIPATE | 508.0 | PESTICIDES, CHLORINATED, GC, ELCAPDET
2035 | DI(2-ETHYLHEXYL) ADIPATE | EPA 505 | PESTICIDES, PCB, GC, MICROEXTRACT
2036 | OXAMYL | NO METHOD | NO METHOD
2036 | OXAMYL | 531.1 | PESTICIDES, CARBAMATES, HPLC, POSTCOL
2036 | OXAMYL | 531.2 | PESTICIDES, CARBAMATES, HPLC, POSTCOL
2036 | OXAMYL | EPA 531.1 | PESTICIDES, CARBAMATES, HPLC, POSTCOL
2037 | SIMAZINE | EPA 525.2 | ORGANICS, GC/MS, LIQ/SOLEXT, CAPCOLUMN
2037 | SIMAZINE | 507.0 | PESTICIDES, NIT/PHOS, GC, NIT/PHOSDET
2037 | SIMAZINE | EPA 505 | PESTICIDES, PCB, GC, MICROEXTRACT
2037 | SIMAZINE | EPA 506 | ORGANICS, GC/MS, LIQ/SOLEXT, CAPCOLUMN
2037 | SIMAZINE | EPA 508A | ORGANICS, GC/MS, LIQ/SOLEXT, CAPCOLUMN
2037 | SIMAZINE | 507 | PESTICIDES, NIT/PHOS, GC, NIT/PHOSDET
2037 | SIMAZINE | 505 | PESTICIDES, PCB, GC, MICROEXTRACT
2037 | SIMAZINE | 525.2 | ORGANICS, GC/MS, LIQ/SOLEXT, CAPCOLUMN
2037 | SIMAZINE | 508.1 | PESTICIDES, PCB, GC, MICROEXTRACT
2037 | SIMAZINE | 525.5 | VOC, GC/MS, P&T, CAPCOLUMN
2037 | SIMAZINE | NO METHOD | NO METHOD
2037 | SIMAZINE | 505.0 | PESTICIDES, PCB, GC, MICROEXTRACT
2037 | SIMAZINE | EPA 507 | PESTICIDES, NIT/PHOS, GC, NIT/PHOSDET
2037 | SIMAZINE | EPA 508.1 | PESTICIDES, PCB, GC, MICROEXTRACT
2039 | DI(2-ETHYLHEXYL) PHTHALATE | 525.2 | ORGANICS, GC/MS, LIQ/SOLEXT, CAPCOLUMN
2039 | DI(2-ETHYLHEXYL) PHTHALATE | NO METHOD | NO METHOD
2039 | DI(2-ETHYLHEXYL) PHTHALATE | EPA 508A | ORGANICS, GC/MS, LIQ/SOLEXT, CAPCOLUMN
2039 | DI(2-ETHYLHEXYL) PHTHALATE | EPA 506 | ORGANICS, GC/MS, LIQ/SOLEXT, CAPCOLUMN
2039 | DI(2-ETHYLHEXYL) PHTHALATE | EPA 525.2 | ORGANICS, GC/MS, LIQ/SOLEXT, CAPCOLUMN
2040 | PICLORAM | EPA 515.1 | ACIDS, CHLORINATED, GC, ELCAPDET
2040 | PICLORAM | NO METHOD | NO METHOD
2040 | PICLORAM | 515.3 | ACIDS, CHLORINATED, GC, ELCAPDET
2040 | PICLORAM | 515.4 | ACIDS, CHLORINATED, GC, ELCAPDET
2040 | PICLORAM | 515.2 | ACIDS, CHLORINATED, GC, ELCAPDET
2040 | PICLORAM | 515.1 | ACIDS, CHLORINATED, GC, ELCAPDET
2040 | PICLORAM | EPA 515.3 | ACIDS, CHLORINATED, GC, ELCAPDET
2040 | PICLORAM | EPA 515.4 | ACIDS, CHLORINATED, GC, ELCAPDET
2041 | DINOSEB | EPA 515.1 | ACIDS, CHLORINATED, GC, ELCAPDET
2041 | DINOSEB | NO METHOD | NO METHOD
2041 | DINOSEB | 515.3 | ACIDS, CHLORINATED, GC, ELCAPDET
2041 | DINOSEB | 515.4 | ACIDS, CHLORINATED, GC, ELCAPDET
2041 | DINOSEB | 515.2 | ACIDS, CHLORINATED, GC, ELCAPDET
2041 | DINOSEB | 515.1 | ACIDS, CHLORINATED, GC, ELCAPDET
2041 | DINOSEB | EPA 515.3 | ACIDS, CHLORINATED, GC, ELCAPDET
2041 | DINOSEB | EPA 515.4 | ACIDS, CHLORINATED, GC, ELCAPDET
2042 | HEXACHLOROCYCLOPENTADIENE | 508 | PESTICIDES, CHLORINATED, GC, ELCAPDET
2042 | HEXACHLOROCYCLOPENTADIENE | 505 | PESTICIDES, PCB, GC, MICROEXTRACT
2042 | HEXACHLOROCYCLOPENTADIENE | 525.2 | ORGANICS, GC/MS, LIQ/SOLEXT, CAPCOLUMN
2042 | HEXACHLOROCYCLOPENTADIENE | 508.1 | PESTICIDES, PCB, GC, MICROEXTRACT
2042 | HEXACHLOROCYCLOPENTADIENE | NO METHOD | NO METHOD
2042 | HEXACHLOROCYCLOPENTADIENE | 505.0 | PESTICIDES, PCB, GC, MICROEXTRACT
2042 | HEXACHLOROCYCLOPENTADIENE | EPA 508A | ORGANICS, GC/MS, LIQ/SOLEXT, CAPCOLUMN
2042 | HEXACHLOROCYCLOPENTADIENE | EPA 508.1 | PESTICIDES, PCB, GC, MICROEXTRACT
2042 | HEXACHLOROCYCLOPENTADIENE | EPA 525.2 | ORGANICS, GC/MS, LIQ/SOLEXT, CAPCOLUMN
2042 | HEXACHLOROCYCLOPENTADIENE | 508.0 | PESTICIDES, CHLORINATED, GC, ELCAPDET
2042 | HEXACHLOROCYCLOPENTADIENE | EPA 505 | PESTICIDES, PCB, GC, MICROEXTRACT
2042 | HEXACHLOROCYCLOPENTADIENE | 508A | PESTICIDES, CHLORINATED, GC, ELCAPDET
2042 | HEXACHLOROCYCLOPENTADIENE | EPA 506 | ORGANICS, GC/MS, LIQ/SOLEXT, CAPCOLUMN
2042 | HEXACHLOROCYCLOPENTADIENE | EPA 508 | PESTICIDES, CHLORINATED, GC, ELCAPDET
2043 | ALDICARB SULFOXIDE | 531.1 | PESTICIDES, CARBAMATES, HPLC, POSTCOL
2043 | ALDICARB SULFOXIDE | 531.2 | PESTICIDES, CARBAMATES, HPLC, POSTCOL
2043 | ALDICARB SULFOXIDE | NO METHOD | NO METHOD
2043 | ALDICARB SULFOXIDE | EPA 531.1 | PESTICIDES, CARBAMATES, HPLC, POSTCOL
2044 | ALDICARB SULFONE | 531.1 | PESTICIDES, CARBAMATES, HPLC, POSTCOL
2044 | ALDICARB SULFONE | EPA 531.1 | PESTICIDES, CARBAMATES, HPLC, POSTCOL
2044 | ALDICARB SULFONE | NO METHOD | NO METHOD
2044 | ALDICARB SULFONE | 531.2 | PESTICIDES, CARBAMATES, HPLC, POSTCOL
2045 | METOLACHLOR | EPA 525.2 | ORGANICS, GC/MS, LIQ/SOLEXT, CAPCOLUMN
2045 | METOLACHLOR | NO METHOD | NO METHOD
2045 | METOLACHLOR | 508.1 | PESTICIDES, PCB, GC, MICROEXTRACT
2045 | METOLACHLOR | 525.2 | ORGANICS, GC/MS, LIQ/SOLEXT, CAPCOLUMN
2045 | METOLACHLOR | 507 | PESTICIDES, NIT/PHOS, GC, NIT/PHOSDET
2045 | METOLACHLOR | 507.0 | PESTICIDES, NIT/PHOS, GC, NIT/PHOSDET
2045 | METOLACHLOR | EPA 508A | ORGANICS, GC/MS, LIQ/SOLEXT, CAPCOLUMN
2045 | METOLACHLOR | EPA 506 | ORGANICS, GC/MS, LIQ/SOLEXT, CAPCOLUMN
2046 | CARBOFURAN | 531.1 | PESTICIDES, CARBAMATES, HPLC, POSTCOL
2046 | CARBOFURAN | 531.2 | PESTICIDES, CARBAMATES, HPLC, POSTCOL
2046 | CARBOFURAN | NO METHOD | NO METHOD
2046 | CARBOFURAN | EPA 531.1 | PESTICIDES, CARBAMATES, HPLC, POSTCOL
2047 | ALDICARB | 531.1 | PESTICIDES, CARBAMATES, HPLC, POSTCOL
2047 | ALDICARB | NO METHOD | NO METHOD
2047 | ALDICARB | 531.2 | PESTICIDES, CARBAMATES, HPLC, POSTCOL
2047 | ALDICARB | EPA 531.1 | PESTICIDES, CARBAMATES, HPLC, POSTCOL
2050 | ATRAZINE | EPA 505 | PESTICIDES, PCB, GC, MICROEXTRACT
2050 | ATRAZINE | 507.0 | PESTICIDES, NIT/PHOS, GC, NIT/PHOSDET
2050 | ATRAZINE | EPA 525.2 | ORGANICS, GC/MS, LIQ/SOLEXT, CAPCOLUMN
2050 | ATRAZINE | EPA 508.1 | PESTICIDES, PCB, GC, MICROEXTRACT
2050 | ATRAZINE | EPA 507 | PESTICIDES, NIT/PHOS, GC, NIT/PHOSDET
2050 | ATRAZINE | 505.0 | PESTICIDES, PCB, GC, MICROEXTRACT
2050 | ATRAZINE | EPA 508A | ORGANICS, GC/MS, LIQ/SOLEXT, CAPCOLUMN
2050 | ATRAZINE | 508.1 | PESTICIDES, PCB, GC, MICROEXTRACT
2050 | ATRAZINE | 525.2 | ORGANICS, GC/MS, LIQ/SOLEXT, CAPCOLUMN
2050 | ATRAZINE | 505 | PESTICIDES, PCB, GC, MICROEXTRACT
2050 | ATRAZINE | 507 | PESTICIDES, NIT/PHOS, GC, NIT/PHOSDET
2050 | ATRAZINE | EPA 506 | ORGANICS, GC/MS, LIQ/SOLEXT, CAPCOLUMN
2050 | ATRAZINE | NO METHOD | NO METHOD
2051 | LASSO | EPA 505 | PESTICIDES, PCB, GC, MICROEXTRACT
2051 | LASSO | 507.0 | PESTICIDES, NIT/PHOS, GC, NIT/PHOSDET
2051 | LASSO | EPA 525.2 | ORGANICS, GC/MS, LIQ/SOLEXT, CAPCOLUMN
2051 | LASSO | EPA 508.1 | PESTICIDES, PCB, GC, MICROEXTRACT
2051 | LASSO | EPA 507 | PESTICIDES, NIT/PHOS, GC, NIT/PHOSDET
2051 | LASSO | 505.0 | PESTICIDES, PCB, GC, MICROEXTRACT
2051 | LASSO | NO METHOD | NO METHOD
2051 | LASSO | 508.1 | PESTICIDES, PCB, GC, MICROEXTRACT
2051 | LASSO | 525.2 | ORGANICS, GC/MS, LIQ/SOLEXT, CAPCOLUMN
2051 | LASSO | 505 | PESTICIDES, PCB, GC, MICROEXTRACT
2051 | LASSO | 507 | PESTICIDES, NIT/PHOS, GC, NIT/PHOSDET
2051 | LASSO | EPA 506 | ORGANICS, GC/MS, LIQ/SOLEXT, CAPCOLUMN
2051 | LASSO | EPA 508A | ORGANICS, GC/MS, LIQ/SOLEXT, CAPCOLUMN
2054 | CYANAZINE | 525.2 | ORGANICS, GC/MS, LIQ/SOLEXT, CAPCOLUMN
2054 | CYANAZINE | NO METHOD | NO METHOD
2054 | CYANAZINE | EPA 525.2 | ORGANICS, GC/MS, LIQ/SOLEXT, CAPCOLUMN
2054 | CYANAZINE | EPA 506 | ORGANICS, GC/MS, LIQ/SOLEXT, CAPCOLUMN
2054 | CYANAZINE | EPA 508A | ORGANICS, GC/MS, LIQ/SOLEXT, CAPCOLUMN
2055 | TRIFLURALIN | 525.2 | ORGANICS, GC/MS, LIQ/SOLEXT, CAPCOLUMN
2055 | TRIFLURALIN | NO METHOD | NO METHOD
2055 | TRIFLURALIN | EPA 525.2 | ORGANICS, GC/MS, LIQ/SOLEXT, CAPCOLUMN
2055 | TRIFLURALIN | EPA 506 | ORGANICS, GC/MS, LIQ/SOLEXT, CAPCOLUMN
2055 | TRIFLURALIN | EPA 508A | ORGANICS, GC/MS, LIQ/SOLEXT, CAPCOLUMN
2056 | SPECTRACIDE | 525.2 | ORGANICS, GC/MS, LIQ/SOLEXT, CAPCOLUMN
2056 | SPECTRACIDE | NO METHOD | NO METHOD
2056 | SPECTRACIDE | EPA 508A | ORGANICS, GC/MS, LIQ/SOLEXT, CAPCOLUMN
2056 | SPECTRACIDE | EPA 506 | ORGANICS, GC/MS, LIQ/SOLEXT, CAPCOLUMN
2056 | SPECTRACIDE | EPA 525.2 | ORGANICS, GC/MS, LIQ/SOLEXT, CAPCOLUMN
2057 | CHLOROPYRIFOS | 525.2 | ORGANICS, GC/MS, LIQ/SOLEXT, CAPCOLUMN
2057 | CHLOROPYRIFOS | EPA 525.2 | ORGANICS, GC/MS, LIQ/SOLEXT, CAPCOLUMN
2057 | CHLOROPYRIFOS | EPA 506 | ORGANICS, GC/MS, LIQ/SOLEXT, CAPCOLUMN
2057 | CHLOROPYRIFOS | EPA 508A | ORGANICS, GC/MS, LIQ/SOLEXT, CAPCOLUMN
2058 | MALATHION | EPA 506 | ORGANICS, GC/MS, LIQ/SOLEXT, CAPCOLUMN
2058 | MALATHION | EPA 525.2 | ORGANICS, GC/MS, LIQ/SOLEXT, CAPCOLUMN
2058 | MALATHION | 525.2 | ORGANICS, GC/MS, LIQ/SOLEXT, CAPCOLUMN
2058 | MALATHION | EPA 508A | ORGANICS, GC/MS, LIQ/SOLEXT, CAPCOLUMN
2063 | 2,3,7,8-TCDD | NO METHOD | NO METHOD
2063 | 2,3,7,8-TCDD | 1613 | HIGH RES GCMS-CAPCOL- L/L EXTRACTION
2063 | 2,3,7,8-TCDD | EPA 1613 B | HIGH RES GCMS-CAPCOL- L/L EXTRACTION
2064 | PARATHION (ETHYL) | EPA 525.2 | ORGANICS, GC/MS, LIQ/SOLEXT, CAPCOLUMN
2064 | PARATHION (ETHYL) | 525.2 | ORGANICS, GC/MS, LIQ/SOLEXT, CAPCOLUMN
2064 | PARATHION (ETHYL) | EPA 508A | ORGANICS, GC/MS, LIQ/SOLEXT, CAPCOLUMN
2064 | PARATHION (ETHYL) | EPA 506 | ORGANICS, GC/MS, LIQ/SOLEXT, CAPCOLUMN
2065 | HEPTACHLOR | NO METHOD | NO METHOD
2065 | HEPTACHLOR | 505.0 | PESTICIDES, PCB, GC, MICROEXTRACT
2065 | HEPTACHLOR | 508.1 | PESTICIDES, PCB, GC, MICROEXTRACT
2065 | HEPTACHLOR | 525.2 | ORGANICS, GC/MS, LIQ/SOLEXT, CAPCOLUMN
2065 | HEPTACHLOR | 505 | PESTICIDES, PCB, GC, MICROEXTRACT
2065 | HEPTACHLOR | 508 | PESTICIDES, CHLORINATED, GC, ELCAPDET
2065 | HEPTACHLOR | EPA 508 | PESTICIDES, CHLORINATED, GC, ELCAPDET
2065 | HEPTACHLOR | EPA 508A | ORGANICS, GC/MS, LIQ/SOLEXT, CAPCOLUMN
2065 | HEPTACHLOR | EPA 506 | ORGANICS, GC/MS, LIQ/SOLEXT, CAPCOLUMN
2065 | HEPTACHLOR | 508A | PESTICIDES, CHLORINATED, GC, ELCAPDET
2065 | HEPTACHLOR | EPA 508.1 | PESTICIDES, PCB, GC, MICROEXTRACT
2065 | HEPTACHLOR | EPA 525.2 | ORGANICS, GC/MS, LIQ/SOLEXT, CAPCOLUMN
2065 | HEPTACHLOR | 508.0 | PESTICIDES, CHLORINATED, GC, ELCAPDET
2065 | HEPTACHLOR | EPA 505 | PESTICIDES, PCB, GC, MICROEXTRACT
2066 | 3-HYDROXYCARBOFURAN | 531.2 | PESTICIDES, CARBAMATES, HPLC, POSTCOL
2066 | 3-HYDROXYCARBOFURAN | 531.1 | PESTICIDES, CARBAMATES, HPLC, POSTCOL
2066 | 3-HYDROXYCARBOFURAN | NO METHOD | NO METHOD
2066 | 3-HYDROXYCARBOFURAN | EPA 531.1 | PESTICIDES, CARBAMATES, HPLC, POSTCOL
2067 | HEPTACHLOR EPOXIDE | 508 | PESTICIDES, CHLORINATED, GC, ELCAPDET
2067 | HEPTACHLOR EPOXIDE | EPA 508A | ORGANICS, GC/MS, LIQ/SOLEXT, CAPCOLUMN
2067 | HEPTACHLOR EPOXIDE | EPA 506 | ORGANICS, GC/MS, LIQ/SOLEXT, CAPCOLUMN
2067 | HEPTACHLOR EPOXIDE | 508A | PESTICIDES, CHLORINATED, GC, ELCAPDET
2067 | HEPTACHLOR EPOXIDE | EPA 505 | PESTICIDES, PCB, GC, MICROEXTRACT
2067 | HEPTACHLOR EPOXIDE | 508.0 | PESTICIDES, CHLORINATED, GC, ELCAPDET
2067 | HEPTACHLOR EPOXIDE | EPA 525.2 | ORGANICS, GC/MS, LIQ/SOLEXT, CAPCOLUMN
2067 | HEPTACHLOR EPOXIDE | EPA 508.1 | PESTICIDES, PCB, GC, MICROEXTRACT
2067 | HEPTACHLOR EPOXIDE | EPA 508 | PESTICIDES, CHLORINATED, GC, ELCAPDET
2067 | HEPTACHLOR EPOXIDE | 505.0 | PESTICIDES, PCB, GC, MICROEXTRACT
2067 | HEPTACHLOR EPOXIDE | 505 | PESTICIDES, PCB, GC, MICROEXTRACT
2067 | HEPTACHLOR EPOXIDE | 525.2 | ORGANICS, GC/MS, LIQ/SOLEXT, CAPCOLUMN
2067 | HEPTACHLOR EPOXIDE | 508.1 | PESTICIDES, PCB, GC, MICROEXTRACT
2067 | HEPTACHLOR EPOXIDE | NO METHOD | NO METHOD
2068 | ENDOSULFAN I | EPA 508A | ORGANICS, GC/MS, LIQ/SOLEXT, CAPCOLUMN
2068 | ENDOSULFAN I | EPA 506 | ORGANICS, GC/MS, LIQ/SOLEXT, CAPCOLUMN
2068 | ENDOSULFAN I | EPA 525.2 | ORGANICS, GC/MS, LIQ/SOLEXT, CAPCOLUMN
2068 | ENDOSULFAN I | NO METHOD | NO METHOD
2068 | ENDOSULFAN I | 525.2 | ORGANICS, GC/MS, LIQ/SOLEXT, CAPCOLUMN
2069 | PARA-PARA DDE | EPA 506 | ORGANICS, GC/MS, LIQ/SOLEXT, CAPCOLUMN
2069 | PARA-PARA DDE | EPA 525.2 | ORGANICS, GC/MS, LIQ/SOLEXT, CAPCOLUMN
2069 | PARA-PARA DDE | NO METHOD | NO METHOD
2069 | PARA-PARA DDE | 525.2 | ORGANICS, GC/MS, LIQ/SOLEXT, CAPCOLUMN
2069 | PARA-PARA DDE | EPA 508A | ORGANICS, GC/MS, LIQ/SOLEXT, CAPCOLUMN
2070 | DIELDRIN | 508 | PESTICIDES, CHLORINATED, GC, ELCAPDET
2070 | DIELDRIN | 505 | PESTICIDES, PCB, GC, MICROEXTRACT
2070 | DIELDRIN | EPA 508A | ORGANICS, GC/MS, LIQ/SOLEXT, CAPCOLUMN
2070 | DIELDRIN | EPA 506 | ORGANICS, GC/MS, LIQ/SOLEXT, CAPCOLUMN
2070 | DIELDRIN | 508A | PESTICIDES, CHLORINATED, GC, ELCAPDET
2070 | DIELDRIN | 525.2 | ORGANICS, GC/MS, LIQ/SOLEXT, CAPCOLUMN
2070 | DIELDRIN | 508.0 | PESTICIDES, CHLORINATED, GC, ELCAPDET
2070 | DIELDRIN | EPA 525.2 | ORGANICS, GC/MS, LIQ/SOLEXT, CAPCOLUMN
2070 | DIELDRIN | 505.0 | PESTICIDES, PCB, GC, MICROEXTRACT
2070 | DIELDRIN | NO METHOD | NO METHOD
2070 | DIELDRIN | 508.1 | PESTICIDES, PCB, GC, MICROEXTRACT
2070 | DIELDRIN | EPA 505 | PESTICIDES, PCB, GC, MICROEXTRACT
2071 | PARA-PARA DDD | EPA 525.2 | ORGANICS, GC/MS, LIQ/SOLEXT, CAPCOLUMN
2071 | PARA-PARA DDD | EPA 506 | ORGANICS, GC/MS, LIQ/SOLEXT, CAPCOLUMN
2071 | PARA-PARA DDD | EPA 508A | ORGANICS, GC/MS, LIQ/SOLEXT, CAPCOLUMN
2071 | PARA-PARA DDD | NO METHOD | NO METHOD
2071 | PARA-PARA DDD | 525.2 | ORGANICS, GC/MS, LIQ/SOLEXT, CAPCOLUMN
2072 | ENDOSULFAN II | 525.2 | ORGANICS, GC/MS, LIQ/SOLEXT, CAPCOLUMN
2072 | ENDOSULFAN II | NO METHOD | NO METHOD
2072 | ENDOSULFAN II | EPA 525.2 | ORGANICS, GC/MS, LIQ/SOLEXT, CAPCOLUMN
2072 | ENDOSULFAN II | EPA 508A | ORGANICS, GC/MS, LIQ/SOLEXT, CAPCOLUMN
2072 | ENDOSULFAN II | EPA 506 | ORGANICS, GC/MS, LIQ/SOLEXT, CAPCOLUMN
2074 | ENDOSULFAN SULFATE | NO METHOD | NO METHOD
2074 | ENDOSULFAN SULFATE | EPA 508A | ORGANICS, GC/MS, LIQ/SOLEXT, CAPCOLUMN
2074 | ENDOSULFAN SULFATE | 525.2 | ORGANICS, GC/MS, LIQ/SOLEXT, CAPCOLUMN
2074 | ENDOSULFAN SULFATE | EPA 525.2 | ORGANICS, GC/MS, LIQ/SOLEXT, CAPCOLUMN
2074 | ENDOSULFAN SULFATE | EPA 506 | ORGANICS, GC/MS, LIQ/SOLEXT, CAPCOLUMN
2075 | PARA-PARA DDT | EPA 506 | ORGANICS, GC/MS, LIQ/SOLEXT, CAPCOLUMN
2075 | PARA-PARA DDT | EPA 525.2 | ORGANICS, GC/MS, LIQ/SOLEXT, CAPCOLUMN
2075 | PARA-PARA DDT | NO METHOD | NO METHOD
2075 | PARA-PARA DDT | 525.2 | ORGANICS, GC/MS, LIQ/SOLEXT, CAPCOLUMN
2075 | PARA-PARA DDT | EPA 508A | ORGANICS, GC/MS, LIQ/SOLEXT, CAPCOLUMN
2076 | BUTACHLOR | EPA 508A | ORGANICS, GC/MS, LIQ/SOLEXT, CAPCOLUMN
2076 | BUTACHLOR | EPA 506 | ORGANICS, GC/MS, LIQ/SOLEXT, CAPCOLUMN
2076 | BUTACHLOR | 507.0 | PESTICIDES, NIT/PHOS, GC, NIT/PHOSDET
2076 | BUTACHLOR | EPA 525.2 | ORGANICS, GC/MS, LIQ/SOLEXT, CAPCOLUMN
2076 | BUTACHLOR | NO METHOD | NO METHOD
2076 | BUTACHLOR | 507 | PESTICIDES, NIT/PHOS, GC, NIT/PHOSDET
2076 | BUTACHLOR | 525.2 | ORGANICS, GC/MS, LIQ/SOLEXT, CAPCOLUMN
2077 | PROPACHLOR | EPA 506 | ORGANICS, GC/MS, LIQ/SOLEXT, CAPCOLUMN
2077 | PROPACHLOR | 508A | PESTICIDES, CHLORINATED, GC, ELCAPDET
2077 | PROPACHLOR | 508.0 | PESTICIDES, CHLORINATED, GC, ELCAPDET
2077 | PROPACHLOR | EPA 525.2 | ORGANICS, GC/MS, LIQ/SOLEXT, CAPCOLUMN
2077 | PROPACHLOR | EPA 508A | ORGANICS, GC/MS, LIQ/SOLEXT, CAPCOLUMN
2077 | PROPACHLOR | 508.1 | PESTICIDES, PCB, GC, MICROEXTRACT
2077 | PROPACHLOR | 525.2 | ORGANICS, GC/MS, LIQ/SOLEXT, CAPCOLUMN
2077 | PROPACHLOR | 508 | PESTICIDES, CHLORINATED, GC, ELCAPDET
2077 | PROPACHLOR | NO METHOD | NO METHOD
2098 | BROMACIL | 525.2 | ORGANICS, GC/MS, LIQ/SOLEXT, CAPCOLUMN
2098 | BROMACIL | EPA 525.2 | ORGANICS, GC/MS, LIQ/SOLEXT, CAPCOLUMN
2098 | BROMACIL | EPA 506 | ORGANICS, GC/MS, LIQ/SOLEXT, CAPCOLUMN
2098 | BROMACIL | EPA 508A | ORGANICS, GC/MS, LIQ/SOLEXT, CAPCOLUMN
2099 | DCPA | 515.3 | ACIDS, CHLORINATED, GC, ELCAPDET
2099 | DCPA | NO METHOD | NO METHOD
2099 | DCPA | EPA 515.3 | ACIDS, CHLORINATED, GC, ELCAPDET
2105 | 2,4-D | 515.3 | ACIDS, CHLORINATED, GC, ELCAPDET
2105 | 2,4-D | 515.4 | ACIDS, CHLORINATED, GC, ELCAPDET
2105 | 2,4-D | 515.2 | ACIDS, CHLORINATED, GC, ELCAPDET
2105 | 2,4-D | 515.1 | ACIDS, CHLORINATED, GC, ELCAPDET
2105 | 2,4-D | EPA 515.3 | ACIDS, CHLORINATED, GC, ELCAPDET
2105 | 2,4-D | EPA 515.1 | ACIDS, CHLORINATED, GC, ELCAPDET
2105 | 2,4-D | EPA 515.4 | ACIDS, CHLORINATED, GC, ELCAPDET
2105 | 2,4-D | NO METHOD | NO METHOD
2106 | 2,4-DB | EPA 515.3 | ACIDS, CHLORINATED, GC, ELCAPDET
2106 | 2,4-DB | NO METHOD | NO METHOD
2106 | 2,4-DB | EPA 515.4 | ACIDS, CHLORINATED, GC, ELCAPDET
2106 | 2,4-DB | 515.4 | ACIDS, CHLORINATED, GC, ELCAPDET
2106 | 2,4-DB | 515.3 | ACIDS, CHLORINATED, GC, ELCAPDET
2107 | TRICLOPYR | NO METHOD | NO METHOD
2107 | TRICLOPYR | 515.3 | ACIDS, CHLORINATED, GC, ELCAPDET
2107 | TRICLOPYR | EPA 515.3 | ACIDS, CHLORINATED, GC, ELCAPDET
2108 | DCPA MONO/DI-ACID DEGRADATES | 515.4 | ACIDS, CHLORINATED, GC, ELCAPDET
2108 | DCPA MONO/DI-ACID DEGRADATES | EPA 515.4 | ACIDS, CHLORINATED, GC, ELCAPDET
2109 | 3,4-DICHLOROBENZOIC ACID | 515.4 | ACIDS, CHLORINATED, GC, ELCAPDET
2109 | 3,4-DICHLOROBENZOIC ACID | EPA 515.4 | ACIDS, CHLORINATED, GC, ELCAPDET
2110 | 2,4,5-TP | EPA 515.4 | ACIDS, CHLORINATED, GC, ELCAPDET
2110 | 2,4,5-TP | EPA 515.3 | ACIDS, CHLORINATED, GC, ELCAPDET
2110 | 2,4,5-TP | EPA 515.1 | ACIDS, CHLORINATED, GC, ELCAPDET
2110 | 2,4,5-TP | NO METHOD | NO METHOD
2110 | 2,4,5-TP | 515.3 | ACIDS, CHLORINATED, GC, ELCAPDET
2110 | 2,4,5-TP | 515.2 | ACIDS, CHLORINATED, GC, ELCAPDET
2110 | 2,4,5-TP | 515.1 | ACIDS, CHLORINATED, GC, ELCAPDET
2110 | 2,4,5-TP | 515.4 | ACIDS, CHLORINATED, GC, ELCAPDET
2111 | 2,4,5-T | 515.3 | ACIDS, CHLORINATED, GC, ELCAPDET
2111 | 2,4,5-T | NO METHOD | NO METHOD
2111 | 2,4,5-T | EPA 515.4 | ACIDS, CHLORINATED, GC, ELCAPDET
2111 | 2,4,5-T | 515.4 | ACIDS, CHLORINATED, GC, ELCAPDET
2111 | 2,4,5-T | EPA 515.3 | ACIDS, CHLORINATED, GC, ELCAPDET
2114 | PERMETHRIN (MIXED, CIS, TRANS) | 525.2 | ORGANICS, GC/MS, LIQ/SOLEXT, CAPCOLUMN
2114 | PERMETHRIN (MIXED, CIS, TRANS) | EPA 525.2 | ORGANICS, GC/MS, LIQ/SOLEXT, CAPCOLUMN
2114 | PERMETHRIN (MIXED, CIS, TRANS) | EPA 506 | ORGANICS, GC/MS, LIQ/SOLEXT, CAPCOLUMN
2114 | PERMETHRIN (MIXED, CIS, TRANS) | EPA 508A | ORGANICS, GC/MS, LIQ/SOLEXT, CAPCOLUMN
2205 | CHLORAMBEN | EPA 515.3 | ACIDS, CHLORINATED, GC, ELCAPDET
2205 | CHLORAMBEN | NO METHOD | NO METHOD
2205 | CHLORAMBEN | 515.3 | ACIDS, CHLORINATED, GC, ELCAPDET
2206 | DICHLORPROP | EPA 515.3 | ACIDS, CHLORINATED, GC, ELCAPDET
2206 | DICHLORPROP | 515.3 | ACIDS, CHLORINATED, GC, ELCAPDET
2206 | DICHLORPROP | EPA 515.4 | ACIDS, CHLORINATED, GC, ELCAPDET
2206 | DICHLORPROP | 515.4 | ACIDS, CHLORINATED, GC, ELCAPDET
2210 | CHLOROMETHANE | 502.2 | VOC, GC, PID/ECD, P&T, CAPCOLUMN
2210 | CHLOROMETHANE | 524.2 | VOC, GC/MS, P&T, CAPCOLUMN
2210 | CHLOROMETHANE | NO METHOD | NO METHOD
2210 | CHLOROMETHANE | EPA 524.2 | VOC, GC/MS, P&T, CAPCOLUMN
2210 | CHLOROMETHANE | EPA 524.3 | VOC, GC/MS, P&T, CAPCOLUMN
2212 | DICHLORODIFLUOROMETHANE | EPA 524.3 | VOC, GC/MS, P&T, CAPCOLUMN
2212 | DICHLORODIFLUOROMETHANE | EPA 524.2 | VOC, GC/MS, P&T, CAPCOLUMN
2212 | DICHLORODIFLUOROMETHANE | NO METHOD | NO METHOD
2212 | DICHLORODIFLUOROMETHANE | 524.2 | VOC, GC/MS, P&T, CAPCOLUMN
2212 | DICHLORODIFLUOROMETHANE | 502.2 | VOC, GC, PID/ECD, P&T, CAPCOLUMN
2213 | CHLOROTHALONIL | 525.2 | ORGANICS, GC/MS, LIQ/SOLEXT, CAPCOLUMN
2213 | CHLOROTHALONIL | NO METHOD | NO METHOD
2213 | CHLOROTHALONIL | EPA 525.2 | ORGANICS, GC/MS, LIQ/SOLEXT, CAPCOLUMN
2213 | CHLOROTHALONIL | EPA 506 | ORGANICS, GC/MS, LIQ/SOLEXT, CAPCOLUMN
2213 | CHLOROTHALONIL | EPA 508A | ORGANICS, GC/MS, LIQ/SOLEXT, CAPCOLUMN
2214 | BROMOMETHANE | EPA 524.3 | VOC, GC/MS, P&T, CAPCOLUMN
2214 | BROMOMETHANE | EPA 524.2 | VOC, GC/MS, P&T, CAPCOLUMN
2214 | BROMOMETHANE | NO METHOD | NO METHOD
2214 | BROMOMETHANE | 524.2 | VOC, GC/MS, P&T, CAPCOLUMN
2214 | BROMOMETHANE | 502.2 | VOC, GC, PID/ECD, P&T, CAPCOLUMN
2215 | CHLOROPYRIFOS | 525.2 | ORGANICS, GC/MS, LIQ/SOLEXT, CAPCOLUMN
2215 | CHLOROPYRIFOS | EPA 508A | ORGANICS, GC/MS, LIQ/SOLEXT, CAPCOLUMN
2215 | CHLOROPYRIFOS | EPA 506 | ORGANICS, GC/MS, LIQ/SOLEXT, CAPCOLUMN
2215 | CHLOROPYRIFOS | EPA 525.2 | ORGANICS, GC/MS, LIQ/SOLEXT, CAPCOLUMN
2215 | CHLOROPYRIFOS | NO METHOD | NO METHOD
2216 | CHLOROETHANE | 502.2 | VOC, GC, PID/ECD, P&T, CAPCOLUMN
2216 | CHLOROETHANE | 524.2 | VOC, GC/MS, P&T, CAPCOLUMN
2216 | CHLOROETHANE | NO METHOD | NO METHOD
2216 | CHLOROETHANE | EPA 524.2 | VOC, GC/MS, P&T, CAPCOLUMN
2216 | CHLOROETHANE | EPA 524.3 | VOC, GC/MS, P&T, CAPCOLUMN
2218 | TRICHLOROFLUOROMETHANE | EPA 524.2 | VOC, GC/MS, P&T, CAPCOLUMN
2218 | TRICHLOROFLUOROMETHANE | 502.2 | VOC, GC, PID/ECD, P&T, CAPCOLUMN
2218 | TRICHLOROFLUOROMETHANE | 524.2 | VOC, GC/MS, P&T, CAPCOLUMN
2218 | TRICHLOROFLUOROMETHANE | NO METHOD | NO METHOD
2218 | TRICHLOROFLUOROMETHANE | EPA 524.3 | VOC, GC/MS, P&T, CAPCOLUMN
2221 | DIMETHOATE | EPA 506 | ORGANICS, GC/MS, LIQ/SOLEXT, CAPCOLUMN
2221 | DIMETHOATE | EPA 508A | ORGANICS, GC/MS, LIQ/SOLEXT, CAPCOLUMN
2221 | DIMETHOATE | EPA 525.2 | ORGANICS, GC/MS, LIQ/SOLEXT, CAPCOLUMN
2221 | DIMETHOATE | 525.2 | ORGANICS, GC/MS, LIQ/SOLEXT, CAPCOLUMN
2223 | DI-N-OCTYL PHTHALATE | EPA 525.2 | ORGANICS, GC/MS, LIQ/SOLEXT, CAPCOLUMN
2223 | DI-N-OCTYL PHTHALATE | 525.2 | ORGANICS, GC/MS, LIQ/SOLEXT, CAPCOLUMN
2223 | DI-N-OCTYL PHTHALATE | EPA 506 | ORGANICS, GC/MS, LIQ/SOLEXT, CAPCOLUMN
2223 | DI-N-OCTYL PHTHALATE | EPA 508A | ORGANICS, GC/MS, LIQ/SOLEXT, CAPCOLUMN
2224 | TRANS-1,3-DICHLOROPROPENE | 524.2 | VOC, GC/MS, P&T, CAPCOLUMN
2224 | TRANS-1,3-DICHLOROPROPENE | NO METHOD | NO METHOD
2224 | TRANS-1,3-DICHLOROPROPENE | EPA 524.3 | VOC, GC/MS, P&T, CAPCOLUMN
2224 | TRANS-1,3-DICHLOROPROPENE | EPA 524.2 | VOC, GC/MS, P&T, CAPCOLUMN
2228 | CIS-1,3-DICHLOROPROPENE | 524.2 | VOC, GC/MS, P&T, CAPCOLUMN
2228 | CIS-1,3-DICHLOROPROPENE | NO METHOD | NO METHOD
2228 | CIS-1,3-DICHLOROPROPENE | EPA 524.2 | VOC, GC/MS, P&T, CAPCOLUMN
2228 | CIS-1,3-DICHLOROPROPENE | EPA 524.3 | VOC, GC/MS, P&T, CAPCOLUMN
2232 | 1,2-DIBROMOETHYLENE | 524.2 | VOC, GC/MS, P&T, CAPCOLUMN
2232 | 1,2-DIBROMOETHYLENE | 504.1 | GC-MICROEXTRACTION-ECD
2232 | 1,2-DIBROMOETHYLENE | EPA 524.3 | VOC, GC/MS, P&T, CAPCOLUMN
2232 | 1,2-DIBROMOETHYLENE | EPA 524.2 | VOC, GC/MS, P&T, CAPCOLUMN
2232 | 1,2-DIBROMOETHYLENE | EPA 504.1 | GC-MICROEXTRACTION-ECD
2237 | BENZOIC ACID | EPA 515.3 | ACIDS, CHLORINATED, GC, ELCAPDET
2237 | BENZOIC ACID | 515.3 | ACIDS, CHLORINATED, GC, ELCAPDET
2243 | ACETONE | NO METHOD | NO METHOD
2243 | ACETONE | EPA 524.2 | VOC, GC/MS, P&T, CAPCOLUMN
2243 | ACETONE | EPA 524.3 | VOC, GC/MS, P&T, CAPCOLUMN
2243 | ACETONE | 524.2 | VOC, GC/MS, P&T, CAPCOLUMN
2245 | ISOPROPYL ETHER | 524.2 | VOC, GC/MS, P&T, CAPCOLUMN
2245 | ISOPROPYL ETHER | NO METHOD | NO METHOD
2245 | ISOPROPYL ETHER | EPA 524.2 | VOC, GC/MS, P&T, CAPCOLUMN
2245 | ISOPROPYL ETHER | EPA 524.3 | VOC, GC/MS, P&T, CAPCOLUMN
2246 | HEXACHLOROBUTADIENE | 502.2 | VOC, GC, PID/ECD, P&T, CAPCOLUMN
2246 | HEXACHLOROBUTADIENE | 524.2 | VOC, GC/MS, P&T, CAPCOLUMN
2246 | HEXACHLOROBUTADIENE | NO METHOD | NO METHOD
2246 | HEXACHLOROBUTADIENE | EPA 524.2 | VOC, GC/MS, P&T, CAPCOLUMN
2246 | HEXACHLOROBUTADIENE | EPA 524.3 | VOC, GC/MS, P&T, CAPCOLUMN
2247 | METHYL ETHYL KETONE | NO METHOD | NO METHOD
2247 | METHYL ETHYL KETONE | 524.2 | VOC, GC/MS, P&T, CAPCOLUMN
2247 | METHYL ETHYL KETONE | EPA 524.2 | VOC, GC/MS, P&T, CAPCOLUMN
2247 | METHYL ETHYL KETONE | EPA 524.3 | VOC, GC/MS, P&T, CAPCOLUMN
2248 | NAPHTHALENE | 524.2 | VOC, GC/MS, P&T, CAPCOLUMN
2248 | NAPHTHALENE | 502.2 | VOC, GC, PID/ECD, P&T, CAPCOLUMN
2248 | NAPHTHALENE | NO METHOD | NO METHOD
2248 | NAPHTHALENE | EPA 524.3 | VOC, GC/MS, P&T, CAPCOLUMN
2248 | NAPHTHALENE | EPA 524.2 | VOC, GC/MS, P&T, CAPCOLUMN
2249 | METHYL ISOBUTYL KETONE | 524.2 | VOC, GC/MS, P&T, CAPCOLUMN
2249 | METHYL ISOBUTYL KETONE | EPA 524.2 | VOC, GC/MS, P&T, CAPCOLUMN
2249 | METHYL ISOBUTYL KETONE | NO METHOD | NO METHOD
2249 | METHYL ISOBUTYL KETONE | EPA 524.3 | VOC, GC/MS, P&T, CAPCOLUMN
2251 | METHYL TERT-BUTYL ETHER | NO METHOD | NO METHOD
2251 | METHYL TERT-BUTYL ETHER | 524.2 | VOC, GC/MS, P&T, CAPCOLUMN
2251 | METHYL TERT-BUTYL ETHER | EPA 524.3 | VOC, GC/MS, P&T, CAPCOLUMN
2251 | METHYL TERT-BUTYL ETHER | EPA 524.2 | VOC, GC/MS, P&T, CAPCOLUMN
2254 | NITROBENZENE | EPA 524.3 | VOC, GC/MS, P&T, CAPCOLUMN
2254 | NITROBENZENE | NO METHOD | NO METHOD
2254 | NITROBENZENE | 524.2 | VOC, GC/MS, P&T, CAPCOLUMN
2254 | NITROBENZENE | EPA 524.2 | VOC, GC/MS, P&T, CAPCOLUMN
2260 | ACENAPHTHYLENE | 525.2 | ORGANICS, GC/MS, LIQ/SOLEXT, CAPCOLUMN
2260 | ACENAPHTHYLENE | NO METHOD | NO METHOD
2260 | ACENAPHTHYLENE | EPA 525.2 | ORGANICS, GC/MS, LIQ/SOLEXT, CAPCOLUMN
2260 | ACENAPHTHYLENE | EPA 506 | ORGANICS, GC/MS, LIQ/SOLEXT, CAPCOLUMN
2260 | ACENAPHTHYLENE | EPA 508A | ORGANICS, GC/MS, LIQ/SOLEXT, CAPCOLUMN
2261 | ACENAPHTHENE | 525.2 | ORGANICS, GC/MS, LIQ/SOLEXT, CAPCOLUMN
2261 | ACENAPHTHENE | EPA 525.2 | ORGANICS, GC/MS, LIQ/SOLEXT, CAPCOLUMN
2261 | ACENAPHTHENE | EPA 508A | ORGANICS, GC/MS, LIQ/SOLEXT, CAPCOLUMN
2261 | ACENAPHTHENE | EPA 506 | ORGANICS, GC/MS, LIQ/SOLEXT, CAPCOLUMN
2262 | ISOPHORONE | 525.2 | ORGANICS, GC/MS, LIQ/SOLEXT, CAPCOLUMN
2262 | ISOPHORONE | EPA 506 | ORGANICS, GC/MS, LIQ/SOLEXT, CAPCOLUMN
2262 | ISOPHORONE | EPA 525.2 | ORGANICS, GC/MS, LIQ/SOLEXT, CAPCOLUMN
2262 | ISOPHORONE | EPA 508A | ORGANICS, GC/MS, LIQ/SOLEXT, CAPCOLUMN
2264 | FLUORENE | 525.2 | ORGANICS, GC/MS, LIQ/SOLEXT, CAPCOLUMN
2264 | FLUORENE | NO METHOD | NO METHOD
2264 | FLUORENE | EPA 508A | ORGANICS, GC/MS, LIQ/SOLEXT, CAPCOLUMN
2264 | FLUORENE | EPA 506 | ORGANICS, GC/MS, LIQ/SOLEXT, CAPCOLUMN
2264 | FLUORENE | EPA 525.2 | ORGANICS, GC/MS, LIQ/SOLEXT, CAPCOLUMN
2265 | ACRYLAMIDE | 524.2 | VOC, GC/MS, P&T, CAPCOLUMN
2265 | ACRYLAMIDE | NO METHOD | NO METHOD
2265 | ACRYLAMIDE | EPA 524.2 | VOC, GC/MS, P&T, CAPCOLUMN
2265 | ACRYLAMIDE | EPA 524.3 | VOC, GC/MS, P&T, CAPCOLUMN
2266 | 2,6-DINITROTOLUENE | 525.2 | ORGANICS, GC/MS, LIQ/SOLEXT, CAPCOLUMN
2266 | 2,6-DINITROTOLUENE | EPA 525.2 | ORGANICS, GC/MS, LIQ/SOLEXT, CAPCOLUMN
2266 | 2,6-DINITROTOLUENE | EPA 508A | ORGANICS, GC/MS, LIQ/SOLEXT, CAPCOLUMN
2266 | 2,6-DINITROTOLUENE | EPA 506 | ORGANICS, GC/MS, LIQ/SOLEXT, CAPCOLUMN
2269 | 2-HEXANONE | EPA 524.2 | VOC, GC/MS, P&T, CAPCOLUMN
2269 | 2-HEXANONE | 524.2 | VOC, GC/MS, P&T, CAPCOLUMN
2269 | 2-HEXANONE | NO METHOD | NO METHOD
2269 | 2-HEXANONE | EPA 524.3 | VOC, GC/MS, P&T, CAPCOLUMN
2270 | 2,4-DINITROTOLUENE | 525.2 | ORGANICS, GC/MS, LIQ/SOLEXT, CAPCOLUMN
2270 | 2,4-DINITROTOLUENE | EPA 525.2 | ORGANICS, GC/MS, LIQ/SOLEXT, CAPCOLUMN
2270 | 2,4-DINITROTOLUENE | EPA 506 | ORGANICS, GC/MS, LIQ/SOLEXT, CAPCOLUMN
2270 | 2,4-DINITROTOLUENE | EPA 508A | ORGANICS, GC/MS, LIQ/SOLEXT, CAPCOLUMN
2273 | TRANS-NONACHLOR | EPA 506 | ORGANICS, GC/MS, LIQ/SOLEXT, CAPCOLUMN
2273 | TRANS-NONACHLOR | EPA 508A | ORGANICS, GC/MS, LIQ/SOLEXT, CAPCOLUMN
2273 | TRANS-NONACHLOR | EPA 525.2 | ORGANICS, GC/MS, LIQ/SOLEXT, CAPCOLUMN
2273 | TRANS-NONACHLOR | 525.2 | ORGANICS, GC/MS, LIQ/SOLEXT, CAPCOLUMN
2274 | HEXACHLOROBENZENE | NO METHOD | NO METHOD
2274 | HEXACHLOROBENZENE | 508 | PESTICIDES, CHLORINATED, GC, ELCAPDET
2274 | HEXACHLOROBENZENE | EPA 508 | PESTICIDES, CHLORINATED, GC, ELCAPDET
2274 | HEXACHLOROBENZENE | EPA 508.1 | PESTICIDES, PCB, GC, MICROEXTRACT
2274 | HEXACHLOROBENZENE | EPA 525.2 | ORGANICS, GC/MS, LIQ/SOLEXT, CAPCOLUMN
2274 | HEXACHLOROBENZENE | 508.0 | PESTICIDES, CHLORINATED, GC, ELCAPDET
2274 | HEXACHLOROBENZENE | EPA 505 | PESTICIDES, PCB, GC, MICROEXTRACT
2274 | HEXACHLOROBENZENE | 508A | PESTICIDES, CHLORINATED, GC, ELCAPDET
2274 | HEXACHLOROBENZENE | EPA 506 | ORGANICS, GC/MS, LIQ/SOLEXT, CAPCOLUMN
2274 | HEXACHLOROBENZENE | EPA 508A | ORGANICS, GC/MS, LIQ/SOLEXT, CAPCOLUMN
2274 | HEXACHLOROBENZENE | 505.0 | PESTICIDES, PCB, GC, MICROEXTRACT
2274 | HEXACHLOROBENZENE | 505 | PESTICIDES, PCB, GC, MICROEXTRACT
2274 | HEXACHLOROBENZENE | 525.2 | ORGANICS, GC/MS, LIQ/SOLEXT, CAPCOLUMN
2274 | HEXACHLOROBENZENE | 508.1 | PESTICIDES, PCB, GC, MICROEXTRACT
2278 | PHENANTHRENE | EPA 508A | ORGANICS, GC/MS, LIQ/SOLEXT, CAPCOLUMN
2278 | PHENANTHRENE | EPA 506 | ORGANICS, GC/MS, LIQ/SOLEXT, CAPCOLUMN
2278 | PHENANTHRENE | EPA 525.2 | ORGANICS, GC/MS, LIQ/SOLEXT, CAPCOLUMN
2278 | PHENANTHRENE | NO METHOD | NO METHOD
2278 | PHENANTHRENE | 525.2 | ORGANICS, GC/MS, LIQ/SOLEXT, CAPCOLUMN
2280 | ANTHRACENE | 525.2 | ORGANICS, GC/MS, LIQ/SOLEXT, CAPCOLUMN
2280 | ANTHRACENE | NO METHOD | NO METHOD
2280 | ANTHRACENE | EPA 525.2 | ORGANICS, GC/MS, LIQ/SOLEXT, CAPCOLUMN
2280 | ANTHRACENE | EPA 506 | ORGANICS, GC/MS, LIQ/SOLEXT, CAPCOLUMN
2280 | ANTHRACENE | EPA 508A | ORGANICS, GC/MS, LIQ/SOLEXT, CAPCOLUMN
2282 | DIMETHYL PHTHALATE | 525.2 | ORGANICS, GC/MS, LIQ/SOLEXT, CAPCOLUMN
2282 | DIMETHYL PHTHALATE | NO METHOD | NO METHOD
2282 | DIMETHYL PHTHALATE | EPA 525.2 | ORGANICS, GC/MS, LIQ/SOLEXT, CAPCOLUMN
2282 | DIMETHYL PHTHALATE | EPA 506 | ORGANICS, GC/MS, LIQ/SOLEXT, CAPCOLUMN
2282 | DIMETHYL PHTHALATE | EPA 508A | ORGANICS, GC/MS, LIQ/SOLEXT, CAPCOLUMN
2284 | DIETHYL PHTHALATE | 525.2 | ORGANICS, GC/MS, LIQ/SOLEXT, CAPCOLUMN
2284 | DIETHYL PHTHALATE | NO METHOD | NO METHOD
2284 | DIETHYL PHTHALATE | EPA 508A | ORGANICS, GC/MS, LIQ/SOLEXT, CAPCOLUMN
2284 | DIETHYL PHTHALATE | EPA 506 | ORGANICS, GC/MS, LIQ/SOLEXT, CAPCOLUMN
2284 | DIETHYL PHTHALATE | EPA 525.2 | ORGANICS, GC/MS, LIQ/SOLEXT, CAPCOLUMN
2286 | FLUORANTHENE | EPA 508A | ORGANICS, GC/MS, LIQ/SOLEXT, CAPCOLUMN
2286 | FLUORANTHENE | EPA 506 | ORGANICS, GC/MS, LIQ/SOLEXT, CAPCOLUMN
2286 | FLUORANTHENE | EPA 525.2 | ORGANICS, GC/MS, LIQ/SOLEXT, CAPCOLUMN
2286 | FLUORANTHENE | 525.2 | ORGANICS, GC/MS, LIQ/SOLEXT, CAPCOLUMN
2288 | PYRENE | NO METHOD | NO METHOD
2288 | PYRENE | EPA 525.2 | ORGANICS, GC/MS, LIQ/SOLEXT, CAPCOLUMN
2288 | PYRENE | EPA 506 | ORGANICS, GC/MS, LIQ/SOLEXT, CAPCOLUMN
2288 | PYRENE | EPA 508A | ORGANICS, GC/MS, LIQ/SOLEXT, CAPCOLUMN
2288 | PYRENE | 525.2 | ORGANICS, GC/MS, LIQ/SOLEXT, CAPCOLUMN
2290 | DI-N-BUTYL PHTHALATE | EPA 506 | ORGANICS, GC/MS, LIQ/SOLEXT, CAPCOLUMN
2290 | DI-N-BUTYL PHTHALATE | EPA 525.2 | ORGANICS, GC/MS, LIQ/SOLEXT, CAPCOLUMN
2290 | DI-N-BUTYL PHTHALATE | NO METHOD | NO METHOD
2290 | DI-N-BUTYL PHTHALATE | 525.2 | ORGANICS, GC/MS, LIQ/SOLEXT, CAPCOLUMN
2290 | DI-N-BUTYL PHTHALATE | EPA 508A | ORGANICS, GC/MS, LIQ/SOLEXT, CAPCOLUMN
2294 | BUTYLBENZYL PHTHALATE | NO METHOD | NO METHOD
2294 | BUTYLBENZYL PHTHALATE | EPA 525.2 | ORGANICS, GC/MS, LIQ/SOLEXT, CAPCOLUMN
2294 | BUTYLBENZYL PHTHALATE | EPA 506 | ORGANICS, GC/MS, LIQ/SOLEXT, CAPCOLUMN
2294 | BUTYLBENZYL PHTHALATE | EPA 508A | ORGANICS, GC/MS, LIQ/SOLEXT, CAPCOLUMN
2294 | BUTYLBENZYL PHTHALATE | 525.2 | ORGANICS, GC/MS, LIQ/SOLEXT, CAPCOLUMN
2296 | CHRYSENE | EPA 506 | ORGANICS, GC/MS, LIQ/SOLEXT, CAPCOLUMN
2296 | CHRYSENE | EPA 508A | ORGANICS, GC/MS, LIQ/SOLEXT, CAPCOLUMN
2296 | CHRYSENE | EPA 525.2 | ORGANICS, GC/MS, LIQ/SOLEXT, CAPCOLUMN
2296 | CHRYSENE | NO METHOD | NO METHOD
2296 | CHRYSENE | 525.2 | ORGANICS, GC/MS, LIQ/SOLEXT, CAPCOLUMN
2298 | BIS(2-ETHYLHEXYL) PHTHALATE | 525.2 | ORGANICS, GC/MS, LIQ/SOLEXT, CAPCOLUMN
2298 | BIS(2-ETHYLHEXYL) PHTHALATE | NO METHOD | NO METHOD
2298 | BIS(2-ETHYLHEXYL) PHTHALATE | EPA 525.2 | ORGANICS, GC/MS, LIQ/SOLEXT, CAPCOLUMN
2298 | BIS(2-ETHYLHEXYL) PHTHALATE | EPA 506 | ORGANICS, GC/MS, LIQ/SOLEXT, CAPCOLUMN
2298 | BIS(2-ETHYLHEXYL) PHTHALATE | EPA 508A | ORGANICS, GC/MS, LIQ/SOLEXT, CAPCOLUMN
2300 | BENZO(A)ANTHRACENE | NO METHOD | NO METHOD
2300 | BENZO(A)ANTHRACENE | 525.2 | ORGANICS, GC/MS, LIQ/SOLEXT, CAPCOLUMN
2300 | BENZO(A)ANTHRACENE | EPA 525.2 | ORGANICS, GC/MS, LIQ/SOLEXT, CAPCOLUMN
2300 | BENZO(A)ANTHRACENE | EPA 506 | ORGANICS, GC/MS, LIQ/SOLEXT, CAPCOLUMN
2300 | BENZO(A)ANTHRACENE | EPA 508A | ORGANICS, GC/MS, LIQ/SOLEXT, CAPCOLUMN
2302 | BENZO(B)FLUORANTHENE | 525.2 | ORGANICS, GC/MS, LIQ/SOLEXT, CAPCOLUMN
2302 | BENZO(B)FLUORANTHENE | NO METHOD | NO METHOD
2302 | BENZO(B)FLUORANTHENE | EPA 525.2 | ORGANICS, GC/MS, LIQ/SOLEXT, CAPCOLUMN
2302 | BENZO(B)FLUORANTHENE | EPA 506 | ORGANICS, GC/MS, LIQ/SOLEXT, CAPCOLUMN
2302 | BENZO(B)FLUORANTHENE | EPA 508A | ORGANICS, GC/MS, LIQ/SOLEXT, CAPCOLUMN
2304 | BENZO(K)FLUORANTHENE | NO METHOD | NO METHOD
2304 | BENZO(K)FLUORANTHENE | 525.2 | ORGANICS, GC/MS, LIQ/SOLEXT, CAPCOLUMN
2304 | BENZO(K)FLUORANTHENE | EPA 525.2 | ORGANICS, GC/MS, LIQ/SOLEXT, CAPCOLUMN
2304 | BENZO(K)FLUORANTHENE | EPA 508A | ORGANICS, GC/MS, LIQ/SOLEXT, CAPCOLUMN
2304 | BENZO(K)FLUORANTHENE | EPA 506 | ORGANICS, GC/MS, LIQ/SOLEXT, CAPCOLUMN
2306 | BENZO(A)PYRENE | 525.2 | ORGANICS, GC/MS, LIQ/SOLEXT, CAPCOLUMN
2306 | BENZO(A)PYRENE | NO METHOD | NO METHOD
2306 | BENZO(A)PYRENE | EPA 525.2 | ORGANICS, GC/MS, LIQ/SOLEXT, CAPCOLUMN
2306 | BENZO(A)PYRENE | EPA 550.1 | HIGH PERF LIQ CHR-L/L EXT- UV AND FLUOR
2306 | BENZO(A)PYRENE | EPA 506 | ORGANICS, GC/MS, LIQ/SOLEXT, CAPCOLUMN
2306 | BENZO(A)PYRENE | EPA 508A | ORGANICS, GC/MS, LIQ/SOLEXT, CAPCOLUMN
2308 | IDENO(1,2,3-CD)PYRENE | 525.2 | ORGANICS, GC/MS, LIQ/SOLEXT, CAPCOLUMN
2308 | IDENO(1,2,3-CD)PYRENE | NO METHOD | NO METHOD
2308 | IDENO(1,2,3-CD)PYRENE | EPA 506 | ORGANICS, GC/MS, LIQ/SOLEXT, CAPCOLUMN
2308 | IDENO(1,2,3-CD)PYRENE | EPA 525.2 | ORGANICS, GC/MS, LIQ/SOLEXT, CAPCOLUMN
2308 | IDENO(1,2,3-CD)PYRENE | EPA 508A | ORGANICS, GC/MS, LIQ/SOLEXT, CAPCOLUMN
2310 | DIBENZO(A,H)ANTHRACENE | 525.2 | ORGANICS, GC/MS, LIQ/SOLEXT, CAPCOLUMN
2310 | DIBENZO(A,H)ANTHRACENE | NO METHOD | NO METHOD
2310 | DIBENZO(A,H)ANTHRACENE | EPA 525.2 | ORGANICS, GC/MS, LIQ/SOLEXT, CAPCOLUMN
2310 | DIBENZO(A,H)ANTHRACENE | EPA 506 | ORGANICS, GC/MS, LIQ/SOLEXT, CAPCOLUMN
2310 | DIBENZO(A,H)ANTHRACENE | EPA 508A | ORGANICS, GC/MS, LIQ/SOLEXT, CAPCOLUMN
2312 | BENZO(G,H,I)PERYLENE | 525.2 | ORGANICS, GC/MS, LIQ/SOLEXT, CAPCOLUMN
2312 | BENZO(G,H,I)PERYLENE | NO METHOD | NO METHOD
2312 | BENZO(G,H,I)PERYLENE | EPA 525.2 | ORGANICS, GC/MS, LIQ/SOLEXT, CAPCOLUMN
2312 | BENZO(G,H,I)PERYLENE | EPA 506 | ORGANICS, GC/MS, LIQ/SOLEXT, CAPCOLUMN
2312 | BENZO(G,H,I)PERYLENE | EPA 508A | ORGANICS, GC/MS, LIQ/SOLEXT, CAPCOLUMN
2326 | PENTACHLOROPHENOL | 515.1 | ACIDS, CHLORINATED, GC, ELCAPDET
2326 | PENTACHLOROPHENOL | 515.2 | ACIDS, CHLORINATED, GC, ELCAPDET
2326 | PENTACHLOROPHENOL | 525.2 | ORGANICS, GC/MS, LIQ/SOLEXT, CAPCOLUMN
2326 | PENTACHLOROPHENOL | 515.4 | ACIDS, CHLORINATED, GC, ELCAPDET
2326 | PENTACHLOROPHENOL | 515.3 | ACIDS, CHLORINATED, GC, ELCAPDET
2326 | PENTACHLOROPHENOL | EPA 508A | ORGANICS, GC/MS, LIQ/SOLEXT, CAPCOLUMN
2326 | PENTACHLOROPHENOL | EPA 525.2 | ORGANICS, GC/MS, LIQ/SOLEXT, CAPCOLUMN
2326 | PENTACHLOROPHENOL | EPA 515.1 | ACIDS, CHLORINATED, GC, ELCAPDET
2326 | PENTACHLOROPHENOL | EPA 515.3 | ACIDS, CHLORINATED, GC, ELCAPDET
2326 | PENTACHLOROPHENOL | EPA 515.4 | ACIDS, CHLORINATED, GC, ELCAPDET
2326 | PENTACHLOROPHENOL | EPA 506 | ORGANICS, GC/MS, LIQ/SOLEXT, CAPCOLUMN
2326 | PENTACHLOROPHENOL | NO METHOD | NO METHOD
2348 | .ALPHA.-BHC | 525.2 | ORGANICS, GC/MS, LIQ/SOLEXT, CAPCOLUMN
2348 | .ALPHA.-BHC | EPA 508A | ORGANICS, GC/MS, LIQ/SOLEXT, CAPCOLUMN
2348 | .ALPHA.-BHC | EPA 506 | ORGANICS, GC/MS, LIQ/SOLEXT, CAPCOLUMN
2348 | .ALPHA.-BHC | EPA 525.2 | ORGANICS, GC/MS, LIQ/SOLEXT, CAPCOLUMN
2350 | .BETA.-BHC | EPA 506 | ORGANICS, GC/MS, LIQ/SOLEXT, CAPCOLUMN
2350 | .BETA.-BHC | EPA 525.2 | ORGANICS, GC/MS, LIQ/SOLEXT, CAPCOLUMN
2350 | .BETA.-BHC | 525.2 | ORGANICS, GC/MS, LIQ/SOLEXT, CAPCOLUMN
2350 | .BETA.-BHC | EPA 508A | ORGANICS, GC/MS, LIQ/SOLEXT, CAPCOLUMN
2354 | .DELTA.-BHC | EPA 508A | ORGANICS, GC/MS, LIQ/SOLEXT, CAPCOLUMN
2354 | .DELTA.-BHC | EPA 506 | ORGANICS, GC/MS, LIQ/SOLEXT, CAPCOLUMN
2354 | .DELTA.-BHC | EPA 525.2 | ORGANICS, GC/MS, LIQ/SOLEXT, CAPCOLUMN
2354 | .DELTA.-BHC | 525.2 | ORGANICS, GC/MS, LIQ/SOLEXT, CAPCOLUMN
2356 | ALDRIN | EPA 505 | PESTICIDES, PCB, GC, MICROEXTRACT
2356 | ALDRIN | 508A | PESTICIDES, CHLORINATED, GC, ELCAPDET
2356 | ALDRIN | EPA 506 | ORGANICS, GC/MS, LIQ/SOLEXT, CAPCOLUMN
2356 | ALDRIN | 508.0 | PESTICIDES, CHLORINATED, GC, ELCAPDET
2356 | ALDRIN | EPA 525.2 | ORGANICS, GC/MS, LIQ/SOLEXT, CAPCOLUMN
2356 | ALDRIN | 505.0 | PESTICIDES, PCB, GC, MICROEXTRACT
2356 | ALDRIN | NO METHOD | NO METHOD
2356 | ALDRIN | 508.1 | PESTICIDES, PCB, GC, MICROEXTRACT
2356 | ALDRIN | 525.2 | ORGANICS, GC/MS, LIQ/SOLEXT, CAPCOLUMN
2356 | ALDRIN | EPA 508A | ORGANICS, GC/MS, LIQ/SOLEXT, CAPCOLUMN
2356 | ALDRIN | 508 | PESTICIDES, CHLORINATED, GC, ELCAPDET
2356 | ALDRIN | 505 | PESTICIDES, PCB, GC, MICROEXTRACT
2372 | ENDRIN ALDEHYDE | 525.2 | ORGANICS, GC/MS, LIQ/SOLEXT, CAPCOLUMN
2372 | ENDRIN ALDEHYDE | NO METHOD | NO METHOD
2372 | ENDRIN ALDEHYDE | EPA 525.2 | ORGANICS, GC/MS, LIQ/SOLEXT, CAPCOLUMN
2372 | ENDRIN ALDEHYDE | EPA 506 | ORGANICS, GC/MS, LIQ/SOLEXT, CAPCOLUMN
2372 | ENDRIN ALDEHYDE | EPA 508A | ORGANICS, GC/MS, LIQ/SOLEXT, CAPCOLUMN
2378 | 1,2,4-TRICHLOROBENZENE | 502.2 | VOC, GC, PID/ECD, P&T, CAPCOLUMN
2378 | 1,2,4-TRICHLOROBENZENE | 524.2 | VOC, GC/MS, P&T, CAPCOLUMN
2378 | 1,2,4-TRICHLOROBENZENE | NO METHOD | NO METHOD
2378 | 1,2,4-TRICHLOROBENZENE | EPA 524.2 | VOC, GC/MS, P&T, CAPCOLUMN
2378 | 1,2,4-TRICHLOROBENZENE | EPA 524.3 | VOC, GC/MS, P&T, CAPCOLUMN
2380 | CIS-1,2-DICHLOROETHYLENE | 524.2 | VOC, GC/MS, P&T, CAPCOLUMN
2380 | CIS-1,2-DICHLOROETHYLENE | 502.2 | VOC, GC, PID/ECD, P&T, CAPCOLUMN
2380 | CIS-1,2-DICHLOROETHYLENE | EPA 524.2 | VOC, GC/MS, P&T, CAPCOLUMN
2380 | CIS-1,2-DICHLOROETHYLENE | NO METHOD | NO METHOD
2380 | CIS-1,2-DICHLOROETHYLENE | EPA 524.3 | VOC, GC/MS, P&T, CAPCOLUMN
2383 | TOTAL POLYCHLORINATED BIPHENYLS (PCB) | 505.0 | PESTICIDES, PCB, GC, MICROEXTRACT
2383 | TOTAL POLYCHLORINATED BIPHENYLS (PCB) | EPA 508A | ORGANICS, GC/MS, LIQ/SOLEXT, CAPCOLUMN
2383 | TOTAL POLYCHLORINATED BIPHENYLS (PCB) | EPA 524.3 | VOC, GC/MS, P&T, CAPCOLUMN
2383 | TOTAL POLYCHLORINATED BIPHENYLS (PCB) | EPA 525.2 | ORGANICS, GC/MS, LIQ/SOLEXT, CAPCOLUMN
2383 | TOTAL POLYCHLORINATED BIPHENYLS (PCB) | 508.0 | PESTICIDES, CHLORINATED, GC, ELCAPDET
2383 | TOTAL POLYCHLORINATED BIPHENYLS (PCB) | EPA 505 | PESTICIDES, PCB, GC, MICROEXTRACT
2383 | TOTAL POLYCHLORINATED BIPHENYLS (PCB) | 508A | PESTICIDES, CHLORINATED, GC, ELCAPDET
2383 | TOTAL POLYCHLORINATED BIPHENYLS (PCB) | EPA 506 | ORGANICS, GC/MS, LIQ/SOLEXT, CAPCOLUMN
2383 | TOTAL POLYCHLORINATED BIPHENYLS (PCB) | 508.1 | PESTICIDES, PCB, GC, MICROEXTRACT
2383 | TOTAL POLYCHLORINATED BIPHENYLS (PCB) | 525.2 | ORGANICS, GC/MS, LIQ/SOLEXT, CAPCOLUMN
2383 | TOTAL POLYCHLORINATED BIPHENYLS (PCB) | 524.2 | VOC, GC/MS, P&T, CAPCOLUMN
2383 | TOTAL POLYCHLORINATED BIPHENYLS (PCB) | 505 | PESTICIDES, PCB, GC, MICROEXTRACT
2383 | TOTAL POLYCHLORINATED BIPHENYLS (PCB) | 508 | PESTICIDES, CHLORINATED, GC, ELCAPDET
2383 | TOTAL POLYCHLORINATED BIPHENYLS (PCB) | EPA 524.2 | VOC, GC/MS, P&T, CAPCOLUMN
2384 | DECACHLOROBIPHENYL | 525.2 | ORGANICS, GC/MS, LIQ/SOLEXT, CAPCOLUMN
2384 | DECACHLOROBIPHENYL | NO METHOD | NO METHOD
2384 | DECACHLOROBIPHENYL | EPA 525.2 | ORGANICS, GC/MS, LIQ/SOLEXT, CAPCOLUMN
2384 | DECACHLOROBIPHENYL | EPA 506 | ORGANICS, GC/MS, LIQ/SOLEXT, CAPCOLUMN
2384 | DECACHLOROBIPHENYL | EPA 508A | ORGANICS, GC/MS, LIQ/SOLEXT, CAPCOLUMN
2388 | AROCLOR 1016 | 508A | PESTICIDES, CHLORINATED, GC, ELCAPDET
2388 | AROCLOR 1016 | 508.0 | PESTICIDES, CHLORINATED, GC, ELCAPDET
2388 | AROCLOR 1016 | EPA 505 | PESTICIDES, PCB, GC, MICROEXTRACT
2388 | AROCLOR 1016 | EPA 508.1 | PESTICIDES, PCB, GC, MICROEXTRACT
2388 | AROCLOR 1016 | EPA 508 | PESTICIDES, CHLORINATED, GC, ELCAPDET
2388 | AROCLOR 1016 | 505.0 | PESTICIDES, PCB, GC, MICROEXTRACT
2388 | AROCLOR 1016 | NO METHOD | NO METHOD
2388 | AROCLOR 1016 | 508.1 | PESTICIDES, PCB, GC, MICROEXTRACT
2388 | AROCLOR 1016 | 505 | PESTICIDES, PCB, GC, MICROEXTRACT
2388 | AROCLOR 1016 | 508 | PESTICIDES, CHLORINATED, GC, ELCAPDET
2390 | AROCLOR 1221 | NO METHOD | NO METHOD
2390 | AROCLOR 1221 | 505.0 | PESTICIDES, PCB, GC, MICROEXTRACT
2390 | AROCLOR 1221 | EPA 508 | PESTICIDES, CHLORINATED, GC, ELCAPDET
2390 | AROCLOR 1221 | EPA 508.1 | PESTICIDES, PCB, GC, MICROEXTRACT
2390 | AROCLOR 1221 | 508.1 | PESTICIDES, PCB, GC, MICROEXTRACT
2390 | AROCLOR 1221 | EPA 505 | PESTICIDES, PCB, GC, MICROEXTRACT
2390 | AROCLOR 1221 | 508A | PESTICIDES, CHLORINATED, GC, ELCAPDET
2390 | AROCLOR 1221 | 508 | PESTICIDES, CHLORINATED, GC, ELCAPDET
2390 | AROCLOR 1221 | 505 | PESTICIDES, PCB, GC, MICROEXTRACT
2390 | AROCLOR 1221 | 508.0 | PESTICIDES, CHLORINATED, GC, ELCAPDET
2392 | AROCLOR 1232 | EPA 505 | PESTICIDES, PCB, GC, MICROEXTRACT
2392 | AROCLOR 1232 | 508.0 | PESTICIDES, CHLORINATED, GC, ELCAPDET
2392 | AROCLOR 1232 | EPA 508.1 | PESTICIDES, PCB, GC, MICROEXTRACT
2392 | AROCLOR 1232 | EPA 508 | PESTICIDES, CHLORINATED, GC, ELCAPDET
2392 | AROCLOR 1232 | 505.0 | PESTICIDES, PCB, GC, MICROEXTRACT
2392 | AROCLOR 1232 | NO METHOD | NO METHOD
2392 | AROCLOR 1232 | 508.1 | PESTICIDES, PCB, GC, MICROEXTRACT
2392 | AROCLOR 1232 | 508A | PESTICIDES, CHLORINATED, GC, ELCAPDET
2392 | AROCLOR 1232 | 505 | PESTICIDES, PCB, GC, MICROEXTRACT
2392 | AROCLOR 1232 | 508 | PESTICIDES, CHLORINATED, GC, ELCAPDET
2394 | AROCLOR 1242 | 508A | PESTICIDES, CHLORINATED, GC, ELCAPDET
2394 | AROCLOR 1242 | EPA 506 | ORGANICS, GC/MS, LIQ/SOLEXT, CAPCOLUMN
2394 | AROCLOR 1242 | EPA 508A | ORGANICS, GC/MS, LIQ/SOLEXT, CAPCOLUMN
2394 | AROCLOR 1242 | EPA 505 | PESTICIDES, PCB, GC, MICROEXTRACT
2394 | AROCLOR 1242 | 508.0 | PESTICIDES, CHLORINATED, GC, ELCAPDET
2394 | AROCLOR 1242 | EPA 525.2 | ORGANICS, GC/MS, LIQ/SOLEXT, CAPCOLUMN
2394 | AROCLOR 1242 | EPA 508.1 | PESTICIDES, PCB, GC, MICROEXTRACT
2394 | AROCLOR 1242 | EPA 508 | PESTICIDES, CHLORINATED, GC, ELCAPDET
2394 | AROCLOR 1242 | 505.0 | PESTICIDES, PCB, GC, MICROEXTRACT
2394 | AROCLOR 1242 | NO METHOD | NO METHOD
2394 | AROCLOR 1242 | 508.1 | PESTICIDES, PCB, GC, MICROEXTRACT
2394 | AROCLOR 1242 | 525.2 | ORGANICS, GC/MS, LIQ/SOLEXT, CAPCOLUMN
2394 | AROCLOR 1242 | 505 | PESTICIDES, PCB, GC, MICROEXTRACT
2394 | AROCLOR 1242 | 508 | PESTICIDES, CHLORINATED, GC, ELCAPDET
2396 | AROCLOR 1248 | 508.0 | PESTICIDES, CHLORINATED, GC, ELCAPDET
2396 | AROCLOR 1248 | EPA 508.1 | PESTICIDES, PCB, GC, MICROEXTRACT
2396 | AROCLOR 1248 | 508A | PESTICIDES, CHLORINATED, GC, ELCAPDET
2396 | AROCLOR 1248 | EPA 505 | PESTICIDES, PCB, GC, MICROEXTRACT
2396 | AROCLOR 1248 | 508 | PESTICIDES, CHLORINATED, GC, ELCAPDET
2396 | AROCLOR 1248 | 505 | PESTICIDES, PCB, GC, MICROEXTRACT
2396 | AROCLOR 1248 | 508.1 | PESTICIDES, PCB, GC, MICROEXTRACT
2396 | AROCLOR 1248 | NO METHOD | NO METHOD
2396 | AROCLOR 1248 | 505.0 | PESTICIDES, PCB, GC, MICROEXTRACT
2396 | AROCLOR 1248 | EPA 508 | PESTICIDES, CHLORINATED, GC, ELCAPDET
2398 | AROCLOR 1254 | 508 | PESTICIDES, CHLORINATED, GC, ELCAPDET
2398 | AROCLOR 1254 | EPA 505 | PESTICIDES, PCB, GC, MICROEXTRACT
2398 | AROCLOR 1254 | 508.0 | PESTICIDES, CHLORINATED, GC, ELCAPDET
2398 | AROCLOR 1254 | EPA 508.1 | PESTICIDES, PCB, GC, MICROEXTRACT
2398 | AROCLOR 1254 | 508A | PESTICIDES, CHLORINATED, GC, ELCAPDET
2398 | AROCLOR 1254 | 505.0 | PESTICIDES, PCB, GC, MICROEXTRACT
2398 | AROCLOR 1254 | NO METHOD | NO METHOD
2398 | AROCLOR 1254 | 508.1 | PESTICIDES, PCB, GC, MICROEXTRACT
2398 | AROCLOR 1254 | 505 | PESTICIDES, PCB, GC, MICROEXTRACT
2398 | AROCLOR 1254 | EPA 508 | PESTICIDES, CHLORINATED, GC, ELCAPDET
2400 | AROCLOR 1260 | EPA 505 | PESTICIDES, PCB, GC, MICROEXTRACT
2400 | AROCLOR 1260 | 508.0 | PESTICIDES, CHLORINATED, GC, ELCAPDET
2400 | AROCLOR 1260 | 508A | PESTICIDES, CHLORINATED, GC, ELCAPDET
2400 | AROCLOR 1260 | 508 | PESTICIDES, CHLORINATED, GC, ELCAPDET
2400 | AROCLOR 1260 | 505 | PESTICIDES, PCB, GC, MICROEXTRACT
2400 | AROCLOR 1260 | 508.1 | PESTICIDES, PCB, GC, MICROEXTRACT
2400 | AROCLOR 1260 | NO METHOD | NO METHOD
2400 | AROCLOR 1260 | 505.0 | PESTICIDES, PCB, GC, MICROEXTRACT
2400 | AROCLOR 1260 | EPA 508 | PESTICIDES, CHLORINATED, GC, ELCAPDET
2400 | AROCLOR 1260 | EPA 508.1 | PESTICIDES, PCB, GC, MICROEXTRACT
2401 | DICHLOROBENZENES, TOTAL | EPA 524.3 | VOC, GC/MS, P&T, CAPCOLUMN
2401 | DICHLOROBENZENES, TOTAL | EPA 524.2 | VOC, GC/MS, P&T, CAPCOLUMN
2401 | DICHLOROBENZENES, TOTAL | 524.2 | VOC, GC/MS, P&T, CAPCOLUMN
2401 | DICHLOROBENZENES, TOTAL | 502.2 | VOC, GC, PID/ECD, P&T, CAPCOLUMN
2408 | DIBROMOMETHANE | 502.2 | VOC, GC, PID/ECD, P&T, CAPCOLUMN
2408 | DIBROMOMETHANE | EPA 524.2 | VOC, GC/MS, P&T, CAPCOLUMN
2408 | DIBROMOMETHANE | EPA 524.3 | VOC, GC/MS, P&T, CAPCOLUMN
2408 | DIBROMOMETHANE | NO METHOD | NO METHOD
2408 | DIBROMOMETHANE | 524.2 | VOC, GC/MS, P&T, CAPCOLUMN
2410 | 1,1-DICHLOROPROPENE | EPA 524.3 | VOC, GC/MS, P&T, CAPCOLUMN
2410 | 1,1-DICHLOROPROPENE | NO METHOD | NO METHOD
2410 | 1,1-DICHLOROPROPENE | EPA 524.2 | VOC, GC/MS, P&T, CAPCOLUMN
2410 | 1,1-DICHLOROPROPENE | 502.2 | VOC, GC, PID/ECD, P&T, CAPCOLUMN
2410 | 1,1-DICHLOROPROPENE | 524.2 | VOC, GC/MS, P&T, CAPCOLUMN
2412 | 1,3-DICHLOROPROPANE | EPA 524.3 | VOC, GC/MS, P&T, CAPCOLUMN
2412 | 1,3-DICHLOROPROPANE | 524.2 | VOC, GC/MS, P&T, CAPCOLUMN
2412 | 1,3-DICHLOROPROPANE | NO METHOD | NO METHOD
2412 | 1,3-DICHLOROPROPANE | 502.2 | VOC, GC, PID/ECD, P&T, CAPCOLUMN
2412 | 1,3-DICHLOROPROPANE | EPA 524.2 | VOC, GC/MS, P&T, CAPCOLUMN
2413 | 1,3-DICHLOROPROPENE | EPA 524.2 | VOC, GC/MS, P&T, CAPCOLUMN
2413 | 1,3-DICHLOROPROPENE | 502.2 | VOC, GC, PID/ECD, P&T, CAPCOLUMN
2413 | 1,3-DICHLOROPROPENE | 524.2 | VOC, GC/MS, P&T, CAPCOLUMN
2413 | 1,3-DICHLOROPROPENE | EPA 524.3 | VOC, GC/MS, P&T, CAPCOLUMN
2414 | 1,2,3-TRICHLOROPROPANE | EPA 504.1 | GC-MICROEXTRACTION-ECD
2414 | 1,2,3-TRICHLOROPROPANE | EPA 524.3 | VOC, GC/MS, P&T, CAPCOLUMN
2414 | 1,2,3-TRICHLOROPROPANE | EPA 524.2 | VOC, GC/MS, P&T, CAPCOLUMN
2414 | 1,2,3-TRICHLOROPROPANE | NO METHOD | NO METHOD
2414 | 1,2,3-TRICHLOROPROPANE | 552.1 | GC-L/S EXTRACTION-ELECTRON CAPTURE DETEC
2414 | 1,2,3-TRICHLOROPROPANE | 551.1 | DBPS & CL2 SOLVENTS GC L/L ELECTRON CAPT
2414 | 1,2,3-TRICHLOROPROPANE | 504.1 | GC-MICROEXTRACTION-ECD
2414 | 1,2,3-TRICHLOROPROPANE | 524.2 | VOC, GC/MS, P&T, CAPCOLUMN
2414 | 1,2,3-TRICHLOROPROPANE | 502.2 | VOC, GC, PID/ECD, P&T, CAPCOLUMN
2414 | 1,2,3-TRICHLOROPROPANE | SM 4500-CL G (AS HACH 8167) | GC-L/S EXTRACTION-ELECTRON CAPTURE DETEC
2414 | 1,2,3-TRICHLOROPROPANE | SM 4500-CL G-2000 | GC-L/S EXTRACTION-ELECTRON CAPTURE DETEC
2414 | 1,2,3-TRICHLOROPROPANE | SM 4500-CN> G | GC-L/S EXTRACTION-ELECTRON CAPTURE DETEC
2414 | 1,2,3-TRICHLOROPROPANE | SM4500-CL-F | GC-L/S EXTRACTION-ELECTRON CAPTURE DETEC
2414 | 1,2,3-TRICHLOROPROPANE | SM4500-CL-G | GC-L/S EXTRACTION-ELECTRON CAPTURE DETEC
2414 | 1,2,3-TRICHLOROPROPANE | SM 4500-CL F | GC-L/S EXTRACTION-ELECTRON CAPTURE DETEC
2414 | 1,2,3-TRICHLOROPROPANE | SM 4500-CL G (AS HACH 8021) | GC-L/S EXTRACTION-ELECTRON CAPTURE DETEC
2414 | 1,2,3-TRICHLOROPROPANE | SM 4500-CL G | GC-L/S EXTRACTION-ELECTRON CAPTURE DETEC
2416 | 2,2-DICHLOROPROPANE | NO METHOD | NO METHOD
2416 | 2,2-DICHLOROPROPANE | EPA 524.2 | VOC, GC/MS, P&T, CAPCOLUMN
2416 | 2,2-DICHLOROPROPANE | EPA 524.3 | VOC, GC/MS, P&T, CAPCOLUMN
2416 | 2,2-DICHLOROPROPANE | 524.2 | VOC, GC/MS, P&T, CAPCOLUMN
2416 | 2,2-DICHLOROPROPANE | 502.2 | VOC, GC, PID/ECD, P&T, CAPCOLUMN
2418 | 1,2,4-TRIMETHYLBENZENE | 524.2 | VOC, GC/MS, P&T, CAPCOLUMN
2418 | 1,2,4-TRIMETHYLBENZENE | 502.2 | VOC, GC, PID/ECD, P&T, CAPCOLUMN
2418 | 1,2,4-TRIMETHYLBENZENE | NO METHOD | NO METHOD
2418 | 1,2,4-TRIMETHYLBENZENE | EPA 524.2 | VOC, GC/MS, P&T, CAPCOLUMN
2418 | 1,2,4-TRIMETHYLBENZENE | EPA 524.3 | VOC, GC/MS, P&T, CAPCOLUMN
2419 | 1,2,3-TRIMETHYLBENZENE | 524.2 | VOC, GC/MS, P&T, CAPCOLUMN
2419 | 1,2,3-TRIMETHYLBENZENE | NO METHOD | NO METHOD
2419 | 1,2,3-TRIMETHYLBENZENE | EPA 524.2 | VOC, GC/MS, P&T, CAPCOLUMN
2419 | 1,2,3-TRIMETHYLBENZENE | EPA 524.3 | VOC, GC/MS, P&T, CAPCOLUMN
2420 | 1,2,3-TRICHLOROBENZENE | 502.2 | VOC, GC, PID/ECD, P&T, CAPCOLUMN
2420 | 1,2,3-TRICHLOROBENZENE | 524.2 | VOC, GC/MS, P&T, CAPCOLUMN
2420 | 1,2,3-TRICHLOROBENZENE | EPA 524.3 | VOC, GC/MS, P&T, CAPCOLUMN
2420 | 1,2,3-TRICHLOROBENZENE | EPA 524.2 | VOC, GC/MS, P&T, CAPCOLUMN
2420 | 1,2,3-TRICHLOROBENZENE | NO METHOD | NO METHOD
2422 | N-BUTYLBENZENE | NO METHOD | NO METHOD
2422 | N-BUTYLBENZENE | EPA 524.2 | VOC, GC/MS, P&T, CAPCOLUMN
2422 | N-BUTYLBENZENE | EPA 524.3 | VOC, GC/MS, P&T, CAPCOLUMN
2422 | N-BUTYLBENZENE | 524.2 | VOC, GC/MS, P&T, CAPCOLUMN
2422 | N-BUTYLBENZENE | 502.2 | VOC, GC, PID/ECD, P&T, CAPCOLUMN
2424 | 1,3,5-TRIMETHYLBENZENE | EPA 524.3 | VOC, GC/MS, P&T, CAPCOLUMN
2424 | 1,3,5-TRIMETHYLBENZENE | EPA 524.2 | VOC, GC/MS, P&T, CAPCOLUMN
2424 | 1,3,5-TRIMETHYLBENZENE | 502.2 | VOC, GC, PID/ECD, P&T, CAPCOLUMN
2424 | 1,3,5-TRIMETHYLBENZENE | 524.2 | VOC, GC/MS, P&T, CAPCOLUMN
2424 | 1,3,5-TRIMETHYLBENZENE | NO METHOD | NO METHOD
2426 | TERT-BUTYLBENZENE | 502.2 | VOC, GC, PID/ECD, P&T, CAPCOLUMN
2426 | TERT-BUTYLBENZENE | EPA 524.2 | VOC, GC/MS, P&T, CAPCOLUMN
2426 | TERT-BUTYLBENZENE | EPA 524.3 | VOC, GC/MS, P&T, CAPCOLUMN
2426 | TERT-BUTYLBENZENE | 524.2 | VOC, GC/MS, P&T, CAPCOLUMN
2426 | TERT-BUTYLBENZENE | NO METHOD | NO METHOD
2428 | SEC-BUTYLBENZENE | 524.2 | VOC, GC/MS, P&T, CAPCOLUMN
2428 | SEC-BUTYLBENZENE | 502.2 | VOC, GC, PID/ECD, P&T, CAPCOLUMN
2428 | SEC-BUTYLBENZENE | NO METHOD | NO METHOD
2428 | SEC-BUTYLBENZENE | EPA 524.2 | VOC, GC/MS, P&T, CAPCOLUMN
2428 | SEC-BUTYLBENZENE | EPA 524.3 | VOC, GC/MS, P&T, CAPCOLUMN
2430 | BROMOCHLOROMETHANE | 502.2 | VOC, GC, PID/ECD, P&T, CAPCOLUMN
2430 | BROMOCHLOROMETHANE | 524.2 | VOC, GC/MS, P&T, CAPCOLUMN
2430 | BROMOCHLOROMETHANE | EPA 524.3 | VOC, GC/MS, P&T, CAPCOLUMN
2430 | BROMOCHLOROMETHANE | EPA 524.2 | VOC, GC/MS, P&T, CAPCOLUMN
2430 | BROMOCHLOROMETHANE | NO METHOD | NO METHOD
2440 | DICAMBA | 515.2 | ACIDS, CHLORINATED, GC, ELCAPDET
2440 | DICAMBA | 515.4 | ACIDS, CHLORINATED, GC, ELCAPDET
2440 | DICAMBA | EPA 515.4 | ACIDS, CHLORINATED, GC, ELCAPDET
2440 | DICAMBA | NO METHOD | NO METHOD
2440 | DICAMBA | EPA 515.3 | ACIDS, CHLORINATED, GC, ELCAPDET
2440 | DICAMBA | 515.3 | ACIDS, CHLORINATED, GC, ELCAPDET
2450 | MONOCHLOROACETIC ACID | 6251B | GC-L/S EXTRACTION-ELECTRON CAPTURE DETEC
2450 | MONOCHLOROACETIC ACID | 552.2 | DBPS & CL2 SOLVENTS GC L/L ELECTRON CAPT
2450 | MONOCHLOROACETIC ACID | SM4500-CL-G | GC-L/S EXTRACTION-ELECTRON CAPTURE DETEC
2450 | MONOCHLOROACETIC ACID | SM4500-CL-F | GC-L/S EXTRACTION-ELECTRON CAPTURE DETEC
2450 | MONOCHLOROACETIC ACID | SM 4500-CN> G | GC-L/S EXTRACTION-ELECTRON CAPTURE DETEC
2450 | MONOCHLOROACETIC ACID | SM 4500-CL G-2000 | GC-L/S EXTRACTION-ELECTRON CAPTURE DETEC
2450 | MONOCHLOROACETIC ACID | SM 4500-CL G (AS HACH 8167) | GC-L/S EXTRACTION-ELECTRON CAPTURE DETEC
2450 | MONOCHLOROACETIC ACID | SM 4500-CL G (AS HACH 8021) | GC-L/S EXTRACTION-ELECTRON CAPTURE DETEC
2450 | MONOCHLOROACETIC ACID | SM 4500-CL G | GC-L/S EXTRACTION-ELECTRON CAPTURE DETEC
2450 | MONOCHLOROACETIC ACID | SM 4500-CL F | GC-L/S EXTRACTION-ELECTRON CAPTURE DETEC
2450 | MONOCHLOROACETIC ACID | SM6251B | GC-L/S EXTRACTION-ELECTRON CAPTURE DETEC
2450 | MONOCHLOROACETIC ACID | EPA 552.3 | GAS CHROMATOGRAPHY WITH ELECTRON CAPTURE
2450 | MONOCHLOROACETIC ACID | EPA 552.2 | DBPS & CL2 SOLVENTS GC L/L ELECTRON CAPT
2450 | MONOCHLOROACETIC ACID | NO METHOD | NO METHOD
2450 | MONOCHLOROACETIC ACID | 552.1 | GC-L/S EXTRACTION-ELECTRON CAPTURE DETEC
2450 | MONOCHLOROACETIC ACID | 552.3 | GAS CHROMATOGRAPHY WITH ELECTRON CAPTURE
2451 | DICHLOROACETIC ACID | 6251B | GC-L/S EXTRACTION-ELECTRON CAPTURE DETEC
2451 | DICHLOROACETIC ACID | SM4500-CL-G | GC-L/S EXTRACTION-ELECTRON CAPTURE DETEC
2451 | DICHLOROACETIC ACID | SM 4500-CN> G | GC-L/S EXTRACTION-ELECTRON CAPTURE DETEC
2451 | DICHLOROACETIC ACID | SM 4500-CL G-2000 | GC-L/S EXTRACTION-ELECTRON CAPTURE DETEC
2451 | DICHLOROACETIC ACID | SM 4500-CL G (AS HACH 8167) | GC-L/S EXTRACTION-ELECTRON CAPTURE DETEC
2451 | DICHLOROACETIC ACID | SM 4500-CL G (AS HACH 8021) | GC-L/S EXTRACTION-ELECTRON CAPTURE DETEC
2451 | DICHLOROACETIC ACID | SM 4500-CL G | GC-L/S EXTRACTION-ELECTRON CAPTURE DETEC
2451 | DICHLOROACETIC ACID | SM 4500-CL F | GC-L/S EXTRACTION-ELECTRON CAPTURE DETEC
2451 | DICHLOROACETIC ACID | SM6251B | GC-L/S EXTRACTION-ELECTRON CAPTURE DETEC
2451 | DICHLOROACETIC ACID | EPA 552.3 | GAS CHROMATOGRAPHY WITH ELECTRON CAPTURE
2451 | DICHLOROACETIC ACID | EPA 552.2 | DBPS & CL2 SOLVENTS GC L/L ELECTRON CAPT
2451 | DICHLOROACETIC ACID | NO METHOD | NO METHOD
2451 | DICHLOROACETIC ACID | 552.1 | GC-L/S EXTRACTION-ELECTRON CAPTURE DETEC
2451 | DICHLOROACETIC ACID | 552.3 | GAS CHROMATOGRAPHY WITH ELECTRON CAPTURE
2451 | DICHLOROACETIC ACID | 552.2 | DBPS & CL2 SOLVENTS GC L/L ELECTRON CAPT
2451 | DICHLOROACETIC ACID | SM4500-CL-F | GC-L/S EXTRACTION-ELECTRON CAPTURE DETEC
2452 | TRICHLOROACETIC ACID | SM4500-CL-G | GC-L/S EXTRACTION-ELECTRON CAPTURE DETEC
2452 | TRICHLOROACETIC ACID | 6251B | GC-L/S EXTRACTION-ELECTRON CAPTURE DETEC
2452 | TRICHLOROACETIC ACID | 552.2 | DBPS & CL2 SOLVENTS GC L/L ELECTRON CAPT
2452 | TRICHLOROACETIC ACID | 552.3 | GAS CHROMATOGRAPHY WITH ELECTRON CAPTURE
2452 | TRICHLOROACETIC ACID | 552.1 | GC-L/S EXTRACTION-ELECTRON CAPTURE DETEC
2452 | TRICHLOROACETIC ACID | NO METHOD | NO METHOD
2452 | TRICHLOROACETIC ACID | EPA 552.2 | DBPS & CL2 SOLVENTS GC L/L ELECTRON CAPT
2452 | TRICHLOROACETIC ACID | EPA 552.3 | GAS CHROMATOGRAPHY WITH ELECTRON CAPTURE
2452 | TRICHLOROACETIC ACID | SM6251B | GC-L/S EXTRACTION-ELECTRON CAPTURE DETEC
2452 | TRICHLOROACETIC ACID | SM 4500-CL F | GC-L/S EXTRACTION-ELECTRON CAPTURE DETEC
2452 | TRICHLOROACETIC ACID | SM 4500-CL G | GC-L/S EXTRACTION-ELECTRON CAPTURE DETEC
2452 | TRICHLOROACETIC ACID | SM 4500-CL G (AS HACH 8021) | GC-L/S EXTRACTION-ELECTRON CAPTURE DETEC
2452 | TRICHLOROACETIC ACID | SM 4500-CL G (AS HACH 8167) | GC-L/S EXTRACTION-ELECTRON CAPTURE DETEC
2452 | TRICHLOROACETIC ACID | SM 4500-CL G-2000 | GC-L/S EXTRACTION-ELECTRON CAPTURE DETEC
2452 | TRICHLOROACETIC ACID | SM 4500-CN> G | GC-L/S EXTRACTION-ELECTRON CAPTURE DETEC
2452 | TRICHLOROACETIC ACID | SM4500-CL-F | GC-L/S EXTRACTION-ELECTRON CAPTURE DETEC
2453 | MONOBROMOACETIC ACID | 6251B | GC-L/S EXTRACTION-ELECTRON CAPTURE DETEC
2453 | MONOBROMOACETIC ACID | 552.2 | DBPS & CL2 SOLVENTS GC L/L ELECTRON CAPT
2453 | MONOBROMOACETIC ACID | 552.3 | GAS CHROMATOGRAPHY WITH ELECTRON CAPTURE
2453 | MONOBROMOACETIC ACID | 552.1 | GC-L/S EXTRACTION-ELECTRON CAPTURE DETEC
2453 | MONOBROMOACETIC ACID | NO METHOD | NO METHOD
2453 | MONOBROMOACETIC ACID | EPA 552.2 | DBPS & CL2 SOLVENTS GC L/L ELECTRON CAPT
2453 | MONOBROMOACETIC ACID | EPA 552.3 | GAS CHROMATOGRAPHY WITH ELECTRON CAPTURE
2453 | MONOBROMOACETIC ACID | SM6251B | GC-L/S EXTRACTION-ELECTRON CAPTURE DETEC
2453 | MONOBROMOACETIC ACID | SM 4500-CL F | GC-L/S EXTRACTION-ELECTRON CAPTURE DETEC
2453 | MONOBROMOACETIC ACID | SM 4500-CL G | GC-L/S EXTRACTION-ELECTRON CAPTURE DETEC
2453 | MONOBROMOACETIC ACID | SM 4500-CL G (AS HACH 8021) | GC-L/S EXTRACTION-ELECTRON CAPTURE DETEC
2453 | MONOBROMOACETIC ACID | SM 4500-CL G (AS HACH 8167) | GC-L/S EXTRACTION-ELECTRON CAPTURE DETEC
2453 | MONOBROMOACETIC ACID | SM 4500-CL G-2000 | GC-L/S EXTRACTION-ELECTRON CAPTURE DETEC
2453 | MONOBROMOACETIC ACID | SM 4500-CN> G | GC-L/S EXTRACTION-ELECTRON CAPTURE DETEC
2453 | MONOBROMOACETIC ACID | SM4500-CL-F | GC-L/S EXTRACTION-ELECTRON CAPTURE DETEC
2453 | MONOBROMOACETIC ACID | SM4500-CL-G | GC-L/S EXTRACTION-ELECTRON CAPTURE DETEC
2454 | DIBROMOACETIC ACID | 524.2 | VOC, GC/MS, P&T, CAPCOLUMN
2454 | DIBROMOACETIC ACID | 6251B | GC-L/S EXTRACTION-ELECTRON CAPTURE DETEC
2454 | DIBROMOACETIC ACID | 552.2 | DBPS & CL2 SOLVENTS GC L/L ELECTRON CAPT
2454 | DIBROMOACETIC ACID | 552.3 | GAS CHROMATOGRAPHY WITH ELECTRON CAPTURE
2454 | DIBROMOACETIC ACID | 552.1 | GC-L/S EXTRACTION-ELECTRON CAPTURE DETEC
2454 | DIBROMOACETIC ACID | NO METHOD | NO METHOD
2454 | DIBROMOACETIC ACID | EPA 524.2 | VOC, GC/MS, P&T, CAPCOLUMN
2454 | DIBROMOACETIC ACID | EPA 524.3 | VOC, GC/MS, P&T, CAPCOLUMN
2454 | DIBROMOACETIC ACID | EPA 552.2 | DBPS & CL2 SOLVENTS GC L/L ELECTRON CAPT
2454 | DIBROMOACETIC ACID | EPA 552.3 | GAS CHROMATOGRAPHY WITH ELECTRON CAPTURE
2454 | DIBROMOACETIC ACID | SM6251B | GC-L/S EXTRACTION-ELECTRON CAPTURE DETEC
2454 | DIBROMOACETIC ACID | SM 4500-CL F | GC-L/S EXTRACTION-ELECTRON CAPTURE DETEC
2454 | DIBROMOACETIC ACID | SM 4500-CL G | GC-L/S EXTRACTION-ELECTRON CAPTURE DETEC
2454 | DIBROMOACETIC ACID | SM 4500-CL G (AS HACH 8021) | GC-L/S EXTRACTION-ELECTRON CAPTURE DETEC
2454 | DIBROMOACETIC ACID | SM 4500-CL G (AS HACH 8167) | GC-L/S EXTRACTION-ELECTRON CAPTURE DETEC
2454 | DIBROMOACETIC ACID | SM 4500-CL G-2000 | GC-L/S EXTRACTION-ELECTRON CAPTURE DETEC
2454 | DIBROMOACETIC ACID | SM 4500-CN> G | GC-L/S EXTRACTION-ELECTRON CAPTURE DETEC
2454 | DIBROMOACETIC ACID | SM4500-CL-F | GC-L/S EXTRACTION-ELECTRON CAPTURE DETEC
2454 | DIBROMOACETIC ACID | SM4500-CL-G | GC-L/S EXTRACTION-ELECTRON CAPTURE DETEC
2455 | BROMOCHLOROACETIC ACID | 6251B | GC-L/S EXTRACTION-ELECTRON CAPTURE DETEC
2455 | BROMOCHLOROACETIC ACID | 552.2 | DBPS & CL2 SOLVENTS GC L/L ELECTRON CAPT
2455 | BROMOCHLOROACETIC ACID | 552.3 | GAS CHROMATOGRAPHY WITH ELECTRON CAPTURE
2455 | BROMOCHLOROACETIC ACID | 552.1 | GC-L/S EXTRACTION-ELECTRON CAPTURE DETEC
2455 | BROMOCHLOROACETIC ACID | NO METHOD | NO METHOD
2455 | BROMOCHLOROACETIC ACID | EPA 552.2 | DBPS & CL2 SOLVENTS GC L/L ELECTRON CAPT
2455 | BROMOCHLOROACETIC ACID | EPA 552.3 | GAS CHROMATOGRAPHY WITH ELECTRON CAPTURE
2455 | BROMOCHLOROACETIC ACID | SM6251B | GC-L/S EXTRACTION-ELECTRON CAPTURE DETEC
2455 | BROMOCHLOROACETIC ACID | SM 4500-CL F | GC-L/S EXTRACTION-ELECTRON CAPTURE DETEC
2455 | BROMOCHLOROACETIC ACID | SM 4500-CL G | GC-L/S EXTRACTION-ELECTRON CAPTURE DETEC
2455 | BROMOCHLOROACETIC ACID | SM 4500-CL G (AS HACH 8021) | GC-L/S EXTRACTION-ELECTRON CAPTURE DETEC
2455 | BROMOCHLOROACETIC ACID | SM 4500-CL G (AS HACH 8167) | GC-L/S EXTRACTION-ELECTRON CAPTURE DETEC
2455 | BROMOCHLOROACETIC ACID | SM 4500-CL G-2000 | GC-L/S EXTRACTION-ELECTRON CAPTURE DETEC
2455 | BROMOCHLOROACETIC ACID | SM 4500-CN> G | GC-L/S EXTRACTION-ELECTRON CAPTURE DETEC
2455 | BROMOCHLOROACETIC ACID | SM4500-CL-F | GC-L/S EXTRACTION-ELECTRON CAPTURE DETEC
2455 | BROMOCHLOROACETIC ACID | SM4500-CL-G | GC-L/S EXTRACTION-ELECTRON CAPTURE DETEC
2456 | TOTAL HALOACETIC ACIDS (HAA5) | 6251B | GC-L/S EXTRACTION-ELECTRON CAPTURE DETEC
2456 | TOTAL HALOACETIC ACIDS (HAA5) | 552.2 | DBPS & CL2 SOLVENTS GC L/L ELECTRON CAPT
2456 | TOTAL HALOACETIC ACIDS (HAA5) | 552.3 | GAS CHROMATOGRAPHY WITH ELECTRON CAPTURE
2456 | TOTAL HALOACETIC ACIDS (HAA5) | 552.1 | GC-L/S EXTRACTION-ELECTRON CAPTURE DETEC
2456 | TOTAL HALOACETIC ACIDS (HAA5) | NO METHOD | NO METHOD
2456 | TOTAL HALOACETIC ACIDS (HAA5) | EPA 552.2 | DBPS & CL2 SOLVENTS GC L/L ELECTRON CAPT
2456 | TOTAL HALOACETIC ACIDS (HAA5) | EPA 552.3 | GAS CHROMATOGRAPHY WITH ELECTRON CAPTURE
2456 | TOTAL HALOACETIC ACIDS (HAA5) | SM6251B | GC-L/S EXTRACTION-ELECTRON CAPTURE DETEC
2456 | TOTAL HALOACETIC ACIDS (HAA5) | SM 4500-CL F | GC-L/S EXTRACTION-ELECTRON CAPTURE DETEC
2456 | TOTAL HALOACETIC ACIDS (HAA5) | SM 4500-CL G | GC-L/S EXTRACTION-ELECTRON CAPTURE DETEC
2456 | TOTAL HALOACETIC ACIDS (HAA5) | SM 4500-CL G (AS HACH 8021) | GC-L/S EXTRACTION-ELECTRON CAPTURE DETEC
2456 | TOTAL HALOACETIC ACIDS (HAA5) | SM 4500-CL G (AS HACH 8167) | GC-L/S EXTRACTION-ELECTRON CAPTURE DETEC
2456 | TOTAL HALOACETIC ACIDS (HAA5) | SM 4500-CL G-2000 | GC-L/S EXTRACTION-ELECTRON CAPTURE DETEC
2456 | TOTAL HALOACETIC ACIDS (HAA5) | SM 4500-CN> G | GC-L/S EXTRACTION-ELECTRON CAPTURE DETEC
2456 | TOTAL HALOACETIC ACIDS (HAA5) | SM4500-CL-F | GC-L/S EXTRACTION-ELECTRON CAPTURE DETEC
2456 | TOTAL HALOACETIC ACIDS (HAA5) | SM4500-CL-G | GC-L/S EXTRACTION-ELECTRON CAPTURE DETEC
2595 | METRIBUZIN | 507 | PESTICIDES, NIT/PHOS, GC, NIT/PHOSDET
2595 | METRIBUZIN | 525.2 | ORGANICS, GC/MS, LIQ/SOLEXT, CAPCOLUMN
2595 | METRIBUZIN | 508.1 | PESTICIDES, PCB, GC, MICROEXTRACT
2595 | METRIBUZIN | EPA 508A | ORGANICS, GC/MS, LIQ/SOLEXT, CAPCOLUMN
2595 | METRIBUZIN | EPA 525.2 | ORGANICS, GC/MS, LIQ/SOLEXT, CAPCOLUMN
2595 | METRIBUZIN | 507.0 | PESTICIDES, NIT/PHOS, GC, NIT/PHOSDET
2595 | METRIBUZIN | EPA 506 | ORGANICS, GC/MS, LIQ/SOLEXT, CAPCOLUMN
2595 | METRIBUZIN | NO METHOD | NO METHOD
2625 | BENTAZON | 515.4 | ACIDS, CHLORINATED, GC, ELCAPDET
2625 | BENTAZON | 515.3 | ACIDS, CHLORINATED, GC, ELCAPDET
2625 | BENTAZON | NO METHOD | NO METHOD
2625 | BENTAZON | EPA 515.3 | ACIDS, CHLORINATED, GC, ELCAPDET
2625 | BENTAZON | EPA 515.4 | ACIDS, CHLORINATED, GC, ELCAPDET
2626 | MOLINATE | 525.2 | ORGANICS, GC/MS, LIQ/SOLEXT, CAPCOLUMN
2626 | MOLINATE | EPA 525.2 | ORGANICS, GC/MS, LIQ/SOLEXT, CAPCOLUMN
2626 | MOLINATE | EPA 506 | ORGANICS, GC/MS, LIQ/SOLEXT, CAPCOLUMN
2626 | MOLINATE | EPA 508A | ORGANICS, GC/MS, LIQ/SOLEXT, CAPCOLUMN
2727 | THIOBENCARB (BOLERO) | 525.2 | ORGANICS, GC/MS, LIQ/SOLEXT, CAPCOLUMN
2727 | THIOBENCARB (BOLERO) | EPA 508A | ORGANICS, GC/MS, LIQ/SOLEXT, CAPCOLUMN
2727 | THIOBENCARB (BOLERO) | EPA 506 | ORGANICS, GC/MS, LIQ/SOLEXT, CAPCOLUMN
2727 | THIOBENCARB (BOLERO) | EPA 525.2 | ORGANICS, GC/MS, LIQ/SOLEXT, CAPCOLUMN
2904 | TRICHLOROTRIFLUOROETHANE | 524.2 | VOC, GC/MS, P&T, CAPCOLUMN
2904 | TRICHLOROTRIFLUOROETHANE | EPA 524.3 | VOC, GC/MS, P&T, CAPCOLUMN
2904 | TRICHLOROTRIFLUOROETHANE | EPA 524.2 | VOC, GC/MS, P&T, CAPCOLUMN
2904 | TRICHLOROTRIFLUOROETHANE | NO METHOD | NO METHOD
2919 | CARBON, DISSOLVED ORGANIC (DOC) | SM 5310 B-2000 | HIGH TEMPERATURE COMBUSTION METHOD
2919 | CARBON, DISSOLVED ORGANIC (DOC) | SM 5310 D | HIGH TEMPERATURE COMBUSTION METHOD
2919 | CARBON, DISSOLVED ORGANIC (DOC) | SM5310D | HIGH TEMPERATURE COMBUSTION METHOD
2919 | CARBON, DISSOLVED ORGANIC (DOC) | 5310B | HIGH TEMPERATURE COMBUSTION METHOD
2919 | CARBON, DISSOLVED ORGANIC (DOC) | SM 5310 B | HIGH TEMPERATURE COMBUSTION METHOD
2919 | CARBON, DISSOLVED ORGANIC (DOC) | NO METHOD | NO METHOD
2919 | CARBON, DISSOLVED ORGANIC (DOC) | SM 5310 C | PERSULFATE-ULTRAVIOLET OR OXIDATION
2919 | CARBON, DISSOLVED ORGANIC (DOC) | SM5310B | HIGH TEMPERATURE COMBUSTION METHOD
2919 | CARBON, DISSOLVED ORGANIC (DOC) | SM5310C | PERSULFATE-ULTRAVIOLET OR OXIDATION
2919 | CARBON, DISSOLVED ORGANIC (DOC) | 5310C | PERSULFATE-ULTRAVIOLET OR OXIDATION
2920 | CARBON, TOTAL | 5310B | HIGH TEMPERATURE COMBUSTION METHOD
2920 | CARBON, TOTAL | 5310C | PERSULFATE-ULTRAVIOLET OR OXIDATION
2920 | CARBON, TOTAL | SM5310D | HIGH TEMPERATURE COMBUSTION METHOD
2920 | CARBON, TOTAL | SM 5310 D | HIGH TEMPERATURE COMBUSTION METHOD
2920 | CARBON, TOTAL | SM 5310 B-2000 | HIGH TEMPERATURE COMBUSTION METHOD
2920 | CARBON, TOTAL | SM 5310 B | HIGH TEMPERATURE COMBUSTION METHOD
2920 | CARBON, TOTAL | SM5310C | PERSULFATE-ULTRAVIOLET OR OXIDATION
2920 | CARBON, TOTAL | SM5310B | HIGH TEMPERATURE COMBUSTION METHOD
2920 | CARBON, TOTAL | NO METHOD | NO METHOD
2920 | CARBON, TOTAL | SM 5310 C | PERSULFATE-ULTRAVIOLET OR OXIDATION
2922 | UV ABSORBANCE @254 NM | NO METHOD | NO METHOD
2922 | UV ABSORBANCE @254 NM | 415.3 | TOC AND SPECIFIC UV ABSORBANCE
2922 | UV ABSORBANCE @254 NM | 5910B | ULTRAVIOLET ABSORPTION METHOD
2922 | UV ABSORBANCE @254 NM | SM 5910 B | ULTRAVIOLET ABSORPTION METHOD
2922 | UV ABSORBANCE @254 NM | SM5910B | ULTRAVIOLET ABSORPTION METHOD
2922 | UV ABSORBANCE @254 NM | SM 5910 B-00 | ULTRAVIOLET ABSORPTION METHOD
2923 | SUVA (SPECFIC ULTRAVIOLET ABSORBANCE) | NO METHOD | NO METHOD
2931 | 1,2-DIBROMO-3-CHLOROPROPANE | 524.2 | VOC, GC/MS, P&T, CAPCOLUMN
2931 | 1,2-DIBROMO-3-CHLOROPROPANE | 504.1 | GC-MICROEXTRACTION-ECD
2931 | 1,2-DIBROMO-3-CHLOROPROPANE | 551.1 | DBPS & CL2 SOLVENTS GC L/L ELECTRON CAPT
2931 | 1,2-DIBROMO-3-CHLOROPROPANE | EPA 504.1 | GC-MICROEXTRACTION-ECD
2931 | 1,2-DIBROMO-3-CHLOROPROPANE | EPA 524.2 | VOC, GC/MS, P&T, CAPCOLUMN
2931 | 1,2-DIBROMO-3-CHLOROPROPANE | EPA 524.3 | VOC, GC/MS, P&T, CAPCOLUMN
2931 | 1,2-DIBROMO-3-CHLOROPROPANE | NO METHOD | NO METHOD
2941 | CHLOROFORM | EPA 524.3 | VOC, GC/MS, P&T, CAPCOLUMN
2941 | CHLOROFORM | EPA 524.2 | VOC, GC/MS, P&T, CAPCOLUMN
2941 | CHLOROFORM | NO METHOD | NO METHOD
2941 | CHLOROFORM | 551.1 | DBPS & CL2 SOLVENTS GC L/L ELECTRON CAPT
2941 | CHLOROFORM | 524.2 | VOC, GC/MS, P&T, CAPCOLUMN
2941 | CHLOROFORM | 502.2 | VOC, GC, PID/ECD, P&T, CAPCOLUMN
2942 | BROMOFORM | EPA 524.2 | VOC, GC/MS, P&T, CAPCOLUMN
2942 | BROMOFORM | EPA 524.3 | VOC, GC/MS, P&T, CAPCOLUMN
2942 | BROMOFORM | NO METHOD | NO METHOD
2942 | BROMOFORM | 551.1 | DBPS & CL2 SOLVENTS GC L/L ELECTRON CAPT
2942 | BROMOFORM | 524.2 | VOC, GC/MS, P&T, CAPCOLUMN
2942 | BROMOFORM | 502.2 | VOC, GC, PID/ECD, P&T, CAPCOLUMN
2943 | BROMODICHLOROMETHANE | EPA 524.3 | VOC, GC/MS, P&T, CAPCOLUMN
2943 | BROMODICHLOROMETHANE | EPA 524.2 | VOC, GC/MS, P&T, CAPCOLUMN
2943 | BROMODICHLOROMETHANE | NO METHOD | NO METHOD
2943 | BROMODICHLOROMETHANE | 551.1 | DBPS & CL2 SOLVENTS GC L/L ELECTRON CAPT
2943 | BROMODICHLOROMETHANE | 524.2 | VOC, GC/MS, P&T, CAPCOLUMN
2943 | BROMODICHLOROMETHANE | 502.2 | VOC, GC, PID/ECD, P&T, CAPCOLUMN
2944 | DIBROMOCHLOROMETHANE | EPA 524.3 | VOC, GC/MS, P&T, CAPCOLUMN
2944 | DIBROMOCHLOROMETHANE | EPA 524.2 | VOC, GC/MS, P&T, CAPCOLUMN
2944 | DIBROMOCHLOROMETHANE | NO METHOD | NO METHOD
2944 | DIBROMOCHLOROMETHANE | 551.1 | DBPS & CL2 SOLVENTS GC L/L ELECTRON CAPT
2944 | DIBROMOCHLOROMETHANE | 524.2 | VOC, GC/MS, P&T, CAPCOLUMN
2944 | DIBROMOCHLOROMETHANE | 502.2 | VOC, GC, PID/ECD, P&T, CAPCOLUMN
2946 | ETHYLENE DIBROMIDE | 524.2 | VOC, GC/MS, P&T, CAPCOLUMN
2946 | ETHYLENE DIBROMIDE | 504.1 | GC-MICROEXTRACTION-ECD
2946 | ETHYLENE DIBROMIDE | 551.1 | DBPS & CL2 SOLVENTS GC L/L ELECTRON CAPT
2946 | ETHYLENE DIBROMIDE | NO METHOD | NO METHOD
2946 | ETHYLENE DIBROMIDE | EPA 524.2 | VOC, GC/MS, P&T, CAPCOLUMN
2946 | ETHYLENE DIBROMIDE | EPA 524.3 | VOC, GC/MS, P&T, CAPCOLUMN
2946 | ETHYLENE DIBROMIDE | EPA 504.1 | GC-MICROEXTRACTION-ECD
2950 | TTHM | NO METHOD | NO METHOD
2950 | TTHM | EPA 524.2 | VOC, GC/MS, P&T, CAPCOLUMN
2950 | TTHM | EPA 524.3 | VOC, GC/MS, P&T, CAPCOLUMN
2950 | TTHM | 502.2 | VOC, GC, PID/ECD, P&T, CAPCOLUMN
2950 | TTHM | 524.2 | VOC, GC/MS, P&T, CAPCOLUMN
2950 | TTHM | 551.1 | DBPS & CL2 SOLVENTS GC L/L ELECTRON CAPT
2955 | XYLENES, TOTAL | 502.2 | VOC, GC, PID/ECD, P&T, CAPCOLUMN
2955 | XYLENES, TOTAL | NO METHOD | NO METHOD
2955 | XYLENES, TOTAL | EPA 524.2 | VOC, GC/MS, P&T, CAPCOLUMN
2955 | XYLENES, TOTAL | EPA 524.3 | VOC, GC/MS, P&T, CAPCOLUMN
2955 | XYLENES, TOTAL | 524.2 | VOC, GC/MS, P&T, CAPCOLUMN
2959 | CHLORDANE | 508A | PESTICIDES, CHLORINATED, GC, ELCAPDET
2959 | CHLORDANE | EPA 506 | ORGANICS, GC/MS, LIQ/SOLEXT, CAPCOLUMN
2959 | CHLORDANE | EPA 505 | PESTICIDES, PCB, GC, MICROEXTRACT
2959 | CHLORDANE | 508.0 | PESTICIDES, CHLORINATED, GC, ELCAPDET
2959 | CHLORDANE | EPA 525.2 | ORGANICS, GC/MS, LIQ/SOLEXT, CAPCOLUMN
2959 | CHLORDANE | EPA 508.1 | PESTICIDES, PCB, GC, MICROEXTRACT
2959 | CHLORDANE | EPA 508 | PESTICIDES, CHLORINATED, GC, ELCAPDET
2959 | CHLORDANE | 505.0 | PESTICIDES, PCB, GC, MICROEXTRACT
2959 | CHLORDANE | NO METHOD | NO METHOD
2959 | CHLORDANE | 508.1 | PESTICIDES, PCB, GC, MICROEXTRACT
2959 | CHLORDANE | 525.2 | ORGANICS, GC/MS, LIQ/SOLEXT, CAPCOLUMN
2959 | CHLORDANE | EPA 508A | ORGANICS, GC/MS, LIQ/SOLEXT, CAPCOLUMN
2959 | CHLORDANE | 508 | PESTICIDES, CHLORINATED, GC, ELCAPDET
2959 | CHLORDANE | 505 | PESTICIDES, PCB, GC, MICROEXTRACT
2962 | P-XYLENE | 502.2 | VOC, GC, PID/ECD, P&T, CAPCOLUMN
2962 | P-XYLENE | 524.2 | VOC, GC/MS, P&T, CAPCOLUMN
2962 | P-XYLENE | EPA 524.2 | VOC, GC/MS, P&T, CAPCOLUMN
2962 | P-XYLENE | EPA 524.3 | VOC, GC/MS, P&T, CAPCOLUMN
2963 | XYLENE, META AND PARA | EPA 524.2 | VOC, GC/MS, P&T, CAPCOLUMN
2963 | XYLENE, META AND PARA | EPA 524.3 | VOC, GC/MS, P&T, CAPCOLUMN
2963 | XYLENE, META AND PARA | NO METHOD | NO METHOD
2963 | XYLENE, META AND PARA | 524.2 | VOC, GC/MS, P&T, CAPCOLUMN
2964 | DICHLOROMETHANE | NO METHOD | NO METHOD
2964 | DICHLOROMETHANE | 502.2 | VOC, GC, PID/ECD, P&T, CAPCOLUMN
2964 | DICHLOROMETHANE | 524.2 | VOC, GC/MS, P&T, CAPCOLUMN
2964 | DICHLOROMETHANE | EPA 524.3 | VOC, GC/MS, P&T, CAPCOLUMN
2964 | DICHLOROMETHANE | EPA 524.2 | VOC, GC/MS, P&T, CAPCOLUMN
2965 | O-CHLOROTOLUENE | 502.2 | VOC, GC, PID/ECD, P&T, CAPCOLUMN
2965 | O-CHLOROTOLUENE | NO METHOD | NO METHOD
2965 | O-CHLOROTOLUENE | EPA 524.3 | VOC, GC/MS, P&T, CAPCOLUMN
2965 | O-CHLOROTOLUENE | EPA 524.2 | VOC, GC/MS, P&T, CAPCOLUMN
2965 | O-CHLOROTOLUENE | 524.2 | VOC, GC/MS, P&T, CAPCOLUMN
2966 | P-CHLOROTOLUENE | EPA 524.3 | VOC, GC/MS, P&T, CAPCOLUMN
2966 | P-CHLOROTOLUENE | EPA 524.2 | VOC, GC/MS, P&T, CAPCOLUMN
2966 | P-CHLOROTOLUENE | 524.2 | VOC, GC/MS, P&T, CAPCOLUMN
2966 | P-CHLOROTOLUENE | 502.2 | VOC, GC, PID/ECD, P&T, CAPCOLUMN
2966 | P-CHLOROTOLUENE | NO METHOD | NO METHOD
2967 | M-DICHLOROBENZENE | EPA 524.3 | VOC, GC/MS, P&T, CAPCOLUMN
2967 | M-DICHLOROBENZENE | EPA 524.2 | VOC, GC/MS, P&T, CAPCOLUMN
2967 | M-DICHLOROBENZENE | 524.2 | VOC, GC/MS, P&T, CAPCOLUMN
2967 | M-DICHLOROBENZENE | 502.2 | VOC, GC, PID/ECD, P&T, CAPCOLUMN
2967 | M-DICHLOROBENZENE | NO METHOD | NO METHOD
2968 | O-DICHLOROBENZENE | EPA 524.3 | VOC, GC/MS, P&T, CAPCOLUMN
2968 | O-DICHLOROBENZENE | 502.2 | VOC, GC, PID/ECD, P&T, CAPCOLUMN
2968 | O-DICHLOROBENZENE | 524.2 | VOC, GC/MS, P&T, CAPCOLUMN
2968 | O-DICHLOROBENZENE | EPA 524.2 | VOC, GC/MS, P&T, CAPCOLUMN
2968 | O-DICHLOROBENZENE | NO METHOD | NO METHOD
2969 | P-DICHLOROBENZENE | EPA 524.3 | VOC, GC/MS, P&T, CAPCOLUMN
2969 | P-DICHLOROBENZENE | EPA 524.2 | VOC, GC/MS, P&T, CAPCOLUMN
2969 | P-DICHLOROBENZENE | 524.2 | VOC, GC/MS, P&T, CAPCOLUMN
2969 | P-DICHLOROBENZENE | 502.2 | VOC, GC, PID/ECD, P&T, CAPCOLUMN
2969 | P-DICHLOROBENZENE | NO METHOD | NO METHOD
2976 | VINYL CHLORIDE | 502.2 | VOC, GC, PID/ECD, P&T, CAPCOLUMN
2976 | VINYL CHLORIDE | 524.2 | VOC, GC/MS, P&T, CAPCOLUMN
2976 | VINYL CHLORIDE | EPA 524.3 | VOC, GC/MS, P&T, CAPCOLUMN
2976 | VINYL CHLORIDE | EPA 524.2 | VOC, GC/MS, P&T, CAPCOLUMN
2976 | VINYL CHLORIDE | NO METHOD | NO METHOD
2977 | 1,1-DICHLOROETHYLENE | 502.2 | VOC, GC, PID/ECD, P&T, CAPCOLUMN
2977 | 1,1-DICHLOROETHYLENE | 524.2 | VOC, GC/MS, P&T, CAPCOLUMN
2977 | 1,1-DICHLOROETHYLENE | NO METHOD | NO METHOD
2977 | 1,1-DICHLOROETHYLENE | EPA 524.2 | VOC, GC/MS, P&T, CAPCOLUMN
2977 | 1,1-DICHLOROETHYLENE | EPA 524.3 | VOC, GC/MS, P&T, CAPCOLUMN
2978 | 1,1-DICHLOROETHANE | 502.2 | VOC, GC, PID/ECD, P&T, CAPCOLUMN
2978 | 1,1-DICHLOROETHANE | 524.2 | VOC, GC/MS, P&T, CAPCOLUMN
2978 | 1,1-DICHLOROETHANE | NO METHOD | NO METHOD
2978 | 1,1-DICHLOROETHANE | EPA 524.2 | VOC, GC/MS, P&T, CAPCOLUMN
2978 | 1,1-DICHLOROETHANE | EPA 524.3 | VOC, GC/MS, P&T, CAPCOLUMN
2979 | TRANS-1,2-DICHLOROETHYLENE | 502.2 | VOC, GC, PID/ECD, P&T, CAPCOLUMN
2979 | TRANS-1,2-DICHLOROETHYLENE | 524.2 | VOC, GC/MS, P&T, CAPCOLUMN
2979 | TRANS-1,2-DICHLOROETHYLENE | NO METHOD | NO METHOD
2979 | TRANS-1,2-DICHLOROETHYLENE | EPA 524.2 | VOC, GC/MS, P&T, CAPCOLUMN
2979 | TRANS-1,2-DICHLOROETHYLENE | EPA 524.3 | VOC, GC/MS, P&T, CAPCOLUMN
2980 | 1,2-DICHLOROETHANE | 524.2 | VOC, GC/MS, P&T, CAPCOLUMN
2980 | 1,2-DICHLOROETHANE | 502.2 | VOC, GC, PID/ECD, P&T, CAPCOLUMN
2980 | 1,2-DICHLOROETHANE | NO METHOD | NO METHOD
2980 | 1,2-DICHLOROETHANE | EPA 524.2 | VOC, GC/MS, P&T, CAPCOLUMN
2980 | 1,2-DICHLOROETHANE | EPA 524.3 | VOC, GC/MS, P&T, CAPCOLUMN
2981 | 1,1,1-TRICHLOROETHANE | 524.2 | VOC, GC/MS, P&T, CAPCOLUMN
2981 | 1,1,1-TRICHLOROETHANE | 502.2 | VOC, GC, PID/ECD, P&T, CAPCOLUMN
2981 | 1,1,1-TRICHLOROETHANE | NO METHOD | NO METHOD
2981 | 1,1,1-TRICHLOROETHANE | EPA 524.3 | VOC, GC/MS, P&T, CAPCOLUMN
2981 | 1,1,1-TRICHLOROETHANE | EPA 524.2 | VOC, GC/MS, P&T, CAPCOLUMN
2982 | CARBON TETRACHLORIDE | 502.2 | VOC, GC, PID/ECD, P&T, CAPCOLUMN
2982 | CARBON TETRACHLORIDE | 524.2 | VOC, GC/MS, P&T, CAPCOLUMN
2982 | CARBON TETRACHLORIDE | EPA 524.2 | VOC, GC/MS, P&T, CAPCOLUMN
2982 | CARBON TETRACHLORIDE | NO METHOD | NO METHOD
2982 | CARBON TETRACHLORIDE | EPA 524.3 | VOC, GC/MS, P&T, CAPCOLUMN
2983 | 1,2-DICHLOROPROPANE | NO METHOD | NO METHOD
2983 | 1,2-DICHLOROPROPANE | EPA 524.3 | VOC, GC/MS, P&T, CAPCOLUMN
2983 | 1,2-DICHLOROPROPANE | EPA 524.2 | VOC, GC/MS, P&T, CAPCOLUMN
2983 | 1,2-DICHLOROPROPANE | 524.2 | VOC, GC/MS, P&T, CAPCOLUMN
2983 | 1,2-DICHLOROPROPANE | 502.2 | VOC, GC, PID/ECD, P&T, CAPCOLUMN
2984 | TRICHLOROETHYLENE | 524.2 | VOC, GC/MS, P&T, CAPCOLUMN
2984 | TRICHLOROETHYLENE | 502.2 | VOC, GC, PID/ECD, P&T, CAPCOLUMN
2984 | TRICHLOROETHYLENE | EPA 524.2 | VOC, GC/MS, P&T, CAPCOLUMN
2984 | TRICHLOROETHYLENE | EPA 524.3 | VOC, GC/MS, P&T, CAPCOLUMN
2984 | TRICHLOROETHYLENE | NO METHOD | NO METHOD
2985 | 1,1,2-TRICHLOROETHANE | 502.2 | VOC, GC, PID/ECD, P&T, CAPCOLUMN
2985 | 1,1,2-TRICHLOROETHANE | 524.2 | VOC, GC/MS, P&T, CAPCOLUMN
2985 | 1,1,2-TRICHLOROETHANE | EPA 524.2 | VOC, GC/MS, P&T, CAPCOLUMN
2985 | 1,1,2-TRICHLOROETHANE | EPA 524.3 | VOC, GC/MS, P&T, CAPCOLUMN
2985 | 1,1,2-TRICHLOROETHANE | NO METHOD | NO METHOD
2986 | 1,1,1,2-TETRACHLOROETHANE | EPA 524.2 | VOC, GC/MS, P&T, CAPCOLUMN
2986 | 1,1,1,2-TETRACHLOROETHANE | NO METHOD | NO METHOD
2986 | 1,1,1,2-TETRACHLOROETHANE | EPA 524.3 | VOC, GC/MS, P&T, CAPCOLUMN
2986 | 1,1,1,2-TETRACHLOROETHANE | 524.2 | VOC, GC/MS, P&T, CAPCOLUMN
2986 | 1,1,1,2-TETRACHLOROETHANE | 502.2 | VOC, GC, PID/ECD, P&T, CAPCOLUMN
2987 | TETRACHLOROETHYLENE | EPA 524.3 | VOC, GC/MS, P&T, CAPCOLUMN
2987 | TETRACHLOROETHYLENE | 502.2 | VOC, GC, PID/ECD, P&T, CAPCOLUMN
2987 | TETRACHLOROETHYLENE | NO METHOD | NO METHOD
2987 | TETRACHLOROETHYLENE | 524.2 | VOC, GC/MS, P&T, CAPCOLUMN
2987 | TETRACHLOROETHYLENE | EPA 524.2 | VOC, GC/MS, P&T, CAPCOLUMN
2988 | 1,1,2,2-TETRACHLOROETHANE | 524.2 | VOC, GC/MS, P&T, CAPCOLUMN
2988 | 1,1,2,2-TETRACHLOROETHANE | 502.2 | VOC, GC, PID/ECD, P&T, CAPCOLUMN
2988 | 1,1,2,2-TETRACHLOROETHANE | NO METHOD | NO METHOD
2988 | 1,1,2,2-TETRACHLOROETHANE | EPA 524.3 | VOC, GC/MS, P&T, CAPCOLUMN
2988 | 1,1,2,2-TETRACHLOROETHANE | EPA 524.2 | VOC, GC/MS, P&T, CAPCOLUMN
2989 | CHLOROBENZENE | NO METHOD | NO METHOD
2989 | CHLOROBENZENE | 524.2 | VOC, GC/MS, P&T, CAPCOLUMN
2989 | CHLOROBENZENE | 502.2 | VOC, GC, PID/ECD, P&T, CAPCOLUMN
2989 | CHLOROBENZENE | EPA 524.2 | VOC, GC/MS, P&T, CAPCOLUMN
2989 | CHLOROBENZENE | EPA 524.3 | VOC, GC/MS, P&T, CAPCOLUMN
2990 | BENZENE | EPA 524.2 | VOC, GC/MS, P&T, CAPCOLUMN
2990 | BENZENE | NO METHOD | NO METHOD
2990 | BENZENE | 524.2 | VOC, GC/MS, P&T, CAPCOLUMN
2990 | BENZENE | 502.2 | VOC, GC, PID/ECD, P&T, CAPCOLUMN
2990 | BENZENE | EPA 524.3 | VOC, GC/MS, P&T, CAPCOLUMN
2991 | TOLUENE | EPA 524.2 | VOC, GC/MS, P&T, CAPCOLUMN
2991 | TOLUENE | NO METHOD | NO METHOD
2991 | TOLUENE | 524.2 | VOC, GC/MS, P&T, CAPCOLUMN
2991 | TOLUENE | 502.2 | VOC, GC, PID/ECD, P&T, CAPCOLUMN
2991 | TOLUENE | EPA 524.3 | VOC, GC/MS, P&T, CAPCOLUMN
2992 | ETHYLBENZENE | 502.2 | VOC, GC, PID/ECD, P&T, CAPCOLUMN
2992 | ETHYLBENZENE | 524.2 | VOC, GC/MS, P&T, CAPCOLUMN
2992 | ETHYLBENZENE | NO METHOD | NO METHOD
2992 | ETHYLBENZENE | EPA 524.2 | VOC, GC/MS, P&T, CAPCOLUMN
2992 | ETHYLBENZENE | EPA 524.3 | VOC, GC/MS, P&T, CAPCOLUMN
2993 | BROMOBENZENE | 502.2 | VOC, GC, PID/ECD, P&T, CAPCOLUMN
2993 | BROMOBENZENE | 524.2 | VOC, GC/MS, P&T, CAPCOLUMN
2993 | BROMOBENZENE | NO METHOD | NO METHOD
2993 | BROMOBENZENE | EPA 524.2 | VOC, GC/MS, P&T, CAPCOLUMN
2993 | BROMOBENZENE | EPA 524.3 | VOC, GC/MS, P&T, CAPCOLUMN
2994 | ISOPROPYLBENZENE | 502.2 | VOC, GC, PID/ECD, P&T, CAPCOLUMN
2994 | ISOPROPYLBENZENE | 524.2 | VOC, GC/MS, P&T, CAPCOLUMN
2994 | ISOPROPYLBENZENE | EPA 524.3 | VOC, GC/MS, P&T, CAPCOLUMN
2994 | ISOPROPYLBENZENE | EPA 524.2 | VOC, GC/MS, P&T, CAPCOLUMN
2994 | ISOPROPYLBENZENE | NO METHOD | NO METHOD
2995 | M-XYLENE | EPA 524.3 | VOC, GC/MS, P&T, CAPCOLUMN
2995 | M-XYLENE | EPA 524.2 | VOC, GC/MS, P&T, CAPCOLUMN
2995 | M-XYLENE | 524.2 | VOC, GC/MS, P&T, CAPCOLUMN
2995 | M-XYLENE | 502.2 | VOC, GC, PID/ECD, P&T, CAPCOLUMN
2996 | STYRENE | EPA 524.2 | VOC, GC/MS, P&T, CAPCOLUMN
2996 | STYRENE | NO METHOD | NO METHOD
2996 | STYRENE | 524.2 | VOC, GC/MS, P&T, CAPCOLUMN
2996 | STYRENE | EPA 524.3 | VOC, GC/MS, P&T, CAPCOLUMN
2996 | STYRENE | 502.2 | VOC, GC, PID/ECD, P&T, CAPCOLUMN
2997 | O-XYLENE | 502.2 | VOC, GC, PID/ECD, P&T, CAPCOLUMN
2997 | O-XYLENE | EPA 524.3 | VOC, GC/MS, P&T, CAPCOLUMN
2997 | O-XYLENE | EPA 524.2 | VOC, GC/MS, P&T, CAPCOLUMN
2997 | O-XYLENE | NO METHOD | NO METHOD
2997 | O-XYLENE | 524.2 | VOC, GC/MS, P&T, CAPCOLUMN
2998 | N-PROPYLBENZENE | 524.2 | VOC, GC/MS, P&T, CAPCOLUMN
2998 | N-PROPYLBENZENE | NO METHOD | NO METHOD
2998 | N-PROPYLBENZENE | EPA 524.2 | VOC, GC/MS, P&T, CAPCOLUMN
2998 | N-PROPYLBENZENE | 502.2 | VOC, GC, PID/ECD, P&T, CAPCOLUMN
2998 | N-PROPYLBENZENE | EPA 524.3 | VOC, GC/MS, P&T, CAPCOLUMN
3000 | COLIFORM (PRE-TCR) | SM9221D | MEMBRANE FILTER - FECAL CONFIRMATION
3000 | COLIFORM (PRE-TCR) | SM9215B | POUR PLATE
3000 | COLIFORM (PRE-TCR) | COLITAG | COLITAG
3000 | COLIFORM (PRE-TCR) | SM 9221B | MULTIPLE-TUBE FERMENTATION
3000 | COLIFORM (PRE-TCR) | SM 9215B | POUR PLATE
3000 | COLIFORM (PRE-TCR) | SM 9215C | SPREAD PLATE
3000 | COLIFORM (PRE-TCR) | SM 9221C | MULTIPLE-TUBE FERMENTATION - MPN
3000 | COLIFORM (PRE-TCR) | SM 9221D | MULTIPLE-TUBE FERMENTATION - P/A
3000 | COLIFORM (PRE-TCR) | SM 9222B | MEMBRANE FILTER
3000 | COLIFORM (PRE-TCR) | SM 9223B | ENZYME SUBSTRATE (COLISURE/COLILERT)
3000 | COLIFORM (PRE-TCR) | NO METHOD | NO METHOD
3000 | COLIFORM (PRE-TCR) | COLISURE | ENZYME SUBSTRATE (COLISURE/COLILERT)
3000 | COLIFORM (PRE-TCR) | SM 9221 B | MULTIPLE-TUBE FERMENTATION
3000 | COLIFORM (PRE-TCR) | SM 9223 COLILERT MPN | ENZYME SUBSTRATE (COLISURE/COLILERT)
3000 | COLIFORM (PRE-TCR) | SM 9223 COLILERT P/A | ENZYME SUBSTRATE (COLISURE/COLILERT)
3000 | COLIFORM (PRE-TCR) | SM 9223 COLISURE< | ENZYME SUBSTRATE (COLISURE/COLILERT)
3000 | COLIFORM (PRE-TCR) | SM9221B | MULTIPLE-TUBE FERMENTATION
3000 | COLIFORM (PRE-TCR) | SM9222B | MEMBRANE FILTER
3000 | COLIFORM (PRE-TCR) | SM9223 COLILERT | ENZYME SUBSTRATE (COLISURE/COLILERT)
3000 | COLIFORM (PRE-TCR) | SM9223 COLILERT MPN | ENZYME SUBSTRATE (COLISURE/COLILERT)
3000 | COLIFORM (PRE-TCR) | SM9223B | ENZYME SUBSTRATE (COLISURE/COLILERT)
3000 | COLIFORM (PRE-TCR) | READYCULT | READYCULT COLIFORMS 100
3000 | COLIFORM (PRE-TCR) | READYCULT< | READYCULT COLIFORMS 100
3000 | COLIFORM (PRE-TCR) | SIMPLATE | POUR PLATE
3000 | COLIFORM (PRE-TCR) | SM 9215 B | POUR PLATE
3000 | COLIFORM (PRE-TCR) | SM 9222 B | MEMBRANE FILTER
3001 | HETEROTROPHIC BACTERIA (HPC OR SPC) | SM9215B | POUR PLATE
3001 | HETEROTROPHIC BACTERIA (HPC OR SPC) | SM 9215 B | POUR PLATE
3001 | HETEROTROPHIC BACTERIA (HPC OR SPC) | SIMPLATE | POUR PLATE
3001 | HETEROTROPHIC BACTERIA (HPC OR SPC) | SM 9215B | POUR PLATE
3001 | HETEROTROPHIC BACTERIA (HPC OR SPC) | NO METHOD | NO METHOD
3002 | ENTEROCOCCI | NO METHOD | NO METHOD
3002 | ENTEROCOCCI | SM 9230 C | COLISURE - PRESENCE/ABSENCE
3011 | ACTINOMYCETES /ML | EPA 326.0 | ION CHROMATOGRAPHY
3013 | FECAL COLIFORM | SM9221D | MEMBRANE FILTER - FECAL CONFIRMATION
3013 | FECAL COLIFORM | SM9222D | MEMBRANE FILTER - FECAL CONFIRMATION
3013 | FECAL COLIFORM | SM 9222 B | MEMBRANE FILTER
3013 | FECAL COLIFORM | SM 9221 B + E | EC MEDIUM - FECAL CONFIRMATION
3013 | FECAL COLIFORM | SM9222B | MEMBRANE FILTER
3013 | FECAL COLIFORM | SM9221E | EC MEDIUM - FECAL CONFIRMATION
3013 | FECAL COLIFORM | NO METHOD | NO METHOD
3013 | FECAL COLIFORM | SM 9222D | MEMBRANE FILTER - FECAL CONFIRMATION
3013 | FECAL COLIFORM | SM 9222B | MEMBRANE FILTER
3013 | FECAL COLIFORM | SM 9221E | EC MEDIUM - FECAL CONFIRMATION
3014 | E. COLI | SM 9223 COLISURE< | ENZYME SUBSTRATE (COLISURE/COLILERT)
3014 | E. COLI | SM9221F | EC MUG - E. COLI CONFIRMATION
3014 | E. COLI | SM9222B | MEMBRANE FILTER
3014 | E. COLI | SM9223 COLILERT | ENZYME SUBSTRATE (COLISURE/COLILERT)
3014 | E. COLI | SM9223 COLILERT MPN | ENZYME SUBSTRATE (COLISURE/COLILERT)
3014 | E. COLI | SM9223B | ENZYME SUBSTRATE (COLISURE/COLILERT)
3014 | E. COLI | READYCULT | READYCULT COLIFORMS 100
3014 | E. COLI | READYCULT< | READYCULT COLIFORMS 100
3014 | E. COLI | SM 9221 B + F | EC MUG - E. COLI CONFIRMATION
3014 | E. COLI | SM 9223 COLILERT P/A | ENZYME SUBSTRATE (COLISURE/COLILERT)
3014 | E. COLI | SM 9223 COLILERT MPN | ENZYME SUBSTRATE (COLISURE/COLILERT)
3014 | E. COLI | COLISURE | ENZYME SUBSTRATE (COLISURE/COLILERT)
3014 | E. COLI | NO METHOD | NO METHOD
3014 | E. COLI | SM 9222G | MEMBRANE FILTER - E. COLI CONFIRMATION
3014 | E. COLI | SM 9223B | ENZYME SUBSTRATE (COLISURE/COLILERT)
3014 | E. COLI | SM 9221F | EC MUG - E. COLI CONFIRMATION
3014 | E. COLI | COLITAG | COLITAG
3014 | E. COLI | READYCULT 100 | READYCULT COLIFORMS 100
3015 | CRYPTOSPORIDIUM | NO METHOD | NO METHOD
3100 | COLIFORM (TCR) | SM 9221B | MULTIPLE-TUBE FERMENTATION
3100 | COLIFORM (TCR) | SM 9215B | POUR PLATE
3100 | COLIFORM (TCR) | SM 9215C | SPREAD PLATE
3100 | COLIFORM (TCR) | SM 9221C | MULTIPLE-TUBE FERMENTATION - MPN
3100 | COLIFORM (TCR) | SM 9221D | MULTIPLE-TUBE FERMENTATION - P/A
3100 | COLIFORM (TCR) | SM 9222B | MEMBRANE FILTER
3100 | COLIFORM (TCR) | SM 9223B | ENZYME SUBSTRATE (COLISURE/COLILERT)
3100 | COLIFORM (TCR) | SM 9222D | MEMBRANE FILTER - FECAL CONFIRMATION
3100 | COLIFORM (TCR) | NO METHOD | NO METHOD
3100 | COLIFORM (TCR) | COLISURE | ENZYME SUBSTRATE (COLISURE/COLILERT)
3100 | COLIFORM (TCR) | SM 9221 B | MULTIPLE-TUBE FERMENTATION
3100 | COLIFORM (TCR) | SM 9223 COLILERT MPN | ENZYME SUBSTRATE (COLISURE/COLILERT)
3100 | COLIFORM (TCR) | SM 9223 COLILERT P/A | ENZYME SUBSTRATE (COLISURE/COLILERT)
3100 | COLIFORM (TCR) | SM 9223 COLISURE< | ENZYME SUBSTRATE (COLISURE/COLILERT)
3100 | COLIFORM (TCR) | SM9221B | MULTIPLE-TUBE FERMENTATION
3100 | COLIFORM (TCR) | SM9222B | MEMBRANE FILTER
3100 | COLIFORM (TCR) | SM9223 COLILERT | ENZYME SUBSTRATE (COLISURE/COLILERT)
3100 | COLIFORM (TCR) | SM9223 COLILERT MPN | ENZYME SUBSTRATE (COLISURE/COLILERT)
3100 | COLIFORM (TCR) | SM9223B | ENZYME SUBSTRATE (COLISURE/COLILERT)
3100 | COLIFORM (TCR) | READYCULT | READYCULT COLIFORMS 100
3100 | COLIFORM (TCR) | READYCULT< | READYCULT COLIFORMS 100
3100 | COLIFORM (TCR) | SIMPLATE | POUR PLATE
3100 | COLIFORM (TCR) | SM 9215 B | POUR PLATE
3100 | COLIFORM (TCR) | SM9215B | POUR PLATE
3100 | COLIFORM (TCR) | SM 9222 B | MEMBRANE FILTER
3100 | COLIFORM (TCR) | SM9221D | MEMBRANE FILTER - FECAL CONFIRMATION
3100 | COLIFORM (TCR) | SM9222D | MEMBRANE FILTER - FECAL CONFIRMATION
3100 | COLIFORM (TCR) | READYCULT 100 | READYCULT COLIFORMS 100
3100 | COLIFORM (TCR) | COLITAG | COLITAG
4000 | GROSS ALPHA, EXCL. RADON & U | SM7110B | EVAPORATION METHOD FOR GROSS ALPHA-BETA
4000 | GROSS ALPHA, EXCL. RADON & U | 900 | EVAPORATION METHOD FOR GROSS ALPHA-BETA
4000 | GROSS ALPHA, EXCL. RADON & U | NO METHOD | NO METHOD
4000 | GROSS ALPHA, EXCL. RADON & U | 900.0 | EVAPORATION METHOD FOR GROSS ALPHA-BETA
4000 | GROSS ALPHA, EXCL. RADON & U | EPA 900.0 | EVAPORATION METHOD FOR GROSS ALPHA-BETA
4000 | GROSS ALPHA, EXCL. RADON & U | SM7110C | EVAPORATION METHOD FOR GROSS ALPHA-BETA
4000 | GROSS ALPHA, EXCL. RADON & U | SM 7110 C | EVAPORATION METHOD FOR GROSS ALPHA-BETA
4002 | GROSS ALPHA, INCL. RADON & U | EPA 900.0 | EVAPORATION METHOD FOR GROSS ALPHA-BETA
4002 | GROSS ALPHA, INCL. RADON & U | EPA 00-02 | EVAPORATION METHOD FOR GROSS ALPHA-BETA
4002 | GROSS ALPHA, INCL. RADON & U | 900.0 | EVAPORATION METHOD FOR GROSS ALPHA-BETA
4002 | GROSS ALPHA, INCL. RADON & U | NO METHOD | NO METHOD
4002 | GROSS ALPHA, INCL. RADON & U | 900 | EVAPORATION METHOD FOR GROSS ALPHA-BETA
4002 | GROSS ALPHA, INCL. RADON & U | SM7110B | EVAPORATION METHOD FOR GROSS ALPHA-BETA
4002 | GROSS ALPHA, INCL. RADON & U | SM 7110 C | EVAPORATION METHOD FOR GROSS ALPHA-BETA
4002 | GROSS ALPHA, INCL. RADON & U | SM7110C | EVAPORATION METHOD FOR GROSS ALPHA-BETA
4006 | COMBINED URANIUM | 200.8 | INDUCTIVELY COUPLED PLASMA MASS SPECTROM
4006 | COMBINED URANIUM | 908.0 | URANIUM IN DRINKING WATER
4006 | COMBINED URANIUM | D516 | TURBIDIMETRIC
4006 | COMBINED URANIUM | NO METHOD | NO METHOD
4006 | COMBINED URANIUM | EPA 200.8 | MSACCESS_TSASTM.NAME INDUCTIVELY COUPLED
4006 | COMBINED URANIUM | EPA 908.0 | URANIUM IN DRINKING WATER
4006 | COMBINED URANIUM | ASTM D516-90,02 | TURBIDIMETRIC
4006 | COMBINED URANIUM | ASTM D5174-97 | TURBIDIMETRIC
4006 | COMBINED URANIUM | ASTM D5174-02 | TURBIDIMETRIC
4010 | COMBINED RADIUM (-226 & -228) | NO METHOD | NO METHOD
4020 | RADIUM-226 | EPA 903.0 | PRECIPITATION METHOD FOR RADIUM
4020 | RADIUM-226 | NO METHOD | NO METHOD
4020 | RADIUM-226 | 903.0 | PRECIPITATION METHOD FOR RADIUM
4020 | RADIUM-226 | 903.1 | PRECIPITATION METHOD FOR RADIUM
4020 | RADIUM-226 | EPA 903.1 | PRECIPITATION METHOD FOR RADIUM
4020 | RADIUM-226 | SM7500-RA-D | PRECIPITATION METHOD FOR RADIUM
4020 | RADIUM-226 | SM7500-RA-B | PRECIPITATION METHOD FOR RADIUM
4030 | RADIUM-228 | 903.0 | PRECIPITATION METHOD FOR RADIUM
4030 | RADIUM-228 | 904.0 | SEQUENTIAL PRECIPITATION METHOD FOR RADI
4030 | RADIUM-228 | NO METHOD | NO METHOD
4030 | RADIUM-228 | EPA 903.0 | PRECIPITATION METHOD FOR RADIUM
4030 | RADIUM-228 | RA-05 | SEQUENTIAL PRECIPITATION METHOD FOR RADI
4030 | RADIUM-228 | EPA 904.0 | SEQUENTIAL PRECIPITATION METHOD FOR RADI
4030 | RADIUM-228 | SM7500-RA-D | PRECIPITATION METHOD FOR RADIUM
4030 | RADIUM-228 | SM7500-RA-B | PRECIPITATION METHOD FOR RADIUM
4044 | POTASSIUM-40, TOTAL | 901.1 | GAMMA SPECTROSCOPY
4044 | POTASSIUM-40, TOTAL | EPA 901.1 | GAMMA SPECTROSCOPY
4044 | POTASSIUM-40, TOTAL | NO METHOD | NO METHOD
4044 | POTASSIUM-40, TOTAL | EPA 902.0 | GAMMA SPECTROSCOPY
4100 | GROSS BETA PARTICLE ACTIVITY | 900 | EVAPORATION METHOD FOR GROSS ALPHA-BETA
4100 | GROSS BETA PARTICLE ACTIVITY | NO METHOD | NO METHOD
4100 | GROSS BETA PARTICLE ACTIVITY | SM 7110 C | EVAPORATION METHOD FOR GROSS ALPHA-BETA
4100 | GROSS BETA PARTICLE ACTIVITY | SM7110C | EVAPORATION METHOD FOR GROSS ALPHA-BETA
4100 | GROSS BETA PARTICLE ACTIVITY | SM7110B | EVAPORATION METHOD FOR GROSS ALPHA-BETA
4100 | GROSS BETA PARTICLE ACTIVITY | EPA 900.0 | EVAPORATION METHOD FOR GROSS ALPHA-BETA
4100 | GROSS BETA PARTICLE ACTIVITY | 900.0 | EVAPORATION METHOD FOR GROSS ALPHA-BETA
4102 | TRITIUM | NO METHOD | NO METHOD
4102 | TRITIUM | 906.0 | LIQUID SCINTILLATION SPECTROPHOTOMETRIC
4102 | TRITIUM | EPA 906.0 | LIQUID SCINTILLATION SPECTROPHOTOMETRIC
4109 | GROSS ALPHA PARTICLE ACTIVITY | 900.0 | EVAPORATION METHOD FOR GROSS ALPHA-BETA
4109 | GROSS ALPHA PARTICLE ACTIVITY | 900 | EVAPORATION METHOD FOR GROSS ALPHA-BETA
4109 | GROSS ALPHA PARTICLE ACTIVITY | EPA 900.0 | EVAPORATION METHOD FOR GROSS ALPHA-BETA
4109 | GROSS ALPHA PARTICLE ACTIVITY | SM 7110 C | EVAPORATION METHOD FOR GROSS ALPHA-BETA
4109 | GROSS ALPHA PARTICLE ACTIVITY | SM7110B | EVAPORATION METHOD FOR GROSS ALPHA-BETA
4109 | GROSS ALPHA PARTICLE ACTIVITY | SM7110C | EVAPORATION METHOD FOR GROSS ALPHA-BETA
4172 | 38-STRONTIUM-89 | 200.7 | INDUCTIVELY COUPLED PLASMA
4172 | 38-STRONTIUM-89 | 905.0 | RADIOACTIVE STRONTIUM
4172 | 38-STRONTIUM-89 | NO METHOD | NO METHOD
4172 | 38-STRONTIUM-89 | EPA 905.0 | RADIOACTIVE STRONTIUM
4174 | 38-STRONTIUM-90 | 905.0 | RADIOACTIVE STRONTIUM
4174 | 38-STRONTIUM-90 | EPA 905.0 | RADIOACTIVE STRONTIUM
4174 | 38-STRONTIUM-90 | NO METHOD | NO METHOD
4264 | 53-IODINE-131 | EPA 901.1 | GAMMA SPECTROSCOPY
4264 | 53-IODINE-131 | NO METHOD | NO METHOD
4264 | 53-IODINE-131 | 902.0 | GAMMA SPECTROSCOPY
4264 | 53-IODINE-131 | 901.1 | GAMMA SPECTROSCOPY
4264 | 53-IODINE-131 | EPA 902.0 | GAMMA SPECTROSCOPY
4270 | 55-CESIUM-134 | 901.1 | GAMMA SPECTROSCOPY
4270 | 55-CESIUM-134 | NO METHOD | NO METHOD
4270 | 55-CESIUM-134 | EPA 901.1 | GAMMA SPECTROSCOPY
4270 | 55-CESIUM-134 | EPA 902.0 | GAMMA SPECTROSCOPY
4276 | 55-CESIUM-137 | 901.1 | GAMMA SPECTROSCOPY
4276 | 55-CESIUM-137 | NO METHOD | NO METHOD
4276 | 55-CESIUM-137 | EPA 901.1 | GAMMA SPECTROSCOPY
4276 | 55-CESIUM-137 | EPA 902.0 | GAMMA SPECTROSCOPY
7240 | ALPHA-CHLORDANE | 525.2 | ORGANICS, GC/MS, LIQ/SOLEXT, CAPCOLUMN
7240 | ALPHA-CHLORDANE | EPA 525.2 | ORGANICS, GC/MS, LIQ/SOLEXT, CAPCOLUMN
7240 | ALPHA-CHLORDANE | EPA 506 | ORGANICS, GC/MS, LIQ/SOLEXT, CAPCOLUMN
7240 | ALPHA-CHLORDANE | EPA 508A | ORGANICS, GC/MS, LIQ/SOLEXT, CAPCOLUMN
7245 | GAMMA-CHLORDANE | EPA 506 | ORGANICS, GC/MS, LIQ/SOLEXT, CAPCOLUMN
7245 | GAMMA-CHLORDANE | EPA 508A | ORGANICS, GC/MS, LIQ/SOLEXT, CAPCOLUMN
7245 | GAMMA-CHLORDANE | EPA 525.2 | ORGANICS, GC/MS, LIQ/SOLEXT, CAPCOLUMN
7245 | GAMMA-CHLORDANE | 525.2 | ORGANICS, GC/MS, LIQ/SOLEXT, CAPCOLUMN
7260 | CHLOROBENZILATE | EPA 525.2 | ORGANICS, GC/MS, LIQ/SOLEXT, CAPCOLUMN
7260 | CHLOROBENZILATE | EPA 506 | ORGANICS, GC/MS, LIQ/SOLEXT, CAPCOLUMN
7260 | CHLOROBENZILATE | EPA 508A | ORGANICS, GC/MS, LIQ/SOLEXT, CAPCOLUMN
7260 | CHLOROBENZILATE | 525.2 | ORGANICS, GC/MS, LIQ/SOLEXT, CAPCOLUMN
7265 | CHLORONEB | EPA 508A | ORGANICS, GC/MS, LIQ/SOLEXT, CAPCOLUMN
7265 | CHLORONEB | 525.2 | ORGANICS, GC/MS, LIQ/SOLEXT, CAPCOLUMN
7265 | CHLORONEB | EPA 525.2 | ORGANICS, GC/MS, LIQ/SOLEXT, CAPCOLUMN
7265 | CHLORONEB | EPA 506 | ORGANICS, GC/MS, LIQ/SOLEXT, CAPCOLUMN
7570 | ETHOPROPHOS | EPA 508A | ORGANICS, GC/MS, LIQ/SOLEXT, CAPCOLUMN
7570 | ETHOPROPHOS | EPA 506 | ORGANICS, GC/MS, LIQ/SOLEXT, CAPCOLUMN
7570 | ETHOPROPHOS | NO METHOD | NO METHOD
7570 | ETHOPROPHOS | 525.2 | ORGANICS, GC/MS, LIQ/SOLEXT, CAPCOLUMN
7570 | ETHOPROPHOS | EPA 525.2 | ORGANICS, GC/MS, LIQ/SOLEXT, CAPCOLUMN
8610 | DICHLOROVOS | 525.2 | ORGANICS, GC/MS, LIQ/SOLEXT, CAPCOLUMN
8610 | DICHLOROVOS | EPA 508A | ORGANICS, GC/MS, LIQ/SOLEXT, CAPCOLUMN
8610 | DICHLOROVOS | EPA 506 | ORGANICS, GC/MS, LIQ/SOLEXT, CAPCOLUMN
8610 | DICHLOROVOS | EPA 525.2 | ORGANICS, GC/MS, LIQ/SOLEXT, CAPCOLUMN
9339 | CHLORODIBROMOACETIC ACID | SM4500-CL-G | GC-L/S EXTRACTION-ELECTRON CAPTURE DETEC
9339 | CHLORODIBROMOACETIC ACID | SM4500-CL-F | GC-L/S EXTRACTION-ELECTRON CAPTURE DETEC
9339 | CHLORODIBROMOACETIC ACID | SM 4500-CN> G | GC-L/S EXTRACTION-ELECTRON CAPTURE DETEC
9339 | CHLORODIBROMOACETIC ACID | SM 4500-CL G-2000 | GC-L/S EXTRACTION-ELECTRON CAPTURE DETEC
9339 | CHLORODIBROMOACETIC ACID | 552.1 | GC-L/S EXTRACTION-ELECTRON CAPTURE DETEC
9339 | CHLORODIBROMOACETIC ACID | SM 4500-CL G (AS HACH 8021) | GC-L/S EXTRACTION-ELECTRON CAPTURE DETEC
9339 | CHLORODIBROMOACETIC ACID | SM 4500-CL G | GC-L/S EXTRACTION-ELECTRON CAPTURE DETEC
9339 | CHLORODIBROMOACETIC ACID | SM 4500-CL F | GC-L/S EXTRACTION-ELECTRON CAPTURE DETEC
9339 | CHLORODIBROMOACETIC ACID | NO METHOD | NO METHOD
9339 | CHLORODIBROMOACETIC ACID | SM 4500-CL G (AS HACH 8167) | GC-L/S EXTRACTION-ELECTRON CAPTURE DETEC
9535 | BROMODICHLOROACETIC ACID | SM4500-CL-F | GC-L/S EXTRACTION-ELECTRON CAPTURE DETEC
9535 | BROMODICHLOROACETIC ACID | SM4500-CL-G | GC-L/S EXTRACTION-ELECTRON CAPTURE DETEC
9535 | BROMODICHLOROACETIC ACID | SM 4500-CN> G | GC-L/S EXTRACTION-ELECTRON CAPTURE DETEC
9535 | BROMODICHLOROACETIC ACID | SM 4500-CL G-2000 | GC-L/S EXTRACTION-ELECTRON CAPTURE DETEC
9535 | BROMODICHLOROACETIC ACID | SM 4500-CL G (AS HACH 8167) | GC-L/S EXTRACTION-ELECTRON CAPTURE DETEC
9535 | BROMODICHLOROACETIC ACID | SM 4500-CL G (AS HACH 8021) | GC-L/S EXTRACTION-ELECTRON CAPTURE DETEC
9535 | BROMODICHLOROACETIC ACID | SM 4500-CL G | GC-L/S EXTRACTION-ELECTRON CAPTURE DETEC
9535 | BROMODICHLOROACETIC ACID | SM 4500-CL F | GC-L/S EXTRACTION-ELECTRON CAPTURE DETEC
9535 | BROMODICHLOROACETIC ACID | NO METHOD | NO METHOD
9535 | BROMODICHLOROACETIC ACID | 552.1 | GC-L/S EXTRACTION-ELECTRON CAPTURE DETEC
9639 | TRIBROMOACETIC ACID | 552.1 | GC-L/S EXTRACTION-ELECTRON CAPTURE DETEC
9639 | TRIBROMOACETIC ACID | NO METHOD | NO METHOD
9639 | TRIBROMOACETIC ACID | SM 4500-CL F | GC-L/S EXTRACTION-ELECTRON CAPTURE DETEC
9639 | TRIBROMOACETIC ACID | SM 4500-CL G | GC-L/S EXTRACTION-ELECTRON CAPTURE DETEC
9639 | TRIBROMOACETIC ACID | SM4500-CL-G | GC-L/S EXTRACTION-ELECTRON CAPTURE DETEC
9639 | TRIBROMOACETIC ACID | SM 4500-CL G (AS HACH 8167) | GC-L/S EXTRACTION-ELECTRON CAPTURE DETEC
9639 | TRIBROMOACETIC ACID | SM 4500-CL G-2000 | GC-L/S EXTRACTION-ELECTRON CAPTURE DETEC
9639 | TRIBROMOACETIC ACID | SM 4500-CN> G | GC-L/S EXTRACTION-ELECTRON CAPTURE DETEC
9639 | TRIBROMOACETIC ACID | SM4500-CL-F | GC-L/S EXTRACTION-ELECTRON CAPTURE DETEC
9639 | TRIBROMOACETIC ACID | SM 4500-CL G (AS HACH 8021) | GC-L/S EXTRACTION-ELECTRON CAPTURE DETEC
VAFL | FLUORIDE PLANT TAP | 300.0 | ION CHROMATOGRAPHY
VAFL | FLUORIDE PLANT TAP | FL-IC | ION CHROMOTOGRAPHY
VAFL | FLUORIDE PLANT TAP | D4327-91 | ION CHROMATOGRAPHY
VAFL | FLUORIDE PLANT TAP | 4500F-C | POTENTIOMETER ION SELECTIVE ELECTRODE
VAFL | FLUORIDE PLANT TAP | 300.1 | ION CHROMATOGRAPHY
VAFL | FLUORIDE PLANT TAP | 380-75WE | ION SELECTIVE ELECTRODE
VAFL | FLUORIDE PLANT TAP | NO METHOD | NO METHOD
VAFL | FLUORIDE PLANT TAP | HACH 10225 | COLORIMETRIC SPADNS, WITH DISTILLATION
VAFL | FLUORIDE PLANT TAP | EPA 300.0 | ION CHROMATOGRAPHY
VAFL | FLUORIDE PLANT TAP | SM 4500-F> C | POTENTIOMETER ION SELECTIVE ELECTRODE
VAFL | FLUORIDE PLANT TAP | SM4500-F-C | POTENTIOMETER ION SELECTIVE ELECTRODE
VAFL | FLUORIDE PLANT TAP | SM 4110 B | COLORIMETRIC SPADNS, WITH DISTILLATION
VAFL | FLUORIDE PLANT TAP | SM 4500-F> C-1997 | SELECTIVE ELECTRODE METHOD
VAFL | FLUORIDE PLANT TAP | FL-SPADNS | COLORIMETRIC SPADNS
VAFL | FLUORIDE PLANT TAP | FL-ISE | ELECTRODE
VAFL | FLUORIDE PLANT TAP | 4500F-D | COLORIMETRIC SPADNS, WITH DISTILLATION

## Classified Monitoring List
Instruction Tab |  | Classified Monitoring List - list of analyte categories and classifications
Sample Category | Classification Code | Classification Description | Analyte | Analyte Code | CAS No. | Notes
GE | ARS | Arsenic | ARSENIC | 1005 | 7440-38-2
GE | ASB | Asbestos | ASBESTOS | 1094 | 1332-21-4
GE | BRO | Bromate | BROMATE | 1011 | 15541-45-4
GE | CAH | SOCs - Chlorinated Acidic Herbicides | DALAPON | 2031 | 75-99-0
GE | CAH | SOCs - Chlorinated Acidic Herbicides | PICLORAM | 2040 | 1918-02-1
GE | CAH | SOCs - Chlorinated Acidic Herbicides | DINOSEB | 2041 | 88-85-7
GE | CAH | SOCs - Chlorinated Acidic Herbicides | 2,4-D | 2105 | 94-75-7
GE | CAH | SOCs - Chlorinated Acidic Herbicides | 2,4,5-TP | 2110 | 93-72-1
GE | CAH | SOCs - Chlorinated Acidic Herbicides | PENTACHLOROPHENOL | 2326
GE | CAL | Calcium | CALCIUM | 1016 | 7440-70-2
GE | CAR | SOCs - Carbamates | OXAMYL | 2036 | 23135-22-0
GE | CAR | SOCs - Carbamates | CARBOFURAN | 2046 | 1563-66-2
GE | CHL | Chlorite | CHLORATE | 1007 | 14866-68-3
GE | CHL | Chlorite | CHLORITE | 1009 | 14998-27-7
GE | CON | Conductivity | CONDUCTIVITY @ 25 C UMHOS/CM | 1064
GE | CYN | Cyanide | CYANIDE | 1024 | 57-12-5
GE | DIO | Dioxin | 2,3,7,8-TCDD | 2063 | 1746-01-6
GE | DIQ | SOCs - Diquat | DIQUAT | 2032 | 2764-72-9
GE | END | Endothall | ENDOTHALL | 2033 | 145-73-3
GE | FL2 | Fluoride Split | FLUORIDE | 1025 | 16984-48-8
GE | FL2 | Fluoride Split | FLUORIDE PLANT TAP | VAFL
GE | FLU | Fluoride | FLUORIDE | 1025 | 16984-48-8
GE | FOA | FOAM | MBAS - FOAMING AGENTS (SURFACTANTS) | 1089
GE | FUM | SOCs - Volatile Fumigants | 1,2-DIBROMO-3-CHLOROPROPANE | 2931 | 96-12-8
GE | FUM | SOCs - Volatile Fumigants | ETHYLENE DIBROMIDE | 2946 | 106-93-4
GE | GLY | Glyphosate | GLYPHOSATE | 2034 | 1071-83-6
GE | HAA | HAA5 | MONOCHLOROACETIC ACID | 2450 | 79-11-8
GE | HAA | HAA5 | DICHLOROACETIC ACID | 2451 | 79-43-6
GE | HAA | HAA5 | TRICHLOROACETIC ACID | 2452 | 76-03-9
GE | HAA | HAA5 | MONOBROMOACETIC ACID | 2453 | 79-08-3
GE | HAA | HAA5 | DIBROMOACETIC ACID | 2454 | 631-64-1
GE | HAA | HAA5 | TOTAL HALOACETIC ACIDS (HAA5) | 2456
GE | INO | Inorganics | TURBIDITY | 0100
GE | INO | Inorganics | CHLORIDE | 1017 | 16887-00-6
GE | INO | Inorganics | FLUORIDE | 1025 | 16984-48-8
GE | INO | Inorganics | ORTHOPHOSPHATE | 1044 | 14265-44-2
GE | INO | Inorganics | SULFATE | 1055 | 14808-79-8
GE | INO | Inorganics | CONDUCTIVITY @ 25 C UMHOS/CM | 1064
GE | INO | Inorganics | COLOR | 1905
GE | INO | Inorganics | CORROSIVITY | 1910
GE | INO | Inorganics | CALCIUM HARDNESS | 1914
GE | INO | Inorganics | HARDNESS, TOTAL (AS CAC03) | 1915
GE | INO | Inorganics | PH | 1925
GE | INO | Inorganics | ALKALINITY, TOTAL | 1927
GE | INO | Inorganics | TDS | 1930
GE | MET | Metals | ALUMINUM | 1002 | 7429-90-5
GE | MET | Metals | ARSENIC | 1005 | 7440-38-2
GE | MET | Metals | BARIUM | 1010 | 7440-39-3
GE | MET | Metals | CADMIUM | 1015 | 7440-43-9
GE | MET | Metals | CHROMIUM | 1020 | 7440-47-3
GE | MET | Metals | COPPER, FREE | 1022 | 7440-50-8
GE | MET | Metals | IRON | 1028 | 7439-89-6
GE | MET | Metals | LEAD | 1030 | 7439-92-1
GE | MET | Metals | MANGANESE | 1032 | 7439-96-5
GE | MET | Metals | MERCURY | 1035 | 7439-97-6
GE | MET | Metals | NICKEL | 1036 | 7440-02-0
GE | MET | Metals | SELENIUM | 1045 | 7782-49-2
GE | MET | Metals | SILVER | 1050 | 7440-22-4
GE | MET | Metals | SODIUM | 1052 | 7440-23-5
GE | MET | Metals | ANTIMONY, TOTAL | 1074 | 7440-36-0
GE | MET | Metals | BERYLLIUM, TOTAL | 1075 | 7440-41-7
GE | MET | Metals | THALLIUM, TOTAL | 1085 | 7440-28-0
GE | MET | Metals | ZINC | 1095 | 7440-66-6
GE | MPN | Total and E. Coli, MPN | COLIFORM (PRE-TCR) | 3000
GE | MPN | Total and E. Coli, MPN | E. COLI | 3014 | 68583-22-2
GE | NIT | Nitrate + Nitrite (Combined) | NITRATE-NITRITE | 1038
GE | NO2 | Nitrite-N (iced) | NITRITE | 1041 | 14797-65-0
GE | RAD | Radiological | GROSS ALPHA, INCL. RADON & U | 4002 | 12587-46-1
GE | RAD | Radiological | COMBINED URANIUM | 4006 | 7440-61-1
GE | RAD | Radiological | RADIUM-226 | 4020 | 13982-63-3
GE | RAD | Radiological | RADIUM-228 | 4030 | 15262-20-1
GE | RAP | RADs - Potassium | POTASSIUM | 1042 | 7440-09-7
GE | RGB | RADs - Gross Beta | GROSS BETA PARTICLE ACTIVITY | 4100 | 12587-47-2
GE | RIO | RADs - Iodine 131 | 53-IODINE-131 | 4264 | 10043-66-0
GE | SIO | Silica | SILICA | 1049 | 7631-86-9
GE | STR | RADs - Strontium | 38-STRONTIUM-90 | 4174 | 10098-97-2
GE | SUL | Hydrogen Sulfide | HYDROGEN SULFIDE | 1027 | 7783-06-4
GE | SUV | SUVA | CARBON, DISSOLVED ORGANIC (DOC) | 2919
GE | SUV | SUVA | UV ABSORBANCE @254 NM | 2922
GE | SUV | SUVA | SUVA (SPECFIC ULTRAVIOLET ABSORBANCE) | 2923
GE | SVO | SOCs - Semi-Volatile Organic Chemical | ENDRIN | 2005 | 72-20-8
GE | SVO | SOCs - Semi-Volatile Organic Chemical | BHC-GAMMA | 2010 | 58-89-9
GE | SVO | SOCs - Semi-Volatile Organic Chemical | METHOXYCHLOR | 2015 | 72-43-5
GE | SVO | SOCs - Semi-Volatile Organic Chemical | TOXAPHENE | 2020 | 8001-35-2
GE | SVO | SOCs - Semi-Volatile Organic Chemical | DI(2-ETHYLHEXYL) ADIPATE | 2035 | 103-23-1
GE | SVO | SOCs - Semi-Volatile Organic Chemical | SIMAZINE | 2037 | 122-34-9
GE | SVO | SOCs - Semi-Volatile Organic Chemical | DI(2-ETHYLHEXYL) PHTHALATE | 2039 | 117-81-7
GE | SVO | SOCs - Semi-Volatile Organic Chemical | HEXACHLOROCYCLOPENTADIENE | 2042 | 77-47-4
GE | SVO | SOCs - Semi-Volatile Organic Chemical | ATRAZINE | 2050 | 1912-24-9
GE | SVO | SOCs - Semi-Volatile Organic Chemical | LASSO | 2051 | 15972-60-8
GE | SVO | SOCs - Semi-Volatile Organic Chemical | HEPTACHLOR | 2065 | 76-44-8
GE | SVO | SOCs - Semi-Volatile Organic Chemical | HEPTACHLOR EPOXIDE | 2067 | 1024-57-3
GE | SVO | SOCs - Semi-Volatile Organic Chemical | HEXACHLOROBENZENE | 2274 | 118-74-1
GE | SVO | SOCs - Semi-Volatile Organic Chemical | BENZO(A)PYRENE | 2306 | 50-32-8
GE | SVO | SOCs - Semi-Volatile Organic Chemical | TOTAL POLYCHLORINATED BIPHENYLS (PCB) | 2383 | 1336-36-3
GE | SVO | SOCs - Semi-Volatile Organic Chemical | CHLORDANE | 2959 | 57-74-9
GE | THM | TTHM | CHLOROFORM | 2941 | 67-66-3
GE | THM | TTHM | BROMOFORM | 2942 | 75-25-2
GE | THM | TTHM | BROMODICHLOROMETHANE | 2943 | 75-27-4
GE | THM | TTHM | DIBROMOCHLOROMETHANE | 2944 | 124-48-1
GE | THM | TTHM | TTHM | 2950
GE | TOA | TOC-Alkalinity (Raw) | ALKALINITY, TOTAL | 1927
GE | TOA | TOC-Alkalinity (Raw) | CARBON, TOTAL | 2920 | 7440-44-0
GE | TOC | TOC-Low (Finished) | CARBON, TOTAL | 2920 | 7440-44-0
GE | TRM | Tritium | TRITIUM | 4102 | 10028-17-8
GE | URN | Uranium | COMBINED URANIUM | 4006 | 7440-61-1
GE | VOC | VOC | METHYL TERT-BUTYL ETHER | 2251 | 1634-04-4
GE | VOC | VOC | 1,2,4-TRICHLOROBENZENE | 2378 | 120-82-1
GE | VOC | VOC | CIS-1,2-DICHLOROETHYLENE | 2380 | 156-59-2
GE | VOC | VOC | XYLENES, TOTAL | 2955 | 1330-20-7
GE | VOC | VOC | DICHLOROMETHANE | 2964 | 75-09-2
GE | VOC | VOC | O-DICHLOROBENZENE | 2968 | 95-50-1
GE | VOC | VOC | P-DICHLOROBENZENE | 2969 | 106-46-7
GE | VOC | VOC | VINYL CHLORIDE | 2976 | 75-01-4
GE | VOC | VOC | 1,1-DICHLOROETHYLENE | 2977 | 75-35-4
GE | VOC | VOC | TRANS-1,2-DICHLOROETHYLENE | 2979 | 156-60-5
GE | VOC | VOC | 1,2-DICHLOROETHANE | 2980 | 107-06-2
GE | VOC | VOC | 1,1,1-TRICHLOROETHANE | 2981 | 71-55-6
GE | VOC | VOC | CARBON TETRACHLORIDE | 2982 | 56-23-5
GE | VOC | VOC | 1,2-DICHLOROPROPANE | 2983 | 78-87-5
GE | VOC | VOC | TRICHLOROETHYLENE | 2984 | 79-01-6
GE | VOC | VOC | 1,1,2-TRICHLOROETHANE | 2985 | 79-00-5
GE | VOC | VOC | TETRACHLOROETHYLENE | 2987 | 127-18-4
GE | VOC | VOC | CHLOROBENZENE | 2989 | 108-90-7
GE | VOC | VOC | BENZENE | 2990 | 71-43-2
GE | VOC | VOC | TOLUENE | 2991 | 108-88-3
GE | VOC | VOC | ETHYLBENZENE | 2992 | 100-41-4
GE | VOC | VOC | STYRENE | 2996 | 100-42-5
GE | WQ1 | Water Quality (Panel 1) | PH | 1925
GE | WQ1 | Water Quality (Panel 1) | ALKALINITY, TOTAL | 1927
GE | WQ2 | Water Quality (Panel 2) | ORTHOPHOSPHATE | 1044 | 14265-44-2
GE | WQ2 | Water Quality (Panel 2) | PH | 1925
GE | WQ2 | Water Quality (Panel 2) | ALKALINITY, TOTAL | 1927
PB | LC | Lead & Copper | COPPER, FREE | 1022 | 7440-50-8
PB | LC | Lead & Copper | LEAD | 1030 | 7439-92-1
TC | TC | TC, Presence/Absence | FECAL COLIFORM | 3013
TC | TC | TC, Presence/Absence | E. COLI | 3014 | 68583-22-2
TC | TC | TC, Presence/Absence | COLIFORM (TCR) | 3100

## Non Regulated Parameters
Instruction Tab |  | Non Regulated Parameters - list of analyte categories and classifications for analytes not on the Classified Monitoring List
Sample Category | Classification Code | Classification Description | Analyte | Analyte Code | CAS No. | Notes
GE | INO | Inorganics | BROMIDE | 1004
GE | INO | Inorganics | PERCHLORATE | 1039
GE | INO | Inorganics | TOTAL PHOSPHOROUS | 1043
GE | MET | Metals | MAGNESIUM | 1031
GE | MET | Metals | CHROMIUM-6 | 1080
GE | RAD | Radiological | STRONTIUM – 89 | 4172
GE | RAD | Radiological | RADON | 4004
GE | CAR | SOCs - Carbamates | CARBARYL | 2021
GE | CAR | SOCs - Carbamates | METHOMYL | 2022
GE | CAR | SOCs - Carbamates | METHIOCARB | 2024
GE | CAR | SOCs - Carbamates | ALDICARB SULFOXIDE | 2043
GE | CAR | SOCs - Carbamates | ALDICARB SULFONE | 2044
GE | CAR | SOCs - Carbamates | ALDICARB | 2047
GE | CAR | SOCs - Carbamates | 3-HYDROXYCARBOFURAN | 2066
GE | CAH | SOCs - Chlorinated Acidic Herbicides | DICAMBA | 2440
GE | DIQ | SOCs - Diquat | PARAQUAT | 2028
GE | SVO | SOCs - Semi-Volatile Organic Chemical | METOLACHLOR | 2045
GE | SVO | SOCs - Semi-Volatile Organic Chemical | DIELDRIN | 2070
GE | SVO | SOCs - Semi-Volatile Organic Chemical | BUTACHLOR | 2076
GE | SVO | SOCs - Semi-Volatile Organic Chemical | PROPACHLOR | 2077
GE | SVO | SOCs - Semi-Volatile Organic Chemical | ALDRIN | 2356
GE | SVO | SOCs - Semi-Volatile Organic Chemical | METRIBUZIN | 2595
GE | VOC | Volatile Organic Compounds | P-ISOPROPYLTOLUENE | 2030
GE | VOC | Volatile Organic Compounds | CHLOROMETHANE | 2210
GE | VOC | Volatile Organic Compounds | DICHLORODIFLUOROMETHANE | 2212
GE | VOC | Volatile Organic Compounds | BROMOMETHANE | 2214
GE | VOC | Volatile Organic Compounds | CHLOROETHANE | 2216
GE | VOC | Volatile Organic Compounds | TRICHLOROFLUOROMETHANE | 2218
GE | VOC | Volatile Organic Compounds | TRANS-1,3-DICHLOROPROPENE | 2224
GE | VOC | Volatile Organic Compounds | CIS-1,3-DICHLOROPROPENE | 2228
GE | VOC | Volatile Organic Compounds | 1,2-DIBROMOETHYLENE | 2232
GE | VOC | Volatile Organic Compounds | HEXACHLOROBUTADIENE | 2246
GE | VOC | Volatile Organic Compounds | NAPHTHALENE | 2248
GE | VOC | Volatile Organic Compounds | TETRAHYDROFURAN | 2263
GE | VOC | Volatile Organic Compounds | DIBROMOMETHANE | 2408
GE | VOC | Volatile Organic Compounds | 1,1-DICHLOROPROPENE | 2410
GE | VOC | Volatile Organic Compounds | 1,3-DICHLOROPROPANE | 2412
GE | VOC | Volatile Organic Compounds | 1,2,3-TRICHLOROPROPANE | 2414
GE | VOC | Volatile Organic Compounds | 2,2-DICHLOROPROPANE | 2416
GE | VOC | Volatile Organic Compounds | 1,2,4-TRIMETHYLBENZENE | 2418
GE | VOC | Volatile Organic Compounds | 1,2,3-TRICHLOROBENZENE | 2420
GE | VOC | Volatile Organic Compounds | N-BUTYLBENZENE | 2422
GE | VOC | Volatile Organic Compounds | 1,3,5-TRIMETHYLBENZENE | 2424
GE | VOC | Volatile Organic Compounds | TERT-BUTYLBENZENE | 2426
GE | VOC | Volatile Organic Compounds | SEC-BUTYLBENZENE | 2428
GE | VOC | Volatile Organic Compounds | BROMOCHLOROMETHANE | 2430
GE | VOC | Volatile Organic Compounds | O-CHLOROTOLUENE | 2965
GE | VOC | Volatile Organic Compounds | P-CHLOROTOLUENE | 2966
GE | VOC | Volatile Organic Compounds | M-DICHLOROBENZENE | 2967
GE | VOC | Volatile Organic Compounds | 1,1-DICHLOROETHANE | 2978
GE | VOC | Volatile Organic Compounds | 1,1,1,2-TETRACHLOROETHANE | 2986
GE | VOC | Volatile Organic Compounds | 1,1,2,2-TETRACHLOROETHANE | 2988
GE | VOC | Volatile Organic Compounds | BROMOBENZENE | 2993
GE | VOC | Volatile Organic Compounds | ISOPROPYLBENZENE | 2994
GE | VOC | Volatile Organic Compounds | N-PROPYLBENZENE | 2998